https://raw.githubusercontent.com/mrc-ide/global-lmic-reports/master/AFG/projections.csv | 2020-11-22 | infections | 5335.85 | 5585.49 | 5749.95 | 5796.48 | 5898.86 | 6623.2 | Additional 50% Reduction | Afghanistan | AFG | 2022-01-02 | v8 | TRUE
https://raw.githubusercontent.com/mrc-ide/global-lmic-reports/master/AFG/projections.csv | 2020-11-22 | deaths | 7.86 | 8.73 | 9.03 | 9.1 | 9.29 | 10.65 | Additional 50% Reduction | Afghanistan | AFG | 2022-01-02 | v8 | TRUE
https://raw.githubusercontent.com/mrc-ide/global-lmic-reports/master/AFG/projections.csv | 2020-11-22 | hospital_demand | 338.86 | 373.01 | 385.09 | 388.9 | 398.84 | 455.02 | Additional 50% Reduction | Afghanistan | AFG | 2022-01-02 | v8 | TRUE
https://raw.githubusercontent.com/mrc-ide/global-lmic-reports/master/AFG/projections.csv | 2020-11-22 | ICU_demand | 123.67 | 136.78 | 141.04 | 142.34 | 146.04 | 166.48 | Additional 50% Reduction | Afghanistan | AFG | 2022-01-02 | v8 | TRUE
https://raw.githubusercontent.com/mrc-ide/global-lmic-reports/master/AFG/projections.csv | 2020-11-22 | hospital_incidence | 43.57 | 47.27 | 49.29 | 49.42 | 50.07 | 57.95 | Additional 50% Reduction | Afghanistan | AFG | 2022-01-02 | v8 | TRUE
https://raw.githubusercontent.com/mrc-ide/global-lmic-reports/master/AFG/projections.csv | 2020-11-22 | ICU_incidence | 12.46 | 13.51 | 14.09 | 14.13 | 14.31 | 16.56 | Additional 50% Reduction | Afghanistan | AFG | 2022-01-02 | v8 | TRUE
https://raw.githubusercontent.com/mrc-ide/global-lmic-reports/master/AFG/projections.csv | 2020-11-22 | prevalence | 35987.61 | 38828.76 | 40274.4 | 40461.44 | 41270.36 | 47221.71 | Additional 50% Reduction | Afghanistan | AFG | 2022-01-02 | v8 | TRUE
https://raw.githubusercontent.com/mrc-ide/global-lmic-reports/master/AFG/projections.csv | 2020-11-22 | cumulative_infections | 786117.89 | 831135.46 | 849885.76 | 856713.38 | 874073.52 | 953713.51 | Additional 50% Reduction | Afghanistan | AFG | 2022-01-02 | v8 | TRUE
https://raw.githubusercontent.com/mrc-ide/global-lmic-reports/master/AFG/projections.csv | 2020-11-22 | cumulative_deaths | 1511.19 | 1598.15 | 1648.56 | 1659.15 | 1702.98 | 1864.4 | Additional 50% Reduction | Afghanistan | AFG | 2022-01-02 | v8 | TRUE
https://raw.githubusercontent.com/mrc-ide/global-lmic-reports/master/AFG/projections.csv | 2020-11-22 | Rt | 1.02 | 1.05 | 1.06 | 1.07 | 1.09 | 1.14 | Additional 50% Reduction | Afghanistan | AFG | 2022-01-02 | v8 | TRUE
https://raw.githubusercontent.com/mrc-ide/global-lmic-reports/master/AFG/projections.csv | 2020-11-22 | Reff | 0.99 | 1.02 | 1.04 | 1.05 | 1.07 | 1.11 | Additional 50% Reduction | Afghanistan | AFG | 2022-01-02 | v8 | TRUE
https://raw.githubusercontent.com/mrc-ide/global-lmic-reports/master/AFG/projections.csv | 2020-11-22 | infections | 5335.85 | 5585.49 | 5749.95 | 5796.48 | 5898.86 | 6623.2 | Maintain Status Quo | Afghanistan | AFG | 2022-01-02 | v8 | TRUE
https://raw.githubusercontent.com/mrc-ide/global-lmic-reports/master/AFG/projections.csv | 2020-11-22 | deaths | 7.86 | 8.73 | 9.03 | 9.1 | 9.29 | 10.65 | Maintain Status Quo | Afghanistan | AFG | 2022-01-02 | v8 | TRUE
https://raw.githubusercontent.com/mrc-ide/global-lmic-reports/master/AFG/projections.csv | 2020-11-22 | hospital_demand | 338.86 | 373.01 | 385.09 | 388.9 | 398.84 | 455.02 | Maintain Status Quo | Afghanistan | AFG | 2022-01-02 | v8 | TRUE
https://raw.githubusercontent.com/mrc-ide/global-lmic-reports/master/AFG/projections.csv | 2020-11-22 | ICU_demand | 123.67 | 136.78 | 141.04 | 142.34 | 146.04 | 166.48 | Maintain Status Quo | Afghanistan | AFG | 2022-01-02 | v8 | TRUE
https://raw.githubusercontent.com/mrc-ide/global-lmic-reports/master/AFG/projections.csv | 2020-11-22 | hospital_incidence | 43.57 | 47.27 | 49.29 | 49.42 | 50.07 | 57.95 | Maintain Status Quo | Afghanistan | AFG | 2022-01-02 | v8 | TRUE
https://raw.githubusercontent.com/mrc-ide/global-lmic-reports/master/AFG/projections.csv | 2020-11-22 | ICU_incidence | 12.46 | 13.51 | 14.09 | 14.13 | 14.31 | 16.56 | Maintain Status Quo | Afghanistan | AFG | 2022-01-02 | v8 | TRUE
https://raw.githubusercontent.com/mrc-ide/global-lmic-reports/master/AFG/projections.csv | 2020-11-22 | prevalence | 35987.61 | 38828.76 | 40274.4 | 40461.44 | 41270.36 | 47221.71 | Maintain Status Quo | Afghanistan | AFG | 2022-01-02 | v8 | TRUE
https://raw.githubusercontent.com/mrc-ide/global-lmic-reports/master/AFG/projections.csv | 2020-11-22 | cumulative_infections | 786117.89 | 831135.46 | 849885.76 | 856713.38 | 874073.52 | 953713.51 | Maintain Status Quo | Afghanistan | AFG | 2022-01-02 | v8 | TRUE
https://raw.githubusercontent.com/mrc-ide/global-lmic-reports/master/AFG/projections.csv | 2020-11-22 | cumulative_deaths | 1511.19 | 1598.15 | 1648.56 | 1659.15 | 1702.98 | 1864.4 | Maintain Status Quo | Afghanistan | AFG | 2022-01-02 | v8 | TRUE
https://raw.githubusercontent.com/mrc-ide/global-lmic-reports/master/AFG/projections.csv | 2020-11-22 | Rt | 1.02 | 1.05 | 1.06 | 1.07 | 1.09 | 1.14 | Maintain Status Quo | Afghanistan | AFG | 2022-01-02 | v8 | TRUE
https://raw.githubusercontent.com/mrc-ide/global-lmic-reports/master/AFG/projections.csv | 2020-11-22 | Reff | 0.99 | 1.02 | 1.04 | 1.05 | 1.07 | 1.11 | Maintain Status Quo | Afghanistan | AFG | 2022-01-02 | v8 | TRUE
https://raw.githubusercontent.com/mrc-ide/global-lmic-reports/master/AFG/projections.csv | 2020-11-22 | infections | 5335.85 | 5585.49 | 5749.95 | 5796.48 | 5898.86 | 6623.2 | Optimistic | Afghanistan | AFG | 2022-01-02 | v8 | TRUE
https://raw.githubusercontent.com/mrc-ide/global-lmic-reports/master/AFG/projections.csv | 2020-11-22 | deaths | 7.86 | 8.73 | 9.03 | 9.1 | 9.29 | 10.65 | Optimistic | Afghanistan | AFG | 2022-01-02 | v8 | TRUE
https://raw.githubusercontent.com/mrc-ide/global-lmic-reports/master/AFG/projections.csv | 2020-11-22 | hospital_demand | 338.86 | 373.01 | 385.09 | 388.9 | 398.84 | 455.02 | Optimistic | Afghanistan | AFG | 2022-01-02 | v8 | TRUE
https://raw.githubusercontent.com/mrc-ide/global-lmic-reports/master/AFG/projections.csv | 2020-11-22 | ICU_demand | 123.67 | 136.78 | 141.04 | 142.34 | 146.04 | 166.48 | Optimistic | Afghanistan | AFG | 2022-01-02 | v8 | TRUE
https://raw.githubusercontent.com/mrc-ide/global-lmic-reports/master/AFG/projections.csv | 2020-11-22 | hospital_incidence | 43.57 | 47.27 | 49.29 | 49.42 | 50.07 | 57.95 | Optimistic | Afghanistan | AFG | 2022-01-02 | v8 | TRUE
https://raw.githubusercontent.com/mrc-ide/global-lmic-reports/master/AFG/projections.csv | 2020-11-22 | ICU_incidence | 12.46 | 13.51 | 14.09 | 14.13 | 14.31 | 16.56 | Optimistic | Afghanistan | AFG | 2022-01-02 | v8 | TRUE
https://raw.githubusercontent.com/mrc-ide/global-lmic-reports/master/AFG/projections.csv | 2020-11-22 | prevalence | 35987.61 | 38828.76 | 40274.4 | 40461.44 | 41270.36 | 47221.71 | Optimistic | Afghanistan | AFG | 2022-01-02 | v8 | TRUE
https://raw.githubusercontent.com/mrc-ide/global-lmic-reports/master/AFG/projections.csv | 2020-11-22 | cumulative_infections | 786117.89 | 831135.46 | 849885.76 | 856713.38 | 874073.52 | 953713.51 | Optimistic | Afghanistan | AFG | 2022-01-02 | v8 | TRUE
https://raw.githubusercontent.com/mrc-ide/global-lmic-reports/master/AFG/projections.csv | 2020-11-22 | cumulative_deaths | 1511.19 | 1598.15 | 1648.56 | 1659.15 | 1702.98 | 1864.4 | Optimistic | Afghanistan | AFG | 2022-01-02 | v8 | TRUE
https://raw.githubusercontent.com/mrc-ide/global-lmic-reports/master/AFG/projections.csv | 2020-11-22 | Rt | 1.02 | 1.05 | 1.06 | 1.07 | 1.09 | 1.14 | Optimistic | Afghanistan | AFG | 2022-01-02 | v8 | TRUE
https://raw.githubusercontent.com/mrc-ide/global-lmic-reports/master/AFG/projections.csv | 2020-11-22 | Reff | 0.99 | 1.02 | 1.04 | 1.05 | 1.07 | 1.11 | Optimistic | Afghanistan | AFG | 2022-01-02 | v8 | TRUE
https://raw.githubusercontent.com/mrc-ide/global-lmic-reports/master/AFG/projections.csv | 2020-11-22 | infections | 5335.85 | 5585.49 | 5749.95 | 5796.48 | 5898.86 | 6623.2 | Pessimistic | Afghanistan | AFG | 2022-01-02 | v8 | TRUE
https://raw.githubusercontent.com/mrc-ide/global-lmic-reports/master/AFG/projections.csv | 2020-11-22 | deaths | 7.86 | 8.73 | 9.03 | 9.1 | 9.29 | 10.65 | Pessimistic | Afghanistan | AFG | 2022-01-02 | v8 | TRUE
https://raw.githubusercontent.com/mrc-ide/global-lmic-reports/master/AFG/projections.csv | 2020-11-22 | hospital_demand | 338.86 | 373.01 | 385.09 | 388.9 | 398.84 | 455.02 | Pessimistic | Afghanistan | AFG | 2022-01-02 | v8 | TRUE
https://raw.githubusercontent.com/mrc-ide/global-lmic-reports/master/AFG/projections.csv | 2020-11-22 | ICU_demand | 123.67 | 136.78 | 141.04 | 142.34 | 146.04 | 166.48 | Pessimistic | Afghanistan | AFG | 2022-01-02 | v8 | TRUE
https://raw.githubusercontent.com/mrc-ide/global-lmic-reports/master/AFG/projections.csv | 2020-11-22 | hospital_incidence | 43.57 | 47.27 | 49.29 | 49.42 | 50.07 | 57.95 | Pessimistic | Afghanistan | AFG | 2022-01-02 | v8 | TRUE
https://raw.githubusercontent.com/mrc-ide/global-lmic-reports/master/AFG/projections.csv | 2020-11-22 | ICU_incidence | 12.46 | 13.51 | 14.09 | 14.13 | 14.31 | 16.56 | Pessimistic | Afghanistan | AFG | 2022-01-02 | v8 | TRUE
https://raw.githubusercontent.com/mrc-ide/global-lmic-reports/master/AFG/projections.csv | 2020-11-22 | prevalence | 35987.61 | 38828.76 | 40274.4 | 40461.44 | 41270.36 | 47221.71 | Pessimistic | Afghanistan | AFG | 2022-01-02 | v8 | TRUE
https://raw.githubusercontent.com/mrc-ide/global-lmic-reports/master/AFG/projections.csv | 2020-11-22 | cumulative_infections | 786117.89 | 831135.46 | 849885.76 | 856713.38 | 874073.52 | 953713.51 | Pessimistic | Afghanistan | AFG | 2022-01-02 | v8 | TRUE
https://raw.githubusercontent.com/mrc-ide/global-lmic-reports/master/AFG/projections.csv | 2020-11-22 | cumulative_deaths | 1511.19 | 1598.15 | 1648.56 | 1659.15 | 1702.98 | 1864.4 | Pessimistic | Afghanistan | AFG | 2022-01-02 | v8 | TRUE
https://raw.githubusercontent.com/mrc-ide/global-lmic-reports/master/AFG/projections.csv | 2020-11-22 | Rt | 1.02 | 1.05 | 1.06 | 1.07 | 1.09 | 1.14 | Pessimistic | Afghanistan | AFG | 2022-01-02 | v8 | TRUE
https://raw.githubusercontent.com/mrc-ide/global-lmic-reports/master/AFG/projections.csv | 2020-11-22 | Reff | 0.99 | 1.02 | 1.04 | 1.05 | 1.07 | 1.11 | Pessimistic | Afghanistan | AFG | 2022-01-02 | v8 | TRUE
https://raw.githubusercontent.com/mrc-ide/global-lmic-reports/master/AFG/projections.csv | 2020-11-22 | infections | 5335.85 | 5585.49 | 5749.95 | 5796.48 | 5898.86 | 6623.2 | Relax Interventions 50% | Afghanistan | AFG | 2022-01-02 | v8 | TRUE
https://raw.githubusercontent.com/mrc-ide/global-lmic-reports/master/AFG/projections.csv | 2020-11-22 | deaths | 7.86 | 8.73 | 9.03 | 9.1 | 9.29 | 10.65 | Relax Interventions 50% | Afghanistan | AFG | 2022-01-02 | v8 | TRUE
https://raw.githubusercontent.com/mrc-ide/global-lmic-reports/master/AFG/projections.csv | 2020-11-22 | hospital_demand | 338.86 | 373.01 | 385.09 | 388.9 | 398.84 | 455.02 | Relax Interventions 50% | Afghanistan | AFG | 2022-01-02 | v8 | TRUE
https://raw.githubusercontent.com/mrc-ide/global-lmic-reports/master/AFG/projections.csv | 2020-11-22 | ICU_demand | 123.67 | 136.78 | 141.04 | 142.34 | 146.04 | 166.48 | Relax Interventions 50% | Afghanistan | AFG | 2022-01-02 | v8 | TRUE
https://raw.githubusercontent.com/mrc-ide/global-lmic-reports/master/AFG/projections.csv | 2020-11-22 | hospital_incidence | 43.57 | 47.27 | 49.29 | 49.42 | 50.07 | 57.95 | Relax Interventions 50% | Afghanistan | AFG | 2022-01-02 | v8 | TRUE
https://raw.githubusercontent.com/mrc-ide/global-lmic-reports/master/AFG/projections.csv | 2020-11-22 | ICU_incidence | 12.46 | 13.51 | 14.09 | 14.13 | 14.31 | 16.56 | Relax Interventions 50% | Afghanistan | AFG | 2022-01-02 | v8 | TRUE
https://raw.githubusercontent.com/mrc-ide/global-lmic-reports/master/AFG/projections.csv | 2020-11-22 | prevalence | 35987.61 | 38828.76 | 40274.4 | 40461.44 | 41270.36 | 47221.71 | Relax Interventions 50% | Afghanistan | AFG | 2022-01-02 | v8 | TRUE
https://raw.githubusercontent.com/mrc-ide/global-lmic-reports/master/AFG/projections.csv | 2020-11-22 | cumulative_infections | 786117.89 | 831135.46 | 849885.76 | 856713.38 | 874073.52 | 953713.51 | Relax Interventions 50% | Afghanistan | AFG | 2022-01-02 | v8 | TRUE
https://raw.githubusercontent.com/mrc-ide/global-lmic-reports/master/AFG/projections.csv | 2020-11-22 | cumulative_deaths | 1511.19 | 1598.15 | 1648.56 | 1659.15 | 1702.98 | 1864.4 | Relax Interventions 50% | Afghanistan | AFG | 2022-01-02 | v8 | TRUE
https://raw.githubusercontent.com/mrc-ide/global-lmic-reports/master/AFG/projections.csv | 2020-11-22 | Rt | 1.02 | 1.05 | 1.06 | 1.07 | 1.09 | 1.14 | Relax Interventions 50% | Afghanistan | AFG | 2022-01-02 | v8 | TRUE
https://raw.githubusercontent.com/mrc-ide/global-lmic-reports/master/AFG/projections.csv | 2020-11-22 | Reff | 0.99 | 1.02 | 1.04 | 1.05 | 1.07 | 1.11 | Relax Interventions 50% | Afghanistan | AFG | 2022-01-02 | v8 | TRUE
https://raw.githubusercontent.com/mrc-ide/global-lmic-reports/master/AFG/projections.csv | 2020-11-22 | infections | 5328.86 | 5552.23 | 5721.81 | 5737.84 | 5888.2 | 6295.97 | Surged Additional 50% Reduction | Afghanistan | AFG | 2022-01-02 | v8 | TRUE
https://raw.githubusercontent.com/mrc-ide/global-lmic-reports/master/AFG/projections.csv | 2020-11-22 | deaths | 8.11 | 8.84 | 9.04 | 9.04 | 9.48 | 9.73 | Surged Additional 50% Reduction | Afghanistan | AFG | 2022-01-02 | v8 | TRUE
https://raw.githubusercontent.com/mrc-ide/global-lmic-reports/master/AFG/projections.csv | 2020-11-22 | hospital_demand | 348.03 | 376.74 | 384.56 | 385.98 | 404.4 | 416.78 | Surged Additional 50% Reduction | Afghanistan | AFG | 2022-01-02 | v8 | TRUE
https://raw.githubusercontent.com/mrc-ide/global-lmic-reports/master/AFG/projections.csv | 2020-11-22 | ICU_demand | 127.14 | 138.04 | 140.95 | 141.36 | 148.11 | 152.07 | Surged Additional 50% Reduction | Afghanistan | AFG | 2022-01-02 | v8 | TRUE
https://raw.githubusercontent.com/mrc-ide/global-lmic-reports/master/AFG/projections.csv | 2020-11-22 | hospital_incidence | 44.25 | 47.18 | 48.96 | 48.93 | 50.43 | 53.72 | Surged Additional 50% Reduction | Afghanistan | AFG | 2022-01-02 | v8 | TRUE
https://raw.githubusercontent.com/mrc-ide/global-lmic-reports/master/AFG/projections.csv | 2020-11-22 | ICU_incidence | 12.65 | 13.49 | 14 | 13.99 | 14.42 | 15.36 | Surged Additional 50% Reduction | Afghanistan | AFG | 2022-01-02 | v8 | TRUE
https://raw.githubusercontent.com/mrc-ide/global-lmic-reports/master/AFG/projections.csv | 2020-11-22 | prevalence | 36356.67 | 38794.6 | 40043.06 | 40026.56 | 41212.51 | 44220.96 | Surged Additional 50% Reduction | Afghanistan | AFG | 2022-01-02 | v8 | TRUE
https://raw.githubusercontent.com/mrc-ide/global-lmic-reports/master/AFG/projections.csv | 2020-11-22 | cumulative_infections | 791787.24 | 824408.62 | 854609.41 | 849761.38 | 871209.24 | 911101.25 | Surged Additional 50% Reduction | Afghanistan | AFG | 2022-01-02 | v8 | TRUE
https://raw.githubusercontent.com/mrc-ide/global-lmic-reports/master/AFG/projections.csv | 2020-11-22 | cumulative_deaths | 1517.27 | 1580.31 | 1637.82 | 1632.21 | 1673.78 | 1754.02 | Surged Additional 50% Reduction | Afghanistan | AFG | 2022-01-02 | v8 | TRUE
https://raw.githubusercontent.com/mrc-ide/global-lmic-reports/master/AFG/projections.csv | 2020-11-22 | Rt | 1.01 | 1.05 | 1.07 | 1.07 | 1.09 | 1.12 | Surged Additional 50% Reduction | Afghanistan | AFG | 2022-01-02 | v8 | TRUE
https://raw.githubusercontent.com/mrc-ide/global-lmic-reports/master/AFG/projections.csv | 2020-11-22 | Reff | 0.99 | 1.03 | 1.04 | 1.05 | 1.06 | 1.1 | Surged Additional 50% Reduction | Afghanistan | AFG | 2022-01-02 | v8 | TRUE
https://raw.githubusercontent.com/mrc-ide/global-lmic-reports/master/AFG/projections.csv | 2020-11-22 | infections | 5328.86 | 5552.23 | 5721.81 | 5737.84 | 5888.2 | 6295.97 | Surged Maintain Status Quo | Afghanistan | AFG | 2022-01-02 | v8 | TRUE
https://raw.githubusercontent.com/mrc-ide/global-lmic-reports/master/AFG/projections.csv | 2020-11-22 | deaths | 8.11 | 8.84 | 9.04 | 9.04 | 9.48 | 9.73 | Surged Maintain Status Quo | Afghanistan | AFG | 2022-01-02 | v8 | TRUE
https://raw.githubusercontent.com/mrc-ide/global-lmic-reports/master/AFG/projections.csv | 2020-11-22 | hospital_demand | 348.03 | 376.74 | 384.56 | 385.98 | 404.4 | 416.78 | Surged Maintain Status Quo | Afghanistan | AFG | 2022-01-02 | v8 | TRUE
https://raw.githubusercontent.com/mrc-ide/global-lmic-reports/master/AFG/projections.csv | 2020-11-22 | ICU_demand | 127.14 | 138.04 | 140.95 | 141.36 | 148.11 | 152.07 | Surged Maintain Status Quo | Afghanistan | AFG | 2022-01-02 | v8 | TRUE
https://raw.githubusercontent.com/mrc-ide/global-lmic-reports/master/AFG/projections.csv | 2020-11-22 | hospital_incidence | 44.25 | 47.18 | 48.96 | 48.93 | 50.43 | 53.72 | Surged Maintain Status Quo | Afghanistan | AFG | 2022-01-02 | v8 | TRUE
https://raw.githubusercontent.com/mrc-ide/global-lmic-reports/master/AFG/projections.csv | 2020-11-22 | ICU_incidence | 12.65 | 13.49 | 14 | 13.99 | 14.42 | 15.36 | Surged Maintain Status Quo | Afghanistan | AFG | 2022-01-02 | v8 | TRUE
https://raw.githubusercontent.com/mrc-ide/global-lmic-reports/master/AFG/projections.csv | 2020-11-22 | prevalence | 36356.67 | 38794.6 | 40043.06 | 40026.56 | 41212.51 | 44220.96 | Surged Maintain Status Quo | Afghanistan | AFG | 2022-01-02 | v8 | TRUE
https://raw.githubusercontent.com/mrc-ide/global-lmic-reports/master/AFG/projections.csv | 2020-11-22 | cumulative_infections | 791787.24 | 824408.62 | 854609.41 | 849761.38 | 871209.24 | 911101.25 | Surged Maintain Status Quo | Afghanistan | AFG | 2022-01-02 | v8 | TRUE
https://raw.githubusercontent.com/mrc-ide/global-lmic-reports/master/AFG/projections.csv | 2020-11-22 | cumulative_deaths | 1517.27 | 1580.31 | 1637.82 | 1632.21 | 1673.78 | 1754.02 | Surged Maintain Status Quo | Afghanistan | AFG | 2022-01-02 | v8 | TRUE
https://raw.githubusercontent.com/mrc-ide/global-lmic-reports/master/AFG/projections.csv | 2020-11-22 | Rt | 1.01 | 1.05 | 1.07 | 1.07 | 1.09 | 1.12 | Surged Maintain Status Quo | Afghanistan | AFG | 2022-01-02 | v8 | TRUE
https://raw.githubusercontent.com/mrc-ide/global-lmic-reports/master/AFG/projections.csv | 2020-11-22 | Reff | 0.99 | 1.03 | 1.04 | 1.05 | 1.06 | 1.1 | Surged Maintain Status Quo | Afghanistan | AFG | 2022-01-02 | v8 | TRUE
https://raw.githubusercontent.com/mrc-ide/global-lmic-reports/master/AFG/projections.csv | 2020-11-22 | infections | 5328.86 | 5552.23 | 5721.81 | 5737.84 | 5888.2 | 6295.97 | Surged Optimistic | Afghanistan | AFG | 2022-01-02 | v8 | TRUE
https://raw.githubusercontent.com/mrc-ide/global-lmic-reports/master/AFG/projections.csv | 2020-11-22 | deaths | 8.11 | 8.84 | 9.04 | 9.04 | 9.48 | 9.73 | Surged Optimistic | Afghanistan | AFG | 2022-01-02 | v8 | TRUE
https://raw.githubusercontent.com/mrc-ide/global-lmic-reports/master/AFG/projections.csv | 2020-11-22 | hospital_demand | 348.03 | 376.74 | 384.56 | 385.98 | 404.4 | 416.78 | Surged Optimistic | Afghanistan | AFG | 2022-01-02 | v8 | TRUE
https://raw.githubusercontent.com/mrc-ide/global-lmic-reports/master/AFG/projections.csv | 2020-11-22 | ICU_demand | 127.14 | 138.04 | 140.95 | 141.36 | 148.11 | 152.07 | Surged Optimistic | Afghanistan | AFG | 2022-01-02 | v8 | TRUE
https://raw.githubusercontent.com/mrc-ide/global-lmic-reports/master/AFG/projections.csv | 2020-11-22 | hospital_incidence | 44.25 | 47.18 | 48.96 | 48.93 | 50.43 | 53.72 | Surged Optimistic | Afghanistan | AFG | 2022-01-02 | v8 | TRUE
https://raw.githubusercontent.com/mrc-ide/global-lmic-reports/master/AFG/projections.csv | 2020-11-22 | ICU_incidence | 12.65 | 13.49 | 14 | 13.99 | 14.42 | 15.36 | Surged Optimistic | Afghanistan | AFG | 2022-01-02 | v8 | TRUE
https://raw.githubusercontent.com/mrc-ide/global-lmic-reports/master/AFG/projections.csv | 2020-11-22 | prevalence | 36356.67 | 38794.6 | 40043.06 | 40026.56 | 41212.51 | 44220.96 | Surged Optimistic | Afghanistan | AFG | 2022-01-02 | v8 | TRUE
https://raw.githubusercontent.com/mrc-ide/global-lmic-reports/master/AFG/projections.csv | 2020-11-22 | cumulative_infections | 791787.24 | 824408.62 | 854609.41 | 849761.38 | 871209.24 | 911101.25 | Surged Optimistic | Afghanistan | AFG | 2022-01-02 | v8 | TRUE
https://raw.githubusercontent.com/mrc-ide/global-lmic-reports/master/AFG/projections.csv | 2020-11-22 | cumulative_deaths | 1517.27 | 1580.31 | 1637.82 | 1632.21 | 1673.78 | 1754.02 | Surged Optimistic | Afghanistan | AFG | 2022-01-02 | v8 | TRUE
https://raw.githubusercontent.com/mrc-ide/global-lmic-reports/master/AFG/projections.csv | 2020-11-22 | Rt | 1.01 | 1.05 | 1.07 | 1.07 | 1.09 | 1.12 | Surged Optimistic | Afghanistan | AFG | 2022-01-02 | v8 | TRUE
https://raw.githubusercontent.com/mrc-ide/global-lmic-reports/master/AFG/projections.csv | 2020-11-22 | Reff | 0.99 | 1.03 | 1.04 | 1.05 | 1.06 | 1.1 | Surged Optimistic | Afghanistan | AFG | 2022-01-02 | v8 | TRUE
https://raw.githubusercontent.com/mrc-ide/global-lmic-reports/master/AFG/projections.csv | 2020-11-22 | infections | 5328.86 | 5552.23 | 5721.81 | 5737.84 | 5888.2 | 6295.97 | Surged Pessimistic | Afghanistan | AFG | 2022-01-02 | v8 | TRUE
https://raw.githubusercontent.com/mrc-ide/global-lmic-reports/master/AFG/projections.csv | 2020-11-22 | deaths | 8.11 | 8.84 | 9.04 | 9.04 | 9.48 | 9.73 | Surged Pessimistic | Afghanistan | AFG | 2022-01-02 | v8 | TRUE
https://raw.githubusercontent.com/mrc-ide/global-lmic-reports/master/AFG/projections.csv | 2020-11-22 | hospital_demand | 348.03 | 376.74 | 384.56 | 385.98 | 404.4 | 416.78 | Surged Pessimistic | Afghanistan | AFG | 2022-01-02 | v8 | TRUE
https://raw.githubusercontent.com/mrc-ide/global-lmic-reports/master/AFG/projections.csv | 2020-11-22 | ICU_demand | 127.14 | 138.04 | 140.95 | 141.36 | 148.11 | 152.07 | Surged Pessimistic | Afghanistan | AFG | 2022-01-02 | v8 | TRUE
https://raw.githubusercontent.com/mrc-ide/global-lmic-reports/master/AFG/projections.csv | 2020-11-22 | hospital_incidence | 44.25 | 47.18 | 48.96 | 48.93 | 50.43 | 53.72 | Surged Pessimistic | Afghanistan | AFG | 2022-01-02 | v8 | TRUE
https://raw.githubusercontent.com/mrc-ide/global-lmic-reports/master/AFG/projections.csv | 2020-11-22 | ICU_incidence | 12.65 | 13.49 | 14 | 13.99 | 14.42 | 15.36 | Surged Pessimistic | Afghanistan | AFG | 2022-01-02 | v8 | TRUE
https://raw.githubusercontent.com/mrc-ide/global-lmic-reports/master/AFG/projections.csv | 2020-11-22 | prevalence | 36356.67 | 38794.6 | 40043.06 | 40026.56 | 41212.51 | 44220.96 | Surged Pessimistic | Afghanistan | AFG | 2022-01-02 | v8 | TRUE
https://raw.githubusercontent.com/mrc-ide/global-lmic-reports/master/AFG/projections.csv | 2020-11-22 | cumulative_infections | 791787.24 | 824408.62 | 854609.41 | 849761.38 | 871209.24 | 911101.25 | Surged Pessimistic | Afghanistan | AFG | 2022-01-02 | v8 | TRUE
https://raw.githubusercontent.com/mrc-ide/global-lmic-reports/master/AFG/projections.csv | 2020-11-22 | cumulative_deaths | 1517.27 | 1580.31 | 1637.82 | 1632.21 | 1673.78 | 1754.02 | Surged Pessimistic | Afghanistan | AFG | 2022-01-02 | v8 | TRUE
https://raw.githubusercontent.com/mrc-ide/global-lmic-reports/master/AFG/projections.csv | 2020-11-22 | Rt | 1.01 | 1.05 | 1.07 | 1.07 | 1.09 | 1.12 | Surged Pessimistic | Afghanistan | AFG | 2022-01-02 | v8 | TRUE
https://raw.githubusercontent.com/mrc-ide/global-lmic-reports/master/AFG/projections.csv | 2020-11-22 | Reff | 0.99 | 1.03 | 1.04 | 1.05 | 1.06 | 1.1 | Surged Pessimistic | Afghanistan | AFG | 2022-01-02 | v8 | TRUE
https://raw.githubusercontent.com/mrc-ide/global-lmic-reports/master/AFG/projections.csv | 2020-11-22 | infections | 5328.86 | 5552.23 | 5721.81 | 5737.84 | 5888.2 | 6295.97 | Surged Relax Interventions 50% | Afghanistan | AFG | 2022-01-02 | v8 | TRUE
https://raw.githubusercontent.com/mrc-ide/global-lmic-reports/master/AFG/projections.csv | 2020-11-22 | deaths | 8.11 | 8.84 | 9.04 | 9.04 | 9.48 | 9.73 | Surged Relax Interventions 50% | Afghanistan | AFG | 2022-01-02 | v8 | TRUE
https://raw.githubusercontent.com/mrc-ide/global-lmic-reports/master/AFG/projections.csv | 2020-11-22 | hospital_demand | 348.03 | 376.74 | 384.56 | 385.98 | 404.4 | 416.78 | Surged Relax Interventions 50% | Afghanistan | AFG | 2022-01-02 | v8 | TRUE
https://raw.githubusercontent.com/mrc-ide/global-lmic-reports/master/AFG/projections.csv | 2020-11-22 | ICU_demand | 127.14 | 138.04 | 140.95 | 141.36 | 148.11 | 152.07 | Surged Relax Interventions 50% | Afghanistan | AFG | 2022-01-02 | v8 | TRUE
https://raw.githubusercontent.com/mrc-ide/global-lmic-reports/master/AFG/projections.csv | 2020-11-22 | hospital_incidence | 44.25 | 47.18 | 48.96 | 48.93 | 50.43 | 53.72 | Surged Relax Interventions 50% | Afghanistan | AFG | 2022-01-02 | v8 | TRUE
https://raw.githubusercontent.com/mrc-ide/global-lmic-reports/master/AFG/projections.csv | 2020-11-22 | ICU_incidence | 12.65 | 13.49 | 14 | 13.99 | 14.42 | 15.36 | Surged Relax Interventions 50% | Afghanistan | AFG | 2022-01-02 | v8 | TRUE
https://raw.githubusercontent.com/mrc-ide/global-lmic-reports/master/AFG/projections.csv | 2020-11-22 | prevalence | 36356.67 | 38794.6 | 40043.06 | 40026.56 | 41212.51 | 44220.96 | Surged Relax Interventions 50% | Afghanistan | AFG | 2022-01-02 | v8 | TRUE
https://raw.githubusercontent.com/mrc-ide/global-lmic-reports/master/AFG/projections.csv | 2020-11-22 | cumulative_infections | 791787.24 | 824408.62 | 854609.41 | 849761.38 | 871209.24 | 911101.25 | Surged Relax Interventions 50% | Afghanistan | AFG | 2022-01-02 | v8 | TRUE
https://raw.githubusercontent.com/mrc-ide/global-lmic-reports/master/AFG/projections.csv | 2020-11-22 | cumulative_deaths | 1517.27 | 1580.31 | 1637.82 | 1632.21 | 1673.78 | 1754.02 | Surged Relax Interventions 50% | Afghanistan | AFG | 2022-01-02 | v8 | TRUE
https://raw.githubusercontent.com/mrc-ide/global-lmic-reports/master/AFG/projections.csv | 2020-11-22 | Rt | 1.01 | 1.05 | 1.07 | 1.07 | 1.09 | 1.12 | Surged Relax Interventions 50% | Afghanistan | AFG | 2022-01-02 | v8 | TRUE
https://raw.githubusercontent.com/mrc-ide/global-lmic-reports/master/AFG/projections.csv | 2020-11-22 | Reff | 0.99 | 1.03 | 1.04 | 1.05 | 1.06 | 1.1 | Surged Relax Interventions 50% | Afghanistan | AFG | 2022-01-02 | v8 | TRUE
https://raw.githubusercontent.com/mrc-ide/global-lmic-reports/master/AFG/projections.csv | 2020-11-23 | infections | 5624.63 | 5952.74 | 6056.76 | 6144.01 | 6268.25 | 7021.47 | Additional 50% Reduction | Afghanistan | AFG | 2022-01-02 | v8 | TRUE
https://raw.githubusercontent.com/mrc-ide/global-lmic-reports/master/AFG/projections.csv | 2020-11-23 | deaths | 8.11 | 8.98 | 9.28 | 9.36 | 9.58 | 10.95 | Additional 50% Reduction | Afghanistan | AFG | 2022-01-02 | v8 | TRUE
https://raw.githubusercontent.com/mrc-ide/global-lmic-reports/master/AFG/projections.csv | 2020-11-23 | hospital_demand | 349.15 | 383.22 | 395.13 | 399.47 | 409.01 | 467.15 | Additional 50% Reduction | Afghanistan | AFG | 2022-01-02 | v8 | TRUE
https://raw.githubusercontent.com/mrc-ide/global-lmic-reports/master/AFG/projections.csv | 2020-11-23 | ICU_demand | 127.52 | 140.37 | 144.96 | 146.38 | 149.94 | 171.15 | Additional 50% Reduction | Afghanistan | AFG | 2022-01-02 | v8 | TRUE
https://raw.githubusercontent.com/mrc-ide/global-lmic-reports/master/AFG/projections.csv | 2020-11-23 | hospital_incidence | 44.54 | 48.12 | 50.22 | 50.4 | 51.09 | 59.08 | Additional 50% Reduction | Afghanistan | AFG | 2022-01-02 | v8 | TRUE
https://raw.githubusercontent.com/mrc-ide/global-lmic-reports/master/AFG/projections.csv | 2020-11-23 | ICU_incidence | 12.73 | 13.76 | 14.36 | 14.41 | 14.61 | 16.89 | Additional 50% Reduction | Afghanistan | AFG | 2022-01-02 | v8 | TRUE
https://raw.githubusercontent.com/mrc-ide/global-lmic-reports/master/AFG/projections.csv | 2020-11-23 | prevalence | 36573.8 | 39086.17 | 40506.44 | 40744.78 | 41540.6 | 47371.07 | Additional 50% Reduction | Afghanistan | AFG | 2022-01-02 | v8 | TRUE
https://raw.githubusercontent.com/mrc-ide/global-lmic-reports/master/AFG/projections.csv | 2020-11-23 | cumulative_infections | 791940.08 | 837092.81 | 856048.5 | 862857.39 | 880182.81 | 960691.43 | Additional 50% Reduction | Afghanistan | AFG | 2022-01-02 | v8 | TRUE
https://raw.githubusercontent.com/mrc-ide/global-lmic-reports/master/AFG/projections.csv | 2020-11-23 | cumulative_deaths | 1519.54 | 1607.57 | 1657.82 | 1668.51 | 1713.07 | 1875 | Additional 50% Reduction | Afghanistan | AFG | 2022-01-02 | v8 | TRUE
https://raw.githubusercontent.com/mrc-ide/global-lmic-reports/master/AFG/projections.csv | 2020-11-23 | Rt | 1.01 | 1.04 | 1.06 | 1.06 | 1.08 | 1.12 | Additional 50% Reduction | Afghanistan | AFG | 2022-01-02 | v8 | TRUE
https://raw.githubusercontent.com/mrc-ide/global-lmic-reports/master/AFG/projections.csv | 2020-11-23 | Reff | 0.99 | 1.01 | 1.03 | 1.04 | 1.05 | 1.1 | Additional 50% Reduction | Afghanistan | AFG | 2022-01-02 | v8 | TRUE
https://raw.githubusercontent.com/mrc-ide/global-lmic-reports/master/AFG/projections.csv | 2020-11-23 | infections | 5624.63 | 5952.74 | 6056.76 | 6144.01 | 6268.25 | 7021.47 | Maintain Status Quo | Afghanistan | AFG | 2022-01-02 | v8 | TRUE
https://raw.githubusercontent.com/mrc-ide/global-lmic-reports/master/AFG/projections.csv | 2020-11-23 | deaths | 8.11 | 8.98 | 9.28 | 9.36 | 9.58 | 10.95 | Maintain Status Quo | Afghanistan | AFG | 2022-01-02 | v8 | TRUE
https://raw.githubusercontent.com/mrc-ide/global-lmic-reports/master/AFG/projections.csv | 2020-11-23 | hospital_demand | 349.15 | 383.22 | 395.13 | 399.47 | 409.01 | 467.15 | Maintain Status Quo | Afghanistan | AFG | 2022-01-02 | v8 | TRUE
https://raw.githubusercontent.com/mrc-ide/global-lmic-reports/master/AFG/projections.csv | 2020-11-23 | ICU_demand | 127.52 | 140.37 | 144.96 | 146.38 | 149.94 | 171.15 | Maintain Status Quo | Afghanistan | AFG | 2022-01-02 | v8 | TRUE
https://raw.githubusercontent.com/mrc-ide/global-lmic-reports/master/AFG/projections.csv | 2020-11-23 | hospital_incidence | 44.54 | 48.12 | 50.22 | 50.4 | 51.09 | 59.08 | Maintain Status Quo | Afghanistan | AFG | 2022-01-02 | v8 | TRUE
https://raw.githubusercontent.com/mrc-ide/global-lmic-reports/master/AFG/projections.csv | 2020-11-23 | ICU_incidence | 12.73 | 13.76 | 14.36 | 14.41 | 14.61 | 16.89 | Maintain Status Quo | Afghanistan | AFG | 2022-01-02 | v8 | TRUE
https://raw.githubusercontent.com/mrc-ide/global-lmic-reports/master/AFG/projections.csv | 2020-11-23 | prevalence | 36573.8 | 39086.17 | 40506.44 | 40744.78 | 41540.6 | 47371.07 | Maintain Status Quo | Afghanistan | AFG | 2022-01-02 | v8 | TRUE
https://raw.githubusercontent.com/mrc-ide/global-lmic-reports/master/AFG/projections.csv | 2020-11-23 | cumulative_infections | 791940.08 | 837092.81 | 856048.5 | 862857.39 | 880182.81 | 960691.43 | Maintain Status Quo | Afghanistan | AFG | 2022-01-02 | v8 | TRUE
https://raw.githubusercontent.com/mrc-ide/global-lmic-reports/master/AFG/projections.csv | 2020-11-23 | cumulative_deaths | 1519.54 | 1607.57 | 1657.82 | 1668.51 | 1713.07 | 1875 | Maintain Status Quo | Afghanistan | AFG | 2022-01-02 | v8 | TRUE
https://raw.githubusercontent.com/mrc-ide/global-lmic-reports/master/AFG/projections.csv | 2020-11-23 | Rt | 1.01 | 1.04 | 1.06 | 1.06 | 1.08 | 1.12 | Maintain Status Quo | Afghanistan | AFG | 2022-01-02 | v8 | TRUE
https://raw.githubusercontent.com/mrc-ide/global-lmic-reports/master/AFG/projections.csv | 2020-11-23 | Reff | 0.99 | 1.01 | 1.03 | 1.04 | 1.05 | 1.1 | Maintain Status Quo | Afghanistan | AFG | 2022-01-02 | v8 | TRUE
https://raw.githubusercontent.com/mrc-ide/global-lmic-reports/master/AFG/projections.csv | 2020-11-23 | infections | 5624.63 | 5952.74 | 6056.76 | 6144.01 | 6268.25 | 7021.47 | Optimistic | Afghanistan | AFG | 2022-01-02 | v8 | TRUE
https://raw.githubusercontent.com/mrc-ide/global-lmic-reports/master/AFG/projections.csv | 2020-11-23 | deaths | 8.11 | 8.98 | 9.28 | 9.36 | 9.58 | 10.95 | Optimistic | Afghanistan | AFG | 2022-01-02 | v8 | TRUE
https://raw.githubusercontent.com/mrc-ide/global-lmic-reports/master/AFG/projections.csv | 2020-11-23 | hospital_demand | 349.15 | 383.22 | 395.13 | 399.47 | 409.01 | 467.15 | Optimistic | Afghanistan | AFG | 2022-01-02 | v8 | TRUE
https://raw.githubusercontent.com/mrc-ide/global-lmic-reports/master/AFG/projections.csv | 2020-11-23 | ICU_demand | 127.52 | 140.37 | 144.96 | 146.38 | 149.94 | 171.15 | Optimistic | Afghanistan | AFG | 2022-01-02 | v8 | TRUE
https://raw.githubusercontent.com/mrc-ide/global-lmic-reports/master/AFG/projections.csv | 2020-11-23 | hospital_incidence | 44.54 | 48.12 | 50.22 | 50.4 | 51.09 | 59.08 | Optimistic | Afghanistan | AFG | 2022-01-02 | v8 | TRUE
https://raw.githubusercontent.com/mrc-ide/global-lmic-reports/master/AFG/projections.csv | 2020-11-23 | ICU_incidence | 12.73 | 13.76 | 14.36 | 14.41 | 14.61 | 16.89 | Optimistic | Afghanistan | AFG | 2022-01-02 | v8 | TRUE
https://raw.githubusercontent.com/mrc-ide/global-lmic-reports/master/AFG/projections.csv | 2020-11-23 | prevalence | 36573.8 | 39086.17 | 40506.44 | 40744.78 | 41540.6 | 47371.07 | Optimistic | Afghanistan | AFG | 2022-01-02 | v8 | TRUE
https://raw.githubusercontent.com/mrc-ide/global-lmic-reports/master/AFG/projections.csv | 2020-11-23 | cumulative_infections | 791940.08 | 837092.81 | 856048.5 | 862857.39 | 880182.81 | 960691.43 | Optimistic | Afghanistan | AFG | 2022-01-02 | v8 | TRUE
https://raw.githubusercontent.com/mrc-ide/global-lmic-reports/master/AFG/projections.csv | 2020-11-23 | cumulative_deaths | 1519.54 | 1607.57 | 1657.82 | 1668.51 | 1713.07 | 1875 | Optimistic | Afghanistan | AFG | 2022-01-02 | v8 | TRUE
https://raw.githubusercontent.com/mrc-ide/global-lmic-reports/master/AFG/projections.csv | 2020-11-23 | Rt | 1.01 | 1.04 | 1.06 | 1.06 | 1.08 | 1.12 | Optimistic | Afghanistan | AFG | 2022-01-02 | v8 | TRUE
https://raw.githubusercontent.com/mrc-ide/global-lmic-reports/master/AFG/projections.csv | 2020-11-23 | Reff | 0.99 | 1.01 | 1.03 | 1.04 | 1.05 | 1.1 | Optimistic | Afghanistan | AFG | 2022-01-02 | v8 | TRUE
https://raw.githubusercontent.com/mrc-ide/global-lmic-reports/master/AFG/projections.csv | 2020-11-23 | infections | 5624.63 | 5952.74 | 6056.76 | 6144.01 | 6268.25 | 7021.47 | Pessimistic | Afghanistan | AFG | 2022-01-02 | v8 | TRUE
https://raw.githubusercontent.com/mrc-ide/global-lmic-reports/master/AFG/projections.csv | 2020-11-23 | deaths | 8.11 | 8.98 | 9.28 | 9.36 | 9.58 | 10.95 | Pessimistic | Afghanistan | AFG | 2022-01-02 | v8 | TRUE
https://raw.githubusercontent.com/mrc-ide/global-lmic-reports/master/AFG/projections.csv | 2020-11-23 | hospital_demand | 349.15 | 383.22 | 395.13 | 399.47 | 409.01 | 467.15 | Pessimistic | Afghanistan | AFG | 2022-01-02 | v8 | TRUE
https://raw.githubusercontent.com/mrc-ide/global-lmic-reports/master/AFG/projections.csv | 2020-11-23 | ICU_demand | 127.52 | 140.37 | 144.96 | 146.38 | 149.94 | 171.15 | Pessimistic | Afghanistan | AFG | 2022-01-02 | v8 | TRUE
https://raw.githubusercontent.com/mrc-ide/global-lmic-reports/master/AFG/projections.csv | 2020-11-23 | hospital_incidence | 44.54 | 48.12 | 50.22 | 50.4 | 51.09 | 59.08 | Pessimistic | Afghanistan | AFG | 2022-01-02 | v8 | TRUE
https://raw.githubusercontent.com/mrc-ide/global-lmic-reports/master/AFG/projections.csv | 2020-11-23 | ICU_incidence | 12.73 | 13.76 | 14.36 | 14.41 | 14.61 | 16.89 | Pessimistic | Afghanistan | AFG | 2022-01-02 | v8 | TRUE
https://raw.githubusercontent.com/mrc-ide/global-lmic-reports/master/AFG/projections.csv | 2020-11-23 | prevalence | 36573.8 | 39086.17 | 40506.44 | 40744.78 | 41540.6 | 47371.07 | Pessimistic | Afghanistan | AFG | 2022-01-02 | v8 | TRUE
https://raw.githubusercontent.com/mrc-ide/global-lmic-reports/master/AFG/projections.csv | 2020-11-23 | cumulative_infections | 791940.08 | 837092.81 | 856048.5 | 862857.39 | 880182.81 | 960691.43 | Pessimistic | Afghanistan | AFG | 2022-01-02 | v8 | TRUE
https://raw.githubusercontent.com/mrc-ide/global-lmic-reports/master/AFG/projections.csv | 2020-11-23 | cumulative_deaths | 1519.54 | 1607.57 | 1657.82 | 1668.51 | 1713.07 | 1875 | Pessimistic | Afghanistan | AFG | 2022-01-02 | v8 | TRUE
https://raw.githubusercontent.com/mrc-ide/global-lmic-reports/master/AFG/projections.csv | 2020-11-23 | Rt | 1.01 | 1.04 | 1.06 | 1.06 | 1.08 | 1.12 | Pessimistic | Afghanistan | AFG | 2022-01-02 | v8 | TRUE
https://raw.githubusercontent.com/mrc-ide/global-lmic-reports/master/AFG/projections.csv | 2020-11-23 | Reff | 0.99 | 1.01 | 1.03 | 1.04 | 1.05 | 1.1 | Pessimistic | Afghanistan | AFG | 2022-01-02 | v8 | TRUE
https://raw.githubusercontent.com/mrc-ide/global-lmic-reports/master/AFG/projections.csv | 2020-11-23 | infections | 5624.63 | 5952.74 | 6056.76 | 6144.01 | 6268.25 | 7021.47 | Relax Interventions 50% | Afghanistan | AFG | 2022-01-02 | v8 | TRUE
https://raw.githubusercontent.com/mrc-ide/global-lmic-reports/master/AFG/projections.csv | 2020-11-23 | deaths | 8.11 | 8.98 | 9.28 | 9.36 | 9.58 | 10.95 | Relax Interventions 50% | Afghanistan | AFG | 2022-01-02 | v8 | TRUE
https://raw.githubusercontent.com/mrc-ide/global-lmic-reports/master/AFG/projections.csv | 2020-11-23 | hospital_demand | 349.15 | 383.22 | 395.13 | 399.47 | 409.01 | 467.15 | Relax Interventions 50% | Afghanistan | AFG | 2022-01-02 | v8 | TRUE
https://raw.githubusercontent.com/mrc-ide/global-lmic-reports/master/AFG/projections.csv | 2020-11-23 | ICU_demand | 127.52 | 140.37 | 144.96 | 146.38 | 149.94 | 171.15 | Relax Interventions 50% | Afghanistan | AFG | 2022-01-02 | v8 | TRUE
https://raw.githubusercontent.com/mrc-ide/global-lmic-reports/master/AFG/projections.csv | 2020-11-23 | hospital_incidence | 44.54 | 48.12 | 50.22 | 50.4 | 51.09 | 59.08 | Relax Interventions 50% | Afghanistan | AFG | 2022-01-02 | v8 | TRUE
https://raw.githubusercontent.com/mrc-ide/global-lmic-reports/master/AFG/projections.csv | 2020-11-23 | ICU_incidence | 12.73 | 13.76 | 14.36 | 14.41 | 14.61 | 16.89 | Relax Interventions 50% | Afghanistan | AFG | 2022-01-02 | v8 | TRUE
https://raw.githubusercontent.com/mrc-ide/global-lmic-reports/master/AFG/projections.csv | 2020-11-23 | prevalence | 36573.8 | 39086.17 | 40506.44 | 40744.78 | 41540.6 | 47371.07 | Relax Interventions 50% | Afghanistan | AFG | 2022-01-02 | v8 | TRUE
https://raw.githubusercontent.com/mrc-ide/global-lmic-reports/master/AFG/projections.csv | 2020-11-23 | cumulative_infections | 791940.08 | 837092.81 | 856048.5 | 862857.39 | 880182.81 | 960691.43 | Relax Interventions 50% | Afghanistan | AFG | 2022-01-02 | v8 | TRUE
https://raw.githubusercontent.com/mrc-ide/global-lmic-reports/master/AFG/projections.csv | 2020-11-23 | cumulative_deaths | 1519.54 | 1607.57 | 1657.82 | 1668.51 | 1713.07 | 1875 | Relax Interventions 50% | Afghanistan | AFG | 2022-01-02 | v8 | TRUE
https://raw.githubusercontent.com/mrc-ide/global-lmic-reports/master/AFG/projections.csv | 2020-11-23 | Rt | 1.01 | 1.04 | 1.06 | 1.06 | 1.08 | 1.12 | Relax Interventions 50% | Afghanistan | AFG | 2022-01-02 | v8 | TRUE
https://raw.githubusercontent.com/mrc-ide/global-lmic-reports/master/AFG/projections.csv | 2020-11-23 | Reff | 0.99 | 1.01 | 1.03 | 1.04 | 1.05 | 1.1 | Relax Interventions 50% | Afghanistan | AFG | 2022-01-02 | v8 | TRUE
https://raw.githubusercontent.com/mrc-ide/global-lmic-reports/master/AFG/projections.csv | 2020-11-23 | infections | 5573.65 | 5907.58 | 6020.85 | 6065.56 | 6200.45 | 6768.32 | Surged Additional 50% Reduction | Afghanistan | AFG | 2022-01-02 | v8 | TRUE
https://raw.githubusercontent.com/mrc-ide/global-lmic-reports/master/AFG/projections.csv | 2020-11-23 | deaths | 8.36 | 9.08 | 9.28 | 9.3 | 9.75 | 10 | Surged Additional 50% Reduction | Afghanistan | AFG | 2022-01-02 | v8 | TRUE
https://raw.githubusercontent.com/mrc-ide/global-lmic-reports/master/AFG/projections.csv | 2020-11-23 | hospital_demand | 357.55 | 385.47 | 394.62 | 396.31 | 414.57 | 428.74 | Surged Additional 50% Reduction | Afghanistan | AFG | 2022-01-02 | v8 | TRUE
https://raw.githubusercontent.com/mrc-ide/global-lmic-reports/master/AFG/projections.csv | 2020-11-23 | ICU_demand | 130.8 | 141.7 | 144.78 | 145.32 | 152.1 | 156.63 | Surged Additional 50% Reduction | Afghanistan | AFG | 2022-01-02 | v8 | TRUE
https://raw.githubusercontent.com/mrc-ide/global-lmic-reports/master/AFG/projections.csv | 2020-11-23 | hospital_incidence | 45.16 | 48.13 | 49.96 | 49.89 | 51.52 | 54.86 | Surged Additional 50% Reduction | Afghanistan | AFG | 2022-01-02 | v8 | TRUE
https://raw.githubusercontent.com/mrc-ide/global-lmic-reports/master/AFG/projections.csv | 2020-11-23 | ICU_incidence | 12.91 | 13.76 | 14.28 | 14.26 | 14.73 | 15.68 | Surged Additional 50% Reduction | Afghanistan | AFG | 2022-01-02 | v8 | TRUE
https://raw.githubusercontent.com/mrc-ide/global-lmic-reports/master/AFG/projections.csv | 2020-11-23 | prevalence | 36766.51 | 39154.42 | 40189.74 | 40294.43 | 41309.31 | 44578.14 | Surged Additional 50% Reduction | Afghanistan | AFG | 2022-01-02 | v8 | TRUE
https://raw.githubusercontent.com/mrc-ide/global-lmic-reports/master/AFG/projections.csv | 2020-11-23 | cumulative_infections | 797650.07 | 830329.1 | 860577.1 | 855826.93 | 877275.37 | 917604.03 | Surged Additional 50% Reduction | Afghanistan | AFG | 2022-01-02 | v8 | TRUE
https://raw.githubusercontent.com/mrc-ide/global-lmic-reports/master/AFG/projections.csv | 2020-11-23 | cumulative_deaths | 1526.23 | 1589.54 | 1647.42 | 1641.51 | 1683.42 | 1763.86 | Surged Additional 50% Reduction | Afghanistan | AFG | 2022-01-02 | v8 | TRUE
https://raw.githubusercontent.com/mrc-ide/global-lmic-reports/master/AFG/projections.csv | 2020-11-23 | Rt | 1 | 1.04 | 1.06 | 1.06 | 1.07 | 1.11 | Surged Additional 50% Reduction | Afghanistan | AFG | 2022-01-02 | v8 | TRUE
https://raw.githubusercontent.com/mrc-ide/global-lmic-reports/master/AFG/projections.csv | 2020-11-23 | Reff | 0.98 | 1.02 | 1.03 | 1.04 | 1.05 | 1.08 | Surged Additional 50% Reduction | Afghanistan | AFG | 2022-01-02 | v8 | TRUE
https://raw.githubusercontent.com/mrc-ide/global-lmic-reports/master/AFG/projections.csv | 2020-11-23 | infections | 5573.65 | 5907.58 | 6020.85 | 6065.56 | 6200.45 | 6768.32 | Surged Maintain Status Quo | Afghanistan | AFG | 2022-01-02 | v8 | TRUE
https://raw.githubusercontent.com/mrc-ide/global-lmic-reports/master/AFG/projections.csv | 2020-11-23 | deaths | 8.36 | 9.08 | 9.28 | 9.3 | 9.75 | 10 | Surged Maintain Status Quo | Afghanistan | AFG | 2022-01-02 | v8 | TRUE
https://raw.githubusercontent.com/mrc-ide/global-lmic-reports/master/AFG/projections.csv | 2020-11-23 | hospital_demand | 357.55 | 385.47 | 394.62 | 396.31 | 414.57 | 428.74 | Surged Maintain Status Quo | Afghanistan | AFG | 2022-01-02 | v8 | TRUE
https://raw.githubusercontent.com/mrc-ide/global-lmic-reports/master/AFG/projections.csv | 2020-11-23 | ICU_demand | 130.8 | 141.7 | 144.78 | 145.32 | 152.1 | 156.63 | Surged Maintain Status Quo | Afghanistan | AFG | 2022-01-02 | v8 | TRUE
https://raw.githubusercontent.com/mrc-ide/global-lmic-reports/master/AFG/projections.csv | 2020-11-23 | hospital_incidence | 45.16 | 48.13 | 49.96 | 49.89 | 51.52 | 54.86 | Surged Maintain Status Quo | Afghanistan | AFG | 2022-01-02 | v8 | TRUE
https://raw.githubusercontent.com/mrc-ide/global-lmic-reports/master/AFG/projections.csv | 2020-11-23 | ICU_incidence | 12.91 | 13.76 | 14.28 | 14.26 | 14.73 | 15.68 | Surged Maintain Status Quo | Afghanistan | AFG | 2022-01-02 | v8 | TRUE
https://raw.githubusercontent.com/mrc-ide/global-lmic-reports/master/AFG/projections.csv | 2020-11-23 | prevalence | 36766.51 | 39154.42 | 40189.74 | 40294.43 | 41309.31 | 44578.14 | Surged Maintain Status Quo | Afghanistan | AFG | 2022-01-02 | v8 | TRUE
https://raw.githubusercontent.com/mrc-ide/global-lmic-reports/master/AFG/projections.csv | 2020-11-23 | cumulative_infections | 797650.07 | 830329.1 | 860577.1 | 855826.93 | 877275.37 | 917604.03 | Surged Maintain Status Quo | Afghanistan | AFG | 2022-01-02 | v8 | TRUE
https://raw.githubusercontent.com/mrc-ide/global-lmic-reports/master/AFG/projections.csv | 2020-11-23 | cumulative_deaths | 1526.23 | 1589.54 | 1647.42 | 1641.51 | 1683.42 | 1763.86 | Surged Maintain Status Quo | Afghanistan | AFG | 2022-01-02 | v8 | TRUE
https://raw.githubusercontent.com/mrc-ide/global-lmic-reports/master/AFG/projections.csv | 2020-11-23 | Rt | 1 | 1.04 | 1.06 | 1.06 | 1.07 | 1.11 | Surged Maintain Status Quo | Afghanistan | AFG | 2022-01-02 | v8 | TRUE
https://raw.githubusercontent.com/mrc-ide/global-lmic-reports/master/AFG/projections.csv | 2020-11-23 | Reff | 0.98 | 1.02 | 1.03 | 1.04 | 1.05 | 1.08 | Surged Maintain Status Quo | Afghanistan | AFG | 2022-01-02 | v8 | TRUE
https://raw.githubusercontent.com/mrc-ide/global-lmic-reports/master/AFG/projections.csv | 2020-11-23 | infections | 5573.65 | 5907.58 | 6020.85 | 6065.56 | 6200.45 | 6768.32 | Surged Optimistic | Afghanistan | AFG | 2022-01-02 | v8 | TRUE
https://raw.githubusercontent.com/mrc-ide/global-lmic-reports/master/AFG/projections.csv | 2020-11-23 | deaths | 8.36 | 9.08 | 9.28 | 9.3 | 9.75 | 10 | Surged Optimistic | Afghanistan | AFG | 2022-01-02 | v8 | TRUE
https://raw.githubusercontent.com/mrc-ide/global-lmic-reports/master/AFG/projections.csv | 2020-11-23 | hospital_demand | 357.55 | 385.47 | 394.62 | 396.31 | 414.57 | 428.74 | Surged Optimistic | Afghanistan | AFG | 2022-01-02 | v8 | TRUE
https://raw.githubusercontent.com/mrc-ide/global-lmic-reports/master/AFG/projections.csv | 2020-11-23 | ICU_demand | 130.8 | 141.7 | 144.78 | 145.32 | 152.1 | 156.63 | Surged Optimistic | Afghanistan | AFG | 2022-01-02 | v8 | TRUE
https://raw.githubusercontent.com/mrc-ide/global-lmic-reports/master/AFG/projections.csv | 2020-11-23 | hospital_incidence | 45.16 | 48.13 | 49.96 | 49.89 | 51.52 | 54.86 | Surged Optimistic | Afghanistan | AFG | 2022-01-02 | v8 | TRUE
https://raw.githubusercontent.com/mrc-ide/global-lmic-reports/master/AFG/projections.csv | 2020-11-23 | ICU_incidence | 12.91 | 13.76 | 14.28 | 14.26 | 14.73 | 15.68 | Surged Optimistic | Afghanistan | AFG | 2022-01-02 | v8 | TRUE
https://raw.githubusercontent.com/mrc-ide/global-lmic-reports/master/AFG/projections.csv | 2020-11-23 | prevalence | 36766.51 | 39154.42 | 40189.74 | 40294.43 | 41309.31 | 44578.14 | Surged Optimistic | Afghanistan | AFG | 2022-01-02 | v8 | TRUE
https://raw.githubusercontent.com/mrc-ide/global-lmic-reports/master/AFG/projections.csv | 2020-11-23 | cumulative_infections | 797650.07 | 830329.1 | 860577.1 | 855826.93 | 877275.37 | 917604.03 | Surged Optimistic | Afghanistan | AFG | 2022-01-02 | v8 | TRUE
https://raw.githubusercontent.com/mrc-ide/global-lmic-reports/master/AFG/projections.csv | 2020-11-23 | cumulative_deaths | 1526.23 | 1589.54 | 1647.42 | 1641.51 | 1683.42 | 1763.86 | Surged Optimistic | Afghanistan | AFG | 2022-01-02 | v8 | TRUE
https://raw.githubusercontent.com/mrc-ide/global-lmic-reports/master/AFG/projections.csv | 2020-11-23 | Rt | 1 | 1.04 | 1.06 | 1.06 | 1.07 | 1.11 | Surged Optimistic | Afghanistan | AFG | 2022-01-02 | v8 | TRUE
https://raw.githubusercontent.com/mrc-ide/global-lmic-reports/master/AFG/projections.csv | 2020-11-23 | Reff | 0.98 | 1.02 | 1.03 | 1.04 | 1.05 | 1.08 | Surged Optimistic | Afghanistan | AFG | 2022-01-02 | v8 | TRUE
https://raw.githubusercontent.com/mrc-ide/global-lmic-reports/master/AFG/projections.csv | 2020-11-23 | infections | 5573.65 | 5907.58 | 6020.85 | 6065.56 | 6200.45 | 6768.32 | Surged Pessimistic | Afghanistan | AFG | 2022-01-02 | v8 | TRUE
https://raw.githubusercontent.com/mrc-ide/global-lmic-reports/master/AFG/projections.csv | 2020-11-23 | deaths | 8.36 | 9.08 | 9.28 | 9.3 | 9.75 | 10 | Surged Pessimistic | Afghanistan | AFG | 2022-01-02 | v8 | TRUE
https://raw.githubusercontent.com/mrc-ide/global-lmic-reports/master/AFG/projections.csv | 2020-11-23 | hospital_demand | 357.55 | 385.47 | 394.62 | 396.31 | 414.57 | 428.74 | Surged Pessimistic | Afghanistan | AFG | 2022-01-02 | v8 | TRUE
https://raw.githubusercontent.com/mrc-ide/global-lmic-reports/master/AFG/projections.csv | 2020-11-23 | ICU_demand | 130.8 | 141.7 | 144.78 | 145.32 | 152.1 | 156.63 | Surged Pessimistic | Afghanistan | AFG | 2022-01-02 | v8 | TRUE
https://raw.githubusercontent.com/mrc-ide/global-lmic-reports/master/AFG/projections.csv | 2020-11-23 | hospital_incidence | 45.16 | 48.13 | 49.96 | 49.89 | 51.52 | 54.86 | Surged Pessimistic | Afghanistan | AFG | 2022-01-02 | v8 | TRUE
https://raw.githubusercontent.com/mrc-ide/global-lmic-reports/master/AFG/projections.csv | 2020-11-23 | ICU_incidence | 12.91 | 13.76 | 14.28 | 14.26 | 14.73 | 15.68 | Surged Pessimistic | Afghanistan | AFG | 2022-01-02 | v8 | TRUE
https://raw.githubusercontent.com/mrc-ide/global-lmic-reports/master/AFG/projections.csv | 2020-11-23 | prevalence | 36766.51 | 39154.42 | 40189.74 | 40294.43 | 41309.31 | 44578.14 | Surged Pessimistic | Afghanistan | AFG | 2022-01-02 | v8 | TRUE
https://raw.githubusercontent.com/mrc-ide/global-lmic-reports/master/AFG/projections.csv | 2020-11-23 | cumulative_infections | 797650.07 | 830329.1 | 860577.1 | 855826.93 | 877275.37 | 917604.03 | Surged Pessimistic | Afghanistan | AFG | 2022-01-02 | v8 | TRUE
https://raw.githubusercontent.com/mrc-ide/global-lmic-reports/master/AFG/projections.csv | 2020-11-23 | cumulative_deaths | 1526.23 | 1589.54 | 1647.42 | 1641.51 | 1683.42 | 1763.86 | Surged Pessimistic | Afghanistan | AFG | 2022-01-02 | v8 | TRUE
https://raw.githubusercontent.com/mrc-ide/global-lmic-reports/master/AFG/projections.csv | 2020-11-23 | Rt | 1 | 1.04 | 1.06 | 1.06 | 1.07 | 1.11 | Surged Pessimistic | Afghanistan | AFG | 2022-01-02 | v8 | TRUE
https://raw.githubusercontent.com/mrc-ide/global-lmic-reports/master/AFG/projections.csv | 2020-11-23 | Reff | 0.98 | 1.02 | 1.03 | 1.04 | 1.05 | 1.08 | Surged Pessimistic | Afghanistan | AFG | 2022-01-02 | v8 | TRUE
https://raw.githubusercontent.com/mrc-ide/global-lmic-reports/master/AFG/projections.csv | 2020-11-23 | infections | 5573.65 | 5907.58 | 6020.85 | 6065.56 | 6200.45 | 6768.32 | Surged Relax Interventions 50% | Afghanistan | AFG | 2022-01-02 | v8 | TRUE
https://raw.githubusercontent.com/mrc-ide/global-lmic-reports/master/AFG/projections.csv | 2020-11-23 | deaths | 8.36 | 9.08 | 9.28 | 9.3 | 9.75 | 10 | Surged Relax Interventions 50% | Afghanistan | AFG | 2022-01-02 | v8 | TRUE
https://raw.githubusercontent.com/mrc-ide/global-lmic-reports/master/AFG/projections.csv | 2020-11-23 | hospital_demand | 357.55 | 385.47 | 394.62 | 396.31 | 414.57 | 428.74 | Surged Relax Interventions 50% | Afghanistan | AFG | 2022-01-02 | v8 | TRUE
https://raw.githubusercontent.com/mrc-ide/global-lmic-reports/master/AFG/projections.csv | 2020-11-23 | ICU_demand | 130.8 | 141.7 | 144.78 | 145.32 | 152.1 | 156.63 | Surged Relax Interventions 50% | Afghanistan | AFG | 2022-01-02 | v8 | TRUE
https://raw.githubusercontent.com/mrc-ide/global-lmic-reports/master/AFG/projections.csv | 2020-11-23 | hospital_incidence | 45.16 | 48.13 | 49.96 | 49.89 | 51.52 | 54.86 | Surged Relax Interventions 50% | Afghanistan | AFG | 2022-01-02 | v8 | TRUE
https://raw.githubusercontent.com/mrc-ide/global-lmic-reports/master/AFG/projections.csv | 2020-11-23 | ICU_incidence | 12.91 | 13.76 | 14.28 | 14.26 | 14.73 | 15.68 | Surged Relax Interventions 50% | Afghanistan | AFG | 2022-01-02 | v8 | TRUE
https://raw.githubusercontent.com/mrc-ide/global-lmic-reports/master/AFG/projections.csv | 2020-11-23 | prevalence | 36766.51 | 39154.42 | 40189.74 | 40294.43 | 41309.31 | 44578.14 | Surged Relax Interventions 50% | Afghanistan | AFG | 2022-01-02 | v8 | TRUE
https://raw.githubusercontent.com/mrc-ide/global-lmic-reports/master/AFG/projections.csv | 2020-11-23 | cumulative_infections | 797650.07 | 830329.1 | 860577.1 | 855826.93 | 877275.37 | 917604.03 | Surged Relax Interventions 50% | Afghanistan | AFG | 2022-01-02 | v8 | TRUE
https://raw.githubusercontent.com/mrc-ide/global-lmic-reports/master/AFG/projections.csv | 2020-11-23 | cumulative_deaths | 1526.23 | 1589.54 | 1647.42 | 1641.51 | 1683.42 | 1763.86 | Surged Relax Interventions 50% | Afghanistan | AFG | 2022-01-02 | v8 | TRUE
https://raw.githubusercontent.com/mrc-ide/global-lmic-reports/master/AFG/projections.csv | 2020-11-23 | Rt | 1 | 1.04 | 1.06 | 1.06 | 1.07 | 1.11 | Surged Relax Interventions 50% | Afghanistan | AFG | 2022-01-02 | v8 | TRUE
https://raw.githubusercontent.com/mrc-ide/global-lmic-reports/master/AFG/projections.csv | 2020-11-23 | Reff | 0.98 | 1.02 | 1.03 | 1.04 | 1.05 | 1.08 | Surged Relax Interventions 50% | Afghanistan | AFG | 2022-01-02 | v8 | TRUE
https://raw.githubusercontent.com/mrc-ide/global-lmic-reports/master/AFG/projections.csv | 2020-11-24 | infections | 5629.3 | 5951.85 | 6066.58 | 6136.56 | 6262.06 | 6988.24 | Additional 50% Reduction | Afghanistan | AFG | 2022-01-02 | v8 | TRUE
https://raw.githubusercontent.com/mrc-ide/global-lmic-reports/master/AFG/projections.csv | 2020-11-24 | deaths | 8.37 | 9.22 | 9.54 | 9.63 | 9.89 | 11.26 | Additional 50% Reduction | Afghanistan | AFG | 2022-01-02 | v8 | TRUE
https://raw.githubusercontent.com/mrc-ide/global-lmic-reports/master/AFG/projections.csv | 2020-11-24 | hospital_demand | 359.39 | 392.38 | 405.14 | 409.8 | 418.76 | 478.92 | Additional 50% Reduction | Afghanistan | AFG | 2022-01-02 | v8 | TRUE
https://raw.githubusercontent.com/mrc-ide/global-lmic-reports/master/AFG/projections.csv | 2020-11-24 | ICU_demand | 131.39 | 144.22 | 148.82 | 150.36 | 153.79 | 175.73 | Additional 50% Reduction | Afghanistan | AFG | 2022-01-02 | v8 | TRUE
https://raw.githubusercontent.com/mrc-ide/global-lmic-reports/master/AFG/projections.csv | 2020-11-24 | hospital_incidence | 45.31 | 48.94 | 50.94 | 51.18 | 51.92 | 59.93 | Additional 50% Reduction | Afghanistan | AFG | 2022-01-02 | v8 | TRUE
https://raw.githubusercontent.com/mrc-ide/global-lmic-reports/master/AFG/projections.csv | 2020-11-24 | ICU_incidence | 12.95 | 13.99 | 14.56 | 14.63 | 14.84 | 17.13 | Additional 50% Reduction | Afghanistan | AFG | 2022-01-02 | v8 | TRUE
https://raw.githubusercontent.com/mrc-ide/global-lmic-reports/master/AFG/projections.csv | 2020-11-24 | prevalence | 37036.94 | 39266.75 | 40629.49 | 40974.8 | 41774.43 | 47451.68 | Additional 50% Reduction | Afghanistan | AFG | 2022-01-02 | v8 | TRUE
https://raw.githubusercontent.com/mrc-ide/global-lmic-reports/master/AFG/projections.csv | 2020-11-24 | cumulative_infections | 797758.9 | 843062.35 | 862178.61 | 868993.95 | 886296.5 | 967622.64 | Additional 50% Reduction | Afghanistan | AFG | 2022-01-02 | v8 | TRUE
https://raw.githubusercontent.com/mrc-ide/global-lmic-reports/master/AFG/projections.csv | 2020-11-24 | cumulative_deaths | 1528.16 | 1617.25 | 1667.35 | 1678.14 | 1723.42 | 1885.9 | Additional 50% Reduction | Afghanistan | AFG | 2022-01-02 | v8 | TRUE
https://raw.githubusercontent.com/mrc-ide/global-lmic-reports/master/AFG/projections.csv | 2020-11-24 | Rt | 1.01 | 1.04 | 1.06 | 1.06 | 1.08 | 1.12 | Additional 50% Reduction | Afghanistan | AFG | 2022-01-02 | v8 | TRUE
https://raw.githubusercontent.com/mrc-ide/global-lmic-reports/master/AFG/projections.csv | 2020-11-24 | Reff | 0.99 | 1.01 | 1.03 | 1.04 | 1.05 | 1.1 | Additional 50% Reduction | Afghanistan | AFG | 2022-01-02 | v8 | TRUE
https://raw.githubusercontent.com/mrc-ide/global-lmic-reports/master/AFG/projections.csv | 2020-11-24 | infections | 5629.3 | 5951.85 | 6066.58 | 6136.56 | 6262.06 | 6988.24 | Maintain Status Quo | Afghanistan | AFG | 2022-01-02 | v8 | TRUE
https://raw.githubusercontent.com/mrc-ide/global-lmic-reports/master/AFG/projections.csv | 2020-11-24 | deaths | 8.37 | 9.22 | 9.54 | 9.63 | 9.89 | 11.26 | Maintain Status Quo | Afghanistan | AFG | 2022-01-02 | v8 | TRUE
https://raw.githubusercontent.com/mrc-ide/global-lmic-reports/master/AFG/projections.csv | 2020-11-24 | hospital_demand | 359.39 | 392.38 | 405.14 | 409.8 | 418.76 | 478.92 | Maintain Status Quo | Afghanistan | AFG | 2022-01-02 | v8 | TRUE
https://raw.githubusercontent.com/mrc-ide/global-lmic-reports/master/AFG/projections.csv | 2020-11-24 | ICU_demand | 131.39 | 144.22 | 148.82 | 150.36 | 153.79 | 175.73 | Maintain Status Quo | Afghanistan | AFG | 2022-01-02 | v8 | TRUE
https://raw.githubusercontent.com/mrc-ide/global-lmic-reports/master/AFG/projections.csv | 2020-11-24 | hospital_incidence | 45.31 | 48.94 | 50.94 | 51.18 | 51.92 | 59.93 | Maintain Status Quo | Afghanistan | AFG | 2022-01-02 | v8 | TRUE
https://raw.githubusercontent.com/mrc-ide/global-lmic-reports/master/AFG/projections.csv | 2020-11-24 | ICU_incidence | 12.95 | 13.99 | 14.56 | 14.63 | 14.84 | 17.13 | Maintain Status Quo | Afghanistan | AFG | 2022-01-02 | v8 | TRUE
https://raw.githubusercontent.com/mrc-ide/global-lmic-reports/master/AFG/projections.csv | 2020-11-24 | prevalence | 37036.94 | 39266.75 | 40629.49 | 40974.8 | 41774.43 | 47451.68 | Maintain Status Quo | Afghanistan | AFG | 2022-01-02 | v8 | TRUE
https://raw.githubusercontent.com/mrc-ide/global-lmic-reports/master/AFG/projections.csv | 2020-11-24 | cumulative_infections | 797758.9 | 843062.35 | 862178.61 | 868993.95 | 886296.5 | 967622.64 | Maintain Status Quo | Afghanistan | AFG | 2022-01-02 | v8 | TRUE
https://raw.githubusercontent.com/mrc-ide/global-lmic-reports/master/AFG/projections.csv | 2020-11-24 | cumulative_deaths | 1528.16 | 1617.25 | 1667.35 | 1678.14 | 1723.42 | 1885.9 | Maintain Status Quo | Afghanistan | AFG | 2022-01-02 | v8 | TRUE
https://raw.githubusercontent.com/mrc-ide/global-lmic-reports/master/AFG/projections.csv | 2020-11-24 | Rt | 1.01 | 1.04 | 1.06 | 1.06 | 1.08 | 1.12 | Maintain Status Quo | Afghanistan | AFG | 2022-01-02 | v8 | TRUE
https://raw.githubusercontent.com/mrc-ide/global-lmic-reports/master/AFG/projections.csv | 2020-11-24 | Reff | 0.99 | 1.01 | 1.03 | 1.04 | 1.05 | 1.1 | Maintain Status Quo | Afghanistan | AFG | 2022-01-02 | v8 | TRUE
https://raw.githubusercontent.com/mrc-ide/global-lmic-reports/master/AFG/projections.csv | 2020-11-24 | infections | 5629.3 | 5951.85 | 6066.58 | 6136.56 | 6262.06 | 6988.24 | Optimistic | Afghanistan | AFG | 2022-01-02 | v8 | TRUE
https://raw.githubusercontent.com/mrc-ide/global-lmic-reports/master/AFG/projections.csv | 2020-11-24 | deaths | 8.37 | 9.22 | 9.54 | 9.63 | 9.89 | 11.26 | Optimistic | Afghanistan | AFG | 2022-01-02 | v8 | TRUE
https://raw.githubusercontent.com/mrc-ide/global-lmic-reports/master/AFG/projections.csv | 2020-11-24 | hospital_demand | 359.39 | 392.38 | 405.14 | 409.8 | 418.76 | 478.92 | Optimistic | Afghanistan | AFG | 2022-01-02 | v8 | TRUE
https://raw.githubusercontent.com/mrc-ide/global-lmic-reports/master/AFG/projections.csv | 2020-11-24 | ICU_demand | 131.39 | 144.22 | 148.82 | 150.36 | 153.79 | 175.73 | Optimistic | Afghanistan | AFG | 2022-01-02 | v8 | TRUE
https://raw.githubusercontent.com/mrc-ide/global-lmic-reports/master/AFG/projections.csv | 2020-11-24 | hospital_incidence | 45.31 | 48.94 | 50.94 | 51.18 | 51.92 | 59.93 | Optimistic | Afghanistan | AFG | 2022-01-02 | v8 | TRUE
https://raw.githubusercontent.com/mrc-ide/global-lmic-reports/master/AFG/projections.csv | 2020-11-24 | ICU_incidence | 12.95 | 13.99 | 14.56 | 14.63 | 14.84 | 17.13 | Optimistic | Afghanistan | AFG | 2022-01-02 | v8 | TRUE
https://raw.githubusercontent.com/mrc-ide/global-lmic-reports/master/AFG/projections.csv | 2020-11-24 | prevalence | 37036.94 | 39266.75 | 40629.49 | 40974.8 | 41774.43 | 47451.68 | Optimistic | Afghanistan | AFG | 2022-01-02 | v8 | TRUE
https://raw.githubusercontent.com/mrc-ide/global-lmic-reports/master/AFG/projections.csv | 2020-11-24 | cumulative_infections | 797758.9 | 843062.35 | 862178.61 | 868993.95 | 886296.5 | 967622.64 | Optimistic | Afghanistan | AFG | 2022-01-02 | v8 | TRUE
https://raw.githubusercontent.com/mrc-ide/global-lmic-reports/master/AFG/projections.csv | 2020-11-24 | cumulative_deaths | 1528.16 | 1617.25 | 1667.35 | 1678.14 | 1723.42 | 1885.9 | Optimistic | Afghanistan | AFG | 2022-01-02 | v8 | TRUE
https://raw.githubusercontent.com/mrc-ide/global-lmic-reports/master/AFG/projections.csv | 2020-11-24 | Rt | 1.01 | 1.04 | 1.06 | 1.06 | 1.08 | 1.12 | Optimistic | Afghanistan | AFG | 2022-01-02 | v8 | TRUE
https://raw.githubusercontent.com/mrc-ide/global-lmic-reports/master/AFG/projections.csv | 2020-11-24 | Reff | 0.99 | 1.01 | 1.03 | 1.04 | 1.05 | 1.1 | Optimistic | Afghanistan | AFG | 2022-01-02 | v8 | TRUE
https://raw.githubusercontent.com/mrc-ide/global-lmic-reports/master/AFG/projections.csv | 2020-11-24 | infections | 5629.3 | 5951.85 | 6066.58 | 6136.56 | 6262.06 | 6988.24 | Pessimistic | Afghanistan | AFG | 2022-01-02 | v8 | TRUE
https://raw.githubusercontent.com/mrc-ide/global-lmic-reports/master/AFG/projections.csv | 2020-11-24 | deaths | 8.37 | 9.22 | 9.54 | 9.63 | 9.89 | 11.26 | Pessimistic | Afghanistan | AFG | 2022-01-02 | v8 | TRUE
https://raw.githubusercontent.com/mrc-ide/global-lmic-reports/master/AFG/projections.csv | 2020-11-24 | hospital_demand | 359.39 | 392.38 | 405.14 | 409.8 | 418.76 | 478.92 | Pessimistic | Afghanistan | AFG | 2022-01-02 | v8 | TRUE
https://raw.githubusercontent.com/mrc-ide/global-lmic-reports/master/AFG/projections.csv | 2020-11-24 | ICU_demand | 131.39 | 144.22 | 148.82 | 150.36 | 153.79 | 175.73 | Pessimistic | Afghanistan | AFG | 2022-01-02 | v8 | TRUE
https://raw.githubusercontent.com/mrc-ide/global-lmic-reports/master/AFG/projections.csv | 2020-11-24 | hospital_incidence | 45.31 | 48.94 | 50.94 | 51.18 | 51.92 | 59.93 | Pessimistic | Afghanistan | AFG | 2022-01-02 | v8 | TRUE
https://raw.githubusercontent.com/mrc-ide/global-lmic-reports/master/AFG/projections.csv | 2020-11-24 | ICU_incidence | 12.95 | 13.99 | 14.56 | 14.63 | 14.84 | 17.13 | Pessimistic | Afghanistan | AFG | 2022-01-02 | v8 | TRUE
https://raw.githubusercontent.com/mrc-ide/global-lmic-reports/master/AFG/projections.csv | 2020-11-24 | prevalence | 37036.94 | 39266.75 | 40629.49 | 40974.8 | 41774.43 | 47451.68 | Pessimistic | Afghanistan | AFG | 2022-01-02 | v8 | TRUE
https://raw.githubusercontent.com/mrc-ide/global-lmic-reports/master/AFG/projections.csv | 2020-11-24 | cumulative_infections | 797758.9 | 843062.35 | 862178.61 | 868993.95 | 886296.5 | 967622.64 | Pessimistic | Afghanistan | AFG | 2022-01-02 | v8 | TRUE
https://raw.githubusercontent.com/mrc-ide/global-lmic-reports/master/AFG/projections.csv | 2020-11-24 | cumulative_deaths | 1528.16 | 1617.25 | 1667.35 | 1678.14 | 1723.42 | 1885.9 | Pessimistic | Afghanistan | AFG | 2022-01-02 | v8 | TRUE
https://raw.githubusercontent.com/mrc-ide/global-lmic-reports/master/AFG/projections.csv | 2020-11-24 | Rt | 1.01 | 1.04 | 1.06 | 1.06 | 1.08 | 1.12 | Pessimistic | Afghanistan | AFG | 2022-01-02 | v8 | TRUE
https://raw.githubusercontent.com/mrc-ide/global-lmic-reports/master/AFG/projections.csv | 2020-11-24 | Reff | 0.99 | 1.01 | 1.03 | 1.04 | 1.05 | 1.1 | Pessimistic | Afghanistan | AFG | 2022-01-02 | v8 | TRUE
https://raw.githubusercontent.com/mrc-ide/global-lmic-reports/master/AFG/projections.csv | 2020-11-24 | infections | 5629.3 | 5951.85 | 6066.58 | 6136.56 | 6262.06 | 6988.24 | Relax Interventions 50% | Afghanistan | AFG | 2022-01-02 | v8 | TRUE
https://raw.githubusercontent.com/mrc-ide/global-lmic-reports/master/AFG/projections.csv | 2020-11-24 | deaths | 8.37 | 9.22 | 9.54 | 9.63 | 9.89 | 11.26 | Relax Interventions 50% | Afghanistan | AFG | 2022-01-02 | v8 | TRUE
https://raw.githubusercontent.com/mrc-ide/global-lmic-reports/master/AFG/projections.csv | 2020-11-24 | hospital_demand | 359.39 | 392.38 | 405.14 | 409.8 | 418.76 | 478.92 | Relax Interventions 50% | Afghanistan | AFG | 2022-01-02 | v8 | TRUE
https://raw.githubusercontent.com/mrc-ide/global-lmic-reports/master/AFG/projections.csv | 2020-11-24 | ICU_demand | 131.39 | 144.22 | 148.82 | 150.36 | 153.79 | 175.73 | Relax Interventions 50% | Afghanistan | AFG | 2022-01-02 | v8 | TRUE
https://raw.githubusercontent.com/mrc-ide/global-lmic-reports/master/AFG/projections.csv | 2020-11-24 | hospital_incidence | 45.31 | 48.94 | 50.94 | 51.18 | 51.92 | 59.93 | Relax Interventions 50% | Afghanistan | AFG | 2022-01-02 | v8 | TRUE
https://raw.githubusercontent.com/mrc-ide/global-lmic-reports/master/AFG/projections.csv | 2020-11-24 | ICU_incidence | 12.95 | 13.99 | 14.56 | 14.63 | 14.84 | 17.13 | Relax Interventions 50% | Afghanistan | AFG | 2022-01-02 | v8 | TRUE
https://raw.githubusercontent.com/mrc-ide/global-lmic-reports/master/AFG/projections.csv | 2020-11-24 | prevalence | 37036.94 | 39266.75 | 40629.49 | 40974.8 | 41774.43 | 47451.68 | Relax Interventions 50% | Afghanistan | AFG | 2022-01-02 | v8 | TRUE
https://raw.githubusercontent.com/mrc-ide/global-lmic-reports/master/AFG/projections.csv | 2020-11-24 | cumulative_infections | 797758.9 | 843062.35 | 862178.61 | 868993.95 | 886296.5 | 967622.64 | Relax Interventions 50% | Afghanistan | AFG | 2022-01-02 | v8 | TRUE
https://raw.githubusercontent.com/mrc-ide/global-lmic-reports/master/AFG/projections.csv | 2020-11-24 | cumulative_deaths | 1528.16 | 1617.25 | 1667.35 | 1678.14 | 1723.42 | 1885.9 | Relax Interventions 50% | Afghanistan | AFG | 2022-01-02 | v8 | TRUE
https://raw.githubusercontent.com/mrc-ide/global-lmic-reports/master/AFG/projections.csv | 2020-11-24 | Rt | 1.01 | 1.04 | 1.06 | 1.06 | 1.08 | 1.12 | Relax Interventions 50% | Afghanistan | AFG | 2022-01-02 | v8 | TRUE
https://raw.githubusercontent.com/mrc-ide/global-lmic-reports/master/AFG/projections.csv | 2020-11-24 | Reff | 0.99 | 1.01 | 1.03 | 1.04 | 1.05 | 1.1 | Relax Interventions 50% | Afghanistan | AFG | 2022-01-02 | v8 | TRUE
https://raw.githubusercontent.com/mrc-ide/global-lmic-reports/master/AFG/projections.csv | 2020-11-24 | infections | 5589.52 | 5900.28 | 6031.52 | 6061.21 | 6178.68 | 6766.08 | Surged Additional 50% Reduction | Afghanistan | AFG | 2022-01-02 | v8 | TRUE
https://raw.githubusercontent.com/mrc-ide/global-lmic-reports/master/AFG/projections.csv | 2020-11-24 | deaths | 8.61 | 9.33 | 9.53 | 9.56 | 10.02 | 10.3 | Surged Additional 50% Reduction | Afghanistan | AFG | 2022-01-02 | v8 | TRUE
https://raw.githubusercontent.com/mrc-ide/global-lmic-reports/master/AFG/projections.csv | 2020-11-24 | hospital_demand | 366.89 | 394.48 | 404.47 | 406.42 | 424.66 | 440.56 | Surged Additional 50% Reduction | Afghanistan | AFG | 2022-01-02 | v8 | TRUE
https://raw.githubusercontent.com/mrc-ide/global-lmic-reports/master/AFG/projections.csv | 2020-11-24 | ICU_demand | 134.42 | 145.2 | 148.55 | 149.22 | 156.02 | 161.11 | Surged Additional 50% Reduction | Afghanistan | AFG | 2022-01-02 | v8 | TRUE
https://raw.githubusercontent.com/mrc-ide/global-lmic-reports/master/AFG/projections.csv | 2020-11-24 | hospital_incidence | 45.88 | 48.94 | 50.77 | 50.64 | 52.34 | 55.72 | Surged Additional 50% Reduction | Afghanistan | AFG | 2022-01-02 | v8 | TRUE
https://raw.githubusercontent.com/mrc-ide/global-lmic-reports/master/AFG/projections.csv | 2020-11-24 | ICU_incidence | 13.12 | 13.99 | 14.52 | 14.48 | 14.96 | 15.93 | Surged Additional 50% Reduction | Afghanistan | AFG | 2022-01-02 | v8 | TRUE
https://raw.githubusercontent.com/mrc-ide/global-lmic-reports/master/AFG/projections.csv | 2020-11-24 | prevalence | 37133.53 | 39385.12 | 40296.2 | 40513.18 | 41578.88 | 44497.52 | Surged Additional 50% Reduction | Afghanistan | AFG | 2022-01-02 | v8 | TRUE
https://raw.githubusercontent.com/mrc-ide/global-lmic-reports/master/AFG/projections.csv | 2020-11-24 | cumulative_infections | 803497.64 | 836245.63 | 866538.35 | 861888.14 | 883328.6 | 924062.33 | Surged Additional 50% Reduction | Afghanistan | AFG | 2022-01-02 | v8 | TRUE
https://raw.githubusercontent.com/mrc-ide/global-lmic-reports/master/AFG/projections.csv | 2020-11-24 | cumulative_deaths | 1535.37 | 1599.11 | 1656.8 | 1651.08 | 1693.33 | 1773.96 | Surged Additional 50% Reduction | Afghanistan | AFG | 2022-01-02 | v8 | TRUE
https://raw.githubusercontent.com/mrc-ide/global-lmic-reports/master/AFG/projections.csv | 2020-11-24 | Rt | 1 | 1.04 | 1.06 | 1.06 | 1.07 | 1.11 | Surged Additional 50% Reduction | Afghanistan | AFG | 2022-01-02 | v8 | TRUE
https://raw.githubusercontent.com/mrc-ide/global-lmic-reports/master/AFG/projections.csv | 2020-11-24 | Reff | 0.98 | 1.02 | 1.03 | 1.04 | 1.05 | 1.08 | Surged Additional 50% Reduction | Afghanistan | AFG | 2022-01-02 | v8 | TRUE
https://raw.githubusercontent.com/mrc-ide/global-lmic-reports/master/AFG/projections.csv | 2020-11-24 | infections | 5589.52 | 5900.28 | 6031.52 | 6061.21 | 6178.68 | 6766.08 | Surged Maintain Status Quo | Afghanistan | AFG | 2022-01-02 | v8 | TRUE
https://raw.githubusercontent.com/mrc-ide/global-lmic-reports/master/AFG/projections.csv | 2020-11-24 | deaths | 8.61 | 9.33 | 9.53 | 9.56 | 10.02 | 10.3 | Surged Maintain Status Quo | Afghanistan | AFG | 2022-01-02 | v8 | TRUE
https://raw.githubusercontent.com/mrc-ide/global-lmic-reports/master/AFG/projections.csv | 2020-11-24 | hospital_demand | 366.89 | 394.48 | 404.47 | 406.42 | 424.66 | 440.56 | Surged Maintain Status Quo | Afghanistan | AFG | 2022-01-02 | v8 | TRUE
https://raw.githubusercontent.com/mrc-ide/global-lmic-reports/master/AFG/projections.csv | 2020-11-24 | ICU_demand | 134.42 | 145.2 | 148.55 | 149.22 | 156.02 | 161.11 | Surged Maintain Status Quo | Afghanistan | AFG | 2022-01-02 | v8 | TRUE
https://raw.githubusercontent.com/mrc-ide/global-lmic-reports/master/AFG/projections.csv | 2020-11-24 | hospital_incidence | 45.88 | 48.94 | 50.77 | 50.64 | 52.34 | 55.72 | Surged Maintain Status Quo | Afghanistan | AFG | 2022-01-02 | v8 | TRUE
https://raw.githubusercontent.com/mrc-ide/global-lmic-reports/master/AFG/projections.csv | 2020-11-24 | ICU_incidence | 13.12 | 13.99 | 14.52 | 14.48 | 14.96 | 15.93 | Surged Maintain Status Quo | Afghanistan | AFG | 2022-01-02 | v8 | TRUE
https://raw.githubusercontent.com/mrc-ide/global-lmic-reports/master/AFG/projections.csv | 2020-11-24 | prevalence | 37133.53 | 39385.12 | 40296.2 | 40513.18 | 41578.88 | 44497.52 | Surged Maintain Status Quo | Afghanistan | AFG | 2022-01-02 | v8 | TRUE
https://raw.githubusercontent.com/mrc-ide/global-lmic-reports/master/AFG/projections.csv | 2020-11-24 | cumulative_infections | 803497.64 | 836245.63 | 866538.35 | 861888.14 | 883328.6 | 924062.33 | Surged Maintain Status Quo | Afghanistan | AFG | 2022-01-02 | v8 | TRUE
https://raw.githubusercontent.com/mrc-ide/global-lmic-reports/master/AFG/projections.csv | 2020-11-24 | cumulative_deaths | 1535.37 | 1599.11 | 1656.8 | 1651.08 | 1693.33 | 1773.96 | Surged Maintain Status Quo | Afghanistan | AFG | 2022-01-02 | v8 | TRUE
https://raw.githubusercontent.com/mrc-ide/global-lmic-reports/master/AFG/projections.csv | 2020-11-24 | Rt | 1 | 1.04 | 1.06 | 1.06 | 1.07 | 1.11 | Surged Maintain Status Quo | Afghanistan | AFG | 2022-01-02 | v8 | TRUE
https://raw.githubusercontent.com/mrc-ide/global-lmic-reports/master/AFG/projections.csv | 2020-11-24 | Reff | 0.98 | 1.02 | 1.03 | 1.04 | 1.05 | 1.08 | Surged Maintain Status Quo | Afghanistan | AFG | 2022-01-02 | v8 | TRUE
https://raw.githubusercontent.com/mrc-ide/global-lmic-reports/master/AFG/projections.csv | 2020-11-24 | infections | 5589.52 | 5900.28 | 6031.52 | 6061.21 | 6178.68 | 6766.08 | Surged Optimistic | Afghanistan | AFG | 2022-01-02 | v8 | TRUE
https://raw.githubusercontent.com/mrc-ide/global-lmic-reports/master/AFG/projections.csv | 2020-11-24 | deaths | 8.61 | 9.33 | 9.53 | 9.56 | 10.02 | 10.3 | Surged Optimistic | Afghanistan | AFG | 2022-01-02 | v8 | TRUE
https://raw.githubusercontent.com/mrc-ide/global-lmic-reports/master/AFG/projections.csv | 2020-11-24 | hospital_demand | 366.89 | 394.48 | 404.47 | 406.42 | 424.66 | 440.56 | Surged Optimistic | Afghanistan | AFG | 2022-01-02 | v8 | TRUE
https://raw.githubusercontent.com/mrc-ide/global-lmic-reports/master/AFG/projections.csv | 2020-11-24 | ICU_demand | 134.42 | 145.2 | 148.55 | 149.22 | 156.02 | 161.11 | Surged Optimistic | Afghanistan | AFG | 2022-01-02 | v8 | TRUE
https://raw.githubusercontent.com/mrc-ide/global-lmic-reports/master/AFG/projections.csv | 2020-11-24 | hospital_incidence | 45.88 | 48.94 | 50.77 | 50.64 | 52.34 | 55.72 | Surged Optimistic | Afghanistan | AFG | 2022-01-02 | v8 | TRUE
https://raw.githubusercontent.com/mrc-ide/global-lmic-reports/master/AFG/projections.csv | 2020-11-24 | ICU_incidence | 13.12 | 13.99 | 14.52 | 14.48 | 14.96 | 15.93 | Surged Optimistic | Afghanistan | AFG | 2022-01-02 | v8 | TRUE
https://raw.githubusercontent.com/mrc-ide/global-lmic-reports/master/AFG/projections.csv | 2020-11-24 | prevalence | 37133.53 | 39385.12 | 40296.2 | 40513.18 | 41578.88 | 44497.52 | Surged Optimistic | Afghanistan | AFG | 2022-01-02 | v8 | TRUE
https://raw.githubusercontent.com/mrc-ide/global-lmic-reports/master/AFG/projections.csv | 2020-11-24 | cumulative_infections | 803497.64 | 836245.63 | 866538.35 | 861888.14 | 883328.6 | 924062.33 | Surged Optimistic | Afghanistan | AFG | 2022-01-02 | v8 | TRUE
https://raw.githubusercontent.com/mrc-ide/global-lmic-reports/master/AFG/projections.csv | 2020-11-24 | cumulative_deaths | 1535.37 | 1599.11 | 1656.8 | 1651.08 | 1693.33 | 1773.96 | Surged Optimistic | Afghanistan | AFG | 2022-01-02 | v8 | TRUE
https://raw.githubusercontent.com/mrc-ide/global-lmic-reports/master/AFG/projections.csv | 2020-11-24 | Rt | 1 | 1.04 | 1.06 | 1.06 | 1.07 | 1.11 | Surged Optimistic | Afghanistan | AFG | 2022-01-02 | v8 | TRUE
https://raw.githubusercontent.com/mrc-ide/global-lmic-reports/master/AFG/projections.csv | 2020-11-24 | Reff | 0.98 | 1.02 | 1.03 | 1.04 | 1.05 | 1.08 | Surged Optimistic | Afghanistan | AFG | 2022-01-02 | v8 | TRUE
https://raw.githubusercontent.com/mrc-ide/global-lmic-reports/master/AFG/projections.csv | 2020-11-24 | infections | 5589.52 | 5900.28 | 6031.52 | 6061.21 | 6178.68 | 6766.08 | Surged Pessimistic | Afghanistan | AFG | 2022-01-02 | v8 | TRUE
https://raw.githubusercontent.com/mrc-ide/global-lmic-reports/master/AFG/projections.csv | 2020-11-24 | deaths | 8.61 | 9.33 | 9.53 | 9.56 | 10.02 | 10.3 | Surged Pessimistic | Afghanistan | AFG | 2022-01-02 | v8 | TRUE
https://raw.githubusercontent.com/mrc-ide/global-lmic-reports/master/AFG/projections.csv | 2020-11-24 | hospital_demand | 366.89 | 394.48 | 404.47 | 406.42 | 424.66 | 440.56 | Surged Pessimistic | Afghanistan | AFG | 2022-01-02 | v8 | TRUE
https://raw.githubusercontent.com/mrc-ide/global-lmic-reports/master/AFG/projections.csv | 2020-11-24 | ICU_demand | 134.42 | 145.2 | 148.55 | 149.22 | 156.02 | 161.11 | Surged Pessimistic | Afghanistan | AFG | 2022-01-02 | v8 | TRUE
https://raw.githubusercontent.com/mrc-ide/global-lmic-reports/master/AFG/projections.csv | 2020-11-24 | hospital_incidence | 45.88 | 48.94 | 50.77 | 50.64 | 52.34 | 55.72 | Surged Pessimistic | Afghanistan | AFG | 2022-01-02 | v8 | TRUE
https://raw.githubusercontent.com/mrc-ide/global-lmic-reports/master/AFG/projections.csv | 2020-11-24 | ICU_incidence | 13.12 | 13.99 | 14.52 | 14.48 | 14.96 | 15.93 | Surged Pessimistic | Afghanistan | AFG | 2022-01-02 | v8 | TRUE
https://raw.githubusercontent.com/mrc-ide/global-lmic-reports/master/AFG/projections.csv | 2020-11-24 | prevalence | 37133.53 | 39385.12 | 40296.2 | 40513.18 | 41578.88 | 44497.52 | Surged Pessimistic | Afghanistan | AFG | 2022-01-02 | v8 | TRUE
https://raw.githubusercontent.com/mrc-ide/global-lmic-reports/master/AFG/projections.csv | 2020-11-24 | cumulative_infections | 803497.64 | 836245.63 | 866538.35 | 861888.14 | 883328.6 | 924062.33 | Surged Pessimistic | Afghanistan | AFG | 2022-01-02 | v8 | TRUE
https://raw.githubusercontent.com/mrc-ide/global-lmic-reports/master/AFG/projections.csv | 2020-11-24 | cumulative_deaths | 1535.37 | 1599.11 | 1656.8 | 1651.08 | 1693.33 | 1773.96 | Surged Pessimistic | Afghanistan | AFG | 2022-01-02 | v8 | TRUE
https://raw.githubusercontent.com/mrc-ide/global-lmic-reports/master/AFG/projections.csv | 2020-11-24 | Rt | 1 | 1.04 | 1.06 | 1.06 | 1.07 | 1.11 | Surged Pessimistic | Afghanistan | AFG | 2022-01-02 | v8 | TRUE
https://raw.githubusercontent.com/mrc-ide/global-lmic-reports/master/AFG/projections.csv | 2020-11-24 | Reff | 0.98 | 1.02 | 1.03 | 1.04 | 1.05 | 1.08 | Surged Pessimistic | Afghanistan | AFG | 2022-01-02 | v8 | TRUE
https://raw.githubusercontent.com/mrc-ide/global-lmic-reports/master/AFG/projections.csv | 2020-11-24 | infections | 5589.52 | 5900.28 | 6031.52 | 6061.21 | 6178.68 | 6766.08 | Surged Relax Interventions 50% | Afghanistan | AFG | 2022-01-02 | v8 | TRUE
https://raw.githubusercontent.com/mrc-ide/global-lmic-reports/master/AFG/projections.csv | 2020-11-24 | deaths | 8.61 | 9.33 | 9.53 | 9.56 | 10.02 | 10.3 | Surged Relax Interventions 50% | Afghanistan | AFG | 2022-01-02 | v8 | TRUE
https://raw.githubusercontent.com/mrc-ide/global-lmic-reports/master/AFG/projections.csv | 2020-11-24 | hospital_demand | 366.89 | 394.48 | 404.47 | 406.42 | 424.66 | 440.56 | Surged Relax Interventions 50% | Afghanistan | AFG | 2022-01-02 | v8 | TRUE
https://raw.githubusercontent.com/mrc-ide/global-lmic-reports/master/AFG/projections.csv | 2020-11-24 | ICU_demand | 134.42 | 145.2 | 148.55 | 149.22 | 156.02 | 161.11 | Surged Relax Interventions 50% | Afghanistan | AFG | 2022-01-02 | v8 | TRUE
https://raw.githubusercontent.com/mrc-ide/global-lmic-reports/master/AFG/projections.csv | 2020-11-24 | hospital_incidence | 45.88 | 48.94 | 50.77 | 50.64 | 52.34 | 55.72 | Surged Relax Interventions 50% | Afghanistan | AFG | 2022-01-02 | v8 | TRUE
https://raw.githubusercontent.com/mrc-ide/global-lmic-reports/master/AFG/projections.csv | 2020-11-24 | ICU_incidence | 13.12 | 13.99 | 14.52 | 14.48 | 14.96 | 15.93 | Surged Relax Interventions 50% | Afghanistan | AFG | 2022-01-02 | v8 | TRUE
https://raw.githubusercontent.com/mrc-ide/global-lmic-reports/master/AFG/projections.csv | 2020-11-24 | prevalence | 37133.53 | 39385.12 | 40296.2 | 40513.18 | 41578.88 | 44497.52 | Surged Relax Interventions 50% | Afghanistan | AFG | 2022-01-02 | v8 | TRUE
https://raw.githubusercontent.com/mrc-ide/global-lmic-reports/master/AFG/projections.csv | 2020-11-24 | cumulative_infections | 803497.64 | 836245.63 | 866538.35 | 861888.14 | 883328.6 | 924062.33 | Surged Relax Interventions 50% | Afghanistan | AFG | 2022-01-02 | v8 | TRUE
https://raw.githubusercontent.com/mrc-ide/global-lmic-reports/master/AFG/projections.csv | 2020-11-24 | cumulative_deaths | 1535.37 | 1599.11 | 1656.8 | 1651.08 | 1693.33 | 1773.96 | Surged Relax Interventions 50% | Afghanistan | AFG | 2022-01-02 | v8 | TRUE
https://raw.githubusercontent.com/mrc-ide/global-lmic-reports/master/AFG/projections.csv | 2020-11-24 | Rt | 1 | 1.04 | 1.06 | 1.06 | 1.07 | 1.11 | Surged Relax Interventions 50% | Afghanistan | AFG | 2022-01-02 | v8 | TRUE
https://raw.githubusercontent.com/mrc-ide/global-lmic-reports/master/AFG/projections.csv | 2020-11-24 | Reff | 0.98 | 1.02 | 1.03 | 1.04 | 1.05 | 1.08 | Surged Relax Interventions 50% | Afghanistan | AFG | 2022-01-02 | v8 | TRUE
https://raw.githubusercontent.com/mrc-ide/global-lmic-reports/master/AFG/projections.csv | 2020-11-25 | infections | 5661.27 | 5996.07 | 6105.03 | 6172.38 | 6316.82 | 7005.92 | Additional 50% Reduction | Afghanistan | AFG | 2022-01-02 | v8 | TRUE
https://raw.githubusercontent.com/mrc-ide/global-lmic-reports/master/AFG/projections.csv | 2020-11-25 | deaths | 8.62 | 9.49 | 9.8 | 9.9 | 10.15 | 11.57 | Additional 50% Reduction | Afghanistan | AFG | 2022-01-02 | v8 | TRUE
https://raw.githubusercontent.com/mrc-ide/global-lmic-reports/master/AFG/projections.csv | 2020-11-25 | hospital_demand | 369.5 | 400.87 | 415.47 | 419.72 | 427.87 | 490.34 | Additional 50% Reduction | Afghanistan | AFG | 2022-01-02 | v8 | TRUE
https://raw.githubusercontent.com/mrc-ide/global-lmic-reports/master/AFG/projections.csv | 2020-11-25 | ICU_demand | 135.23 | 147.97 | 152.61 | 154.24 | 157.53 | 180.15 | Additional 50% Reduction | Afghanistan | AFG | 2022-01-02 | v8 | TRUE
https://raw.githubusercontent.com/mrc-ide/global-lmic-reports/master/AFG/projections.csv | 2020-11-25 | hospital_incidence | 45.89 | 49.64 | 51.54 | 51.79 | 52.58 | 60.53 | Additional 50% Reduction | Afghanistan | AFG | 2022-01-02 | v8 | TRUE
https://raw.githubusercontent.com/mrc-ide/global-lmic-reports/master/AFG/projections.csv | 2020-11-25 | ICU_incidence | 13.12 | 14.19 | 14.73 | 14.81 | 15.03 | 17.3 | Additional 50% Reduction | Afghanistan | AFG | 2022-01-02 | v8 | TRUE
https://raw.githubusercontent.com/mrc-ide/global-lmic-reports/master/AFG/projections.csv | 2020-11-25 | prevalence | 37490.99 | 39478.09 | 40754.45 | 41204.97 | 42004.9 | 47531.34 | Additional 50% Reduction | Afghanistan | AFG | 2022-01-02 | v8 | TRUE
https://raw.githubusercontent.com/mrc-ide/global-lmic-reports/master/AFG/projections.csv | 2020-11-25 | cumulative_infections | 803627.43 | 849073.52 | 868342.61 | 875166.33 | 892440.29 | 974766.42 | Additional 50% Reduction | Afghanistan | AFG | 2022-01-02 | v8 | TRUE
https://raw.githubusercontent.com/mrc-ide/global-lmic-reports/master/AFG/projections.csv | 2020-11-25 | cumulative_deaths | 1537.04 | 1627.18 | 1677.13 | 1688.04 | 1733.49 | 1897.1 | Additional 50% Reduction | Afghanistan | AFG | 2022-01-02 | v8 | TRUE
https://raw.githubusercontent.com/mrc-ide/global-lmic-reports/master/AFG/projections.csv | 2020-11-25 | Rt | 1.01 | 1.04 | 1.06 | 1.07 | 1.08 | 1.13 | Additional 50% Reduction | Afghanistan | AFG | 2022-01-02 | v8 | TRUE
https://raw.githubusercontent.com/mrc-ide/global-lmic-reports/master/AFG/projections.csv | 2020-11-25 | Reff | 0.99 | 1.02 | 1.04 | 1.04 | 1.06 | 1.1 | Additional 50% Reduction | Afghanistan | AFG | 2022-01-02 | v8 | TRUE
https://raw.githubusercontent.com/mrc-ide/global-lmic-reports/master/AFG/projections.csv | 2020-11-25 | infections | 5661.27 | 5996.07 | 6105.03 | 6172.38 | 6316.82 | 7005.92 | Maintain Status Quo | Afghanistan | AFG | 2022-01-02 | v8 | TRUE
https://raw.githubusercontent.com/mrc-ide/global-lmic-reports/master/AFG/projections.csv | 2020-11-25 | deaths | 8.62 | 9.49 | 9.8 | 9.9 | 10.15 | 11.57 | Maintain Status Quo | Afghanistan | AFG | 2022-01-02 | v8 | TRUE
https://raw.githubusercontent.com/mrc-ide/global-lmic-reports/master/AFG/projections.csv | 2020-11-25 | hospital_demand | 369.5 | 400.87 | 415.47 | 419.72 | 427.87 | 490.34 | Maintain Status Quo | Afghanistan | AFG | 2022-01-02 | v8 | TRUE
https://raw.githubusercontent.com/mrc-ide/global-lmic-reports/master/AFG/projections.csv | 2020-11-25 | ICU_demand | 135.23 | 147.97 | 152.61 | 154.24 | 157.53 | 180.15 | Maintain Status Quo | Afghanistan | AFG | 2022-01-02 | v8 | TRUE
https://raw.githubusercontent.com/mrc-ide/global-lmic-reports/master/AFG/projections.csv | 2020-11-25 | hospital_incidence | 45.89 | 49.64 | 51.54 | 51.79 | 52.58 | 60.53 | Maintain Status Quo | Afghanistan | AFG | 2022-01-02 | v8 | TRUE
https://raw.githubusercontent.com/mrc-ide/global-lmic-reports/master/AFG/projections.csv | 2020-11-25 | ICU_incidence | 13.12 | 14.19 | 14.73 | 14.81 | 15.03 | 17.3 | Maintain Status Quo | Afghanistan | AFG | 2022-01-02 | v8 | TRUE
https://raw.githubusercontent.com/mrc-ide/global-lmic-reports/master/AFG/projections.csv | 2020-11-25 | prevalence | 37490.99 | 39478.09 | 40754.45 | 41204.97 | 42004.9 | 47531.34 | Maintain Status Quo | Afghanistan | AFG | 2022-01-02 | v8 | TRUE
https://raw.githubusercontent.com/mrc-ide/global-lmic-reports/master/AFG/projections.csv | 2020-11-25 | cumulative_infections | 803627.43 | 849073.52 | 868342.61 | 875166.33 | 892440.29 | 974766.42 | Maintain Status Quo | Afghanistan | AFG | 2022-01-02 | v8 | TRUE
https://raw.githubusercontent.com/mrc-ide/global-lmic-reports/master/AFG/projections.csv | 2020-11-25 | cumulative_deaths | 1537.04 | 1627.18 | 1677.13 | 1688.04 | 1733.49 | 1897.1 | Maintain Status Quo | Afghanistan | AFG | 2022-01-02 | v8 | TRUE
https://raw.githubusercontent.com/mrc-ide/global-lmic-reports/master/AFG/projections.csv | 2020-11-25 | Rt | 1.01 | 1.04 | 1.06 | 1.07 | 1.08 | 1.13 | Maintain Status Quo | Afghanistan | AFG | 2022-01-02 | v8 | TRUE
https://raw.githubusercontent.com/mrc-ide/global-lmic-reports/master/AFG/projections.csv | 2020-11-25 | Reff | 0.99 | 1.02 | 1.04 | 1.04 | 1.06 | 1.1 | Maintain Status Quo | Afghanistan | AFG | 2022-01-02 | v8 | TRUE
https://raw.githubusercontent.com/mrc-ide/global-lmic-reports/master/AFG/projections.csv | 2020-11-25 | infections | 5661.27 | 5996.07 | 6105.03 | 6172.38 | 6316.82 | 7005.92 | Optimistic | Afghanistan | AFG | 2022-01-02 | v8 | TRUE
https://raw.githubusercontent.com/mrc-ide/global-lmic-reports/master/AFG/projections.csv | 2020-11-25 | deaths | 8.62 | 9.49 | 9.8 | 9.9 | 10.15 | 11.57 | Optimistic | Afghanistan | AFG | 2022-01-02 | v8 | TRUE
https://raw.githubusercontent.com/mrc-ide/global-lmic-reports/master/AFG/projections.csv | 2020-11-25 | hospital_demand | 369.5 | 400.87 | 415.47 | 419.72 | 427.87 | 490.34 | Optimistic | Afghanistan | AFG | 2022-01-02 | v8 | TRUE
https://raw.githubusercontent.com/mrc-ide/global-lmic-reports/master/AFG/projections.csv | 2020-11-25 | ICU_demand | 135.23 | 147.97 | 152.61 | 154.24 | 157.53 | 180.15 | Optimistic | Afghanistan | AFG | 2022-01-02 | v8 | TRUE
https://raw.githubusercontent.com/mrc-ide/global-lmic-reports/master/AFG/projections.csv | 2020-11-25 | hospital_incidence | 45.89 | 49.64 | 51.54 | 51.79 | 52.58 | 60.53 | Optimistic | Afghanistan | AFG | 2022-01-02 | v8 | TRUE
https://raw.githubusercontent.com/mrc-ide/global-lmic-reports/master/AFG/projections.csv | 2020-11-25 | ICU_incidence | 13.12 | 14.19 | 14.73 | 14.81 | 15.03 | 17.3 | Optimistic | Afghanistan | AFG | 2022-01-02 | v8 | TRUE
https://raw.githubusercontent.com/mrc-ide/global-lmic-reports/master/AFG/projections.csv | 2020-11-25 | prevalence | 37490.99 | 39478.09 | 40754.45 | 41204.97 | 42004.9 | 47531.34 | Optimistic | Afghanistan | AFG | 2022-01-02 | v8 | TRUE
https://raw.githubusercontent.com/mrc-ide/global-lmic-reports/master/AFG/projections.csv | 2020-11-25 | cumulative_infections | 803627.43 | 849073.52 | 868342.61 | 875166.33 | 892440.29 | 974766.42 | Optimistic | Afghanistan | AFG | 2022-01-02 | v8 | TRUE
https://raw.githubusercontent.com/mrc-ide/global-lmic-reports/master/AFG/projections.csv | 2020-11-25 | cumulative_deaths | 1537.04 | 1627.18 | 1677.13 | 1688.04 | 1733.49 | 1897.1 | Optimistic | Afghanistan | AFG | 2022-01-02 | v8 | TRUE
https://raw.githubusercontent.com/mrc-ide/global-lmic-reports/master/AFG/projections.csv | 2020-11-25 | Rt | 1.01 | 1.04 | 1.06 | 1.07 | 1.08 | 1.13 | Optimistic | Afghanistan | AFG | 2022-01-02 | v8 | TRUE
https://raw.githubusercontent.com/mrc-ide/global-lmic-reports/master/AFG/projections.csv | 2020-11-25 | Reff | 0.99 | 1.02 | 1.04 | 1.04 | 1.06 | 1.1 | Optimistic | Afghanistan | AFG | 2022-01-02 | v8 | TRUE
https://raw.githubusercontent.com/mrc-ide/global-lmic-reports/master/AFG/projections.csv | 2020-11-25 | infections | 5661.27 | 5996.07 | 6105.03 | 6172.38 | 6316.82 | 7005.92 | Pessimistic | Afghanistan | AFG | 2022-01-02 | v8 | TRUE
https://raw.githubusercontent.com/mrc-ide/global-lmic-reports/master/AFG/projections.csv | 2020-11-25 | deaths | 8.62 | 9.49 | 9.8 | 9.9 | 10.15 | 11.57 | Pessimistic | Afghanistan | AFG | 2022-01-02 | v8 | TRUE
https://raw.githubusercontent.com/mrc-ide/global-lmic-reports/master/AFG/projections.csv | 2020-11-25 | hospital_demand | 369.5 | 400.87 | 415.47 | 419.72 | 427.87 | 490.34 | Pessimistic | Afghanistan | AFG | 2022-01-02 | v8 | TRUE
https://raw.githubusercontent.com/mrc-ide/global-lmic-reports/master/AFG/projections.csv | 2020-11-25 | ICU_demand | 135.23 | 147.97 | 152.61 | 154.24 | 157.53 | 180.15 | Pessimistic | Afghanistan | AFG | 2022-01-02 | v8 | TRUE
https://raw.githubusercontent.com/mrc-ide/global-lmic-reports/master/AFG/projections.csv | 2020-11-25 | hospital_incidence | 45.89 | 49.64 | 51.54 | 51.79 | 52.58 | 60.53 | Pessimistic | Afghanistan | AFG | 2022-01-02 | v8 | TRUE
https://raw.githubusercontent.com/mrc-ide/global-lmic-reports/master/AFG/projections.csv | 2020-11-25 | ICU_incidence | 13.12 | 14.19 | 14.73 | 14.81 | 15.03 | 17.3 | Pessimistic | Afghanistan | AFG | 2022-01-02 | v8 | TRUE
https://raw.githubusercontent.com/mrc-ide/global-lmic-reports/master/AFG/projections.csv | 2020-11-25 | prevalence | 37490.99 | 39478.09 | 40754.45 | 41204.97 | 42004.9 | 47531.34 | Pessimistic | Afghanistan | AFG | 2022-01-02 | v8 | TRUE
https://raw.githubusercontent.com/mrc-ide/global-lmic-reports/master/AFG/projections.csv | 2020-11-25 | cumulative_infections | 803627.43 | 849073.52 | 868342.61 | 875166.33 | 892440.29 | 974766.42 | Pessimistic | Afghanistan | AFG | 2022-01-02 | v8 | TRUE
https://raw.githubusercontent.com/mrc-ide/global-lmic-reports/master/AFG/projections.csv | 2020-11-25 | cumulative_deaths | 1537.04 | 1627.18 | 1677.13 | 1688.04 | 1733.49 | 1897.1 | Pessimistic | Afghanistan | AFG | 2022-01-02 | v8 | TRUE
https://raw.githubusercontent.com/mrc-ide/global-lmic-reports/master/AFG/projections.csv | 2020-11-25 | Rt | 1.01 | 1.04 | 1.06 | 1.07 | 1.08 | 1.13 | Pessimistic | Afghanistan | AFG | 2022-01-02 | v8 | TRUE
https://raw.githubusercontent.com/mrc-ide/global-lmic-reports/master/AFG/projections.csv | 2020-11-25 | Reff | 0.99 | 1.02 | 1.04 | 1.04 | 1.06 | 1.1 | Pessimistic | Afghanistan | AFG | 2022-01-02 | v8 | TRUE
https://raw.githubusercontent.com/mrc-ide/global-lmic-reports/master/AFG/projections.csv | 2020-11-25 | infections | 5661.27 | 5996.07 | 6105.03 | 6172.38 | 6316.82 | 7005.92 | Relax Interventions 50% | Afghanistan | AFG | 2022-01-02 | v8 | TRUE
https://raw.githubusercontent.com/mrc-ide/global-lmic-reports/master/AFG/projections.csv | 2020-11-25 | deaths | 8.62 | 9.49 | 9.8 | 9.9 | 10.15 | 11.57 | Relax Interventions 50% | Afghanistan | AFG | 2022-01-02 | v8 | TRUE
https://raw.githubusercontent.com/mrc-ide/global-lmic-reports/master/AFG/projections.csv | 2020-11-25 | hospital_demand | 369.5 | 400.87 | 415.47 | 419.72 | 427.87 | 490.34 | Relax Interventions 50% | Afghanistan | AFG | 2022-01-02 | v8 | TRUE
https://raw.githubusercontent.com/mrc-ide/global-lmic-reports/master/AFG/projections.csv | 2020-11-25 | ICU_demand | 135.23 | 147.97 | 152.61 | 154.24 | 157.53 | 180.15 | Relax Interventions 50% | Afghanistan | AFG | 2022-01-02 | v8 | TRUE
https://raw.githubusercontent.com/mrc-ide/global-lmic-reports/master/AFG/projections.csv | 2020-11-25 | hospital_incidence | 45.89 | 49.64 | 51.54 | 51.79 | 52.58 | 60.53 | Relax Interventions 50% | Afghanistan | AFG | 2022-01-02 | v8 | TRUE
https://raw.githubusercontent.com/mrc-ide/global-lmic-reports/master/AFG/projections.csv | 2020-11-25 | ICU_incidence | 13.12 | 14.19 | 14.73 | 14.81 | 15.03 | 17.3 | Relax Interventions 50% | Afghanistan | AFG | 2022-01-02 | v8 | TRUE
https://raw.githubusercontent.com/mrc-ide/global-lmic-reports/master/AFG/projections.csv | 2020-11-25 | prevalence | 37490.99 | 39478.09 | 40754.45 | 41204.97 | 42004.9 | 47531.34 | Relax Interventions 50% | Afghanistan | AFG | 2022-01-02 | v8 | TRUE
https://raw.githubusercontent.com/mrc-ide/global-lmic-reports/master/AFG/projections.csv | 2020-11-25 | cumulative_infections | 803627.43 | 849073.52 | 868342.61 | 875166.33 | 892440.29 | 974766.42 | Relax Interventions 50% | Afghanistan | AFG | 2022-01-02 | v8 | TRUE
https://raw.githubusercontent.com/mrc-ide/global-lmic-reports/master/AFG/projections.csv | 2020-11-25 | cumulative_deaths | 1537.04 | 1627.18 | 1677.13 | 1688.04 | 1733.49 | 1897.1 | Relax Interventions 50% | Afghanistan | AFG | 2022-01-02 | v8 | TRUE
https://raw.githubusercontent.com/mrc-ide/global-lmic-reports/master/AFG/projections.csv | 2020-11-25 | Rt | 1.01 | 1.04 | 1.06 | 1.07 | 1.08 | 1.13 | Relax Interventions 50% | Afghanistan | AFG | 2022-01-02 | v8 | TRUE
https://raw.githubusercontent.com/mrc-ide/global-lmic-reports/master/AFG/projections.csv | 2020-11-25 | Reff | 0.99 | 1.02 | 1.04 | 1.04 | 1.06 | 1.1 | Relax Interventions 50% | Afghanistan | AFG | 2022-01-02 | v8 | TRUE
https://raw.githubusercontent.com/mrc-ide/global-lmic-reports/master/AFG/projections.csv | 2020-11-25 | infections | 5613.11 | 5934 | 6060.84 | 6095.72 | 6212.52 | 6827.09 | Surged Additional 50% Reduction | Afghanistan | AFG | 2022-01-02 | v8 | TRUE
https://raw.githubusercontent.com/mrc-ide/global-lmic-reports/master/AFG/projections.csv | 2020-11-25 | deaths | 8.85 | 9.59 | 9.79 | 9.82 | 10.29 | 10.6 | Surged Additional 50% Reduction | Afghanistan | AFG | 2022-01-02 | v8 | TRUE
https://raw.githubusercontent.com/mrc-ide/global-lmic-reports/master/AFG/projections.csv | 2020-11-25 | hospital_demand | 375.95 | 403.06 | 414.48 | 416.11 | 433.47 | 452.1 | Surged Additional 50% Reduction | Afghanistan | AFG | 2022-01-02 | v8 | TRUE
https://raw.githubusercontent.com/mrc-ide/global-lmic-reports/master/AFG/projections.csv | 2020-11-25 | ICU_demand | 137.96 | 148.4 | 152.14 | 153.02 | 159.96 | 165.46 | Surged Additional 50% Reduction | Afghanistan | AFG | 2022-01-02 | v8 | TRUE
https://raw.githubusercontent.com/mrc-ide/global-lmic-reports/master/AFG/projections.csv | 2020-11-25 | hospital_incidence | 46.49 | 49.57 | 51.34 | 51.25 | 52.82 | 56.47 | Surged Additional 50% Reduction | Afghanistan | AFG | 2022-01-02 | v8 | TRUE
https://raw.githubusercontent.com/mrc-ide/global-lmic-reports/master/AFG/projections.csv | 2020-11-25 | ICU_incidence | 13.29 | 14.17 | 14.68 | 14.65 | 15.1 | 16.14 | Surged Additional 50% Reduction | Afghanistan | AFG | 2022-01-02 | v8 | TRUE
https://raw.githubusercontent.com/mrc-ide/global-lmic-reports/master/AFG/projections.csv | 2020-11-25 | prevalence | 37446.17 | 39598.29 | 40494.99 | 40731.97 | 41922.43 | 44755.77 | Surged Additional 50% Reduction | Afghanistan | AFG | 2022-01-02 | v8 | TRUE
https://raw.githubusercontent.com/mrc-ide/global-lmic-reports/master/AFG/projections.csv | 2020-11-25 | cumulative_infections | 809378.16 | 842190.41 | 872500.38 | 867983.87 | 889426.72 | 930545.49 | Surged Additional 50% Reduction | Afghanistan | AFG | 2022-01-02 | v8 | TRUE
https://raw.githubusercontent.com/mrc-ide/global-lmic-reports/master/AFG/projections.csv | 2020-11-25 | cumulative_deaths | 1544.51 | 1608.94 | 1666.46 | 1660.9 | 1703.51 | 1784.32 | Surged Additional 50% Reduction | Afghanistan | AFG | 2022-01-02 | v8 | TRUE
https://raw.githubusercontent.com/mrc-ide/global-lmic-reports/master/AFG/projections.csv | 2020-11-25 | Rt | 1.01 | 1.04 | 1.06 | 1.06 | 1.08 | 1.12 | Surged Additional 50% Reduction | Afghanistan | AFG | 2022-01-02 | v8 | TRUE
https://raw.githubusercontent.com/mrc-ide/global-lmic-reports/master/AFG/projections.csv | 2020-11-25 | Reff | 0.98 | 1.02 | 1.04 | 1.04 | 1.05 | 1.09 | Surged Additional 50% Reduction | Afghanistan | AFG | 2022-01-02 | v8 | TRUE
https://raw.githubusercontent.com/mrc-ide/global-lmic-reports/master/AFG/projections.csv | 2020-11-25 | infections | 5613.11 | 5934 | 6060.84 | 6095.72 | 6212.52 | 6827.09 | Surged Maintain Status Quo | Afghanistan | AFG | 2022-01-02 | v8 | TRUE
https://raw.githubusercontent.com/mrc-ide/global-lmic-reports/master/AFG/projections.csv | 2020-11-25 | deaths | 8.85 | 9.59 | 9.79 | 9.82 | 10.29 | 10.6 | Surged Maintain Status Quo | Afghanistan | AFG | 2022-01-02 | v8 | TRUE
https://raw.githubusercontent.com/mrc-ide/global-lmic-reports/master/AFG/projections.csv | 2020-11-25 | hospital_demand | 375.95 | 403.06 | 414.48 | 416.11 | 433.47 | 452.1 | Surged Maintain Status Quo | Afghanistan | AFG | 2022-01-02 | v8 | TRUE
https://raw.githubusercontent.com/mrc-ide/global-lmic-reports/master/AFG/projections.csv | 2020-11-25 | ICU_demand | 137.96 | 148.4 | 152.14 | 153.02 | 159.96 | 165.46 | Surged Maintain Status Quo | Afghanistan | AFG | 2022-01-02 | v8 | TRUE
https://raw.githubusercontent.com/mrc-ide/global-lmic-reports/master/AFG/projections.csv | 2020-11-25 | hospital_incidence | 46.49 | 49.57 | 51.34 | 51.25 | 52.82 | 56.47 | Surged Maintain Status Quo | Afghanistan | AFG | 2022-01-02 | v8 | TRUE
https://raw.githubusercontent.com/mrc-ide/global-lmic-reports/master/AFG/projections.csv | 2020-11-25 | ICU_incidence | 13.29 | 14.17 | 14.68 | 14.65 | 15.1 | 16.14 | Surged Maintain Status Quo | Afghanistan | AFG | 2022-01-02 | v8 | TRUE
https://raw.githubusercontent.com/mrc-ide/global-lmic-reports/master/AFG/projections.csv | 2020-11-25 | prevalence | 37446.17 | 39598.29 | 40494.99 | 40731.97 | 41922.43 | 44755.77 | Surged Maintain Status Quo | Afghanistan | AFG | 2022-01-02 | v8 | TRUE
https://raw.githubusercontent.com/mrc-ide/global-lmic-reports/master/AFG/projections.csv | 2020-11-25 | cumulative_infections | 809378.16 | 842190.41 | 872500.38 | 867983.87 | 889426.72 | 930545.49 | Surged Maintain Status Quo | Afghanistan | AFG | 2022-01-02 | v8 | TRUE
https://raw.githubusercontent.com/mrc-ide/global-lmic-reports/master/AFG/projections.csv | 2020-11-25 | cumulative_deaths | 1544.51 | 1608.94 | 1666.46 | 1660.9 | 1703.51 | 1784.32 | Surged Maintain Status Quo | Afghanistan | AFG | 2022-01-02 | v8 | TRUE
https://raw.githubusercontent.com/mrc-ide/global-lmic-reports/master/AFG/projections.csv | 2020-11-25 | Rt | 1.01 | 1.04 | 1.06 | 1.06 | 1.08 | 1.12 | Surged Maintain Status Quo | Afghanistan | AFG | 2022-01-02 | v8 | TRUE
https://raw.githubusercontent.com/mrc-ide/global-lmic-reports/master/AFG/projections.csv | 2020-11-25 | Reff | 0.98 | 1.02 | 1.04 | 1.04 | 1.05 | 1.09 | Surged Maintain Status Quo | Afghanistan | AFG | 2022-01-02 | v8 | TRUE
https://raw.githubusercontent.com/mrc-ide/global-lmic-reports/master/AFG/projections.csv | 2020-11-25 | infections | 5613.11 | 5934 | 6060.84 | 6095.72 | 6212.52 | 6827.09 | Surged Optimistic | Afghanistan | AFG | 2022-01-02 | v8 | TRUE
https://raw.githubusercontent.com/mrc-ide/global-lmic-reports/master/AFG/projections.csv | 2020-11-25 | deaths | 8.85 | 9.59 | 9.79 | 9.82 | 10.29 | 10.6 | Surged Optimistic | Afghanistan | AFG | 2022-01-02 | v8 | TRUE
https://raw.githubusercontent.com/mrc-ide/global-lmic-reports/master/AFG/projections.csv | 2020-11-25 | hospital_demand | 375.95 | 403.06 | 414.48 | 416.11 | 433.47 | 452.1 | Surged Optimistic | Afghanistan | AFG | 2022-01-02 | v8 | TRUE
https://raw.githubusercontent.com/mrc-ide/global-lmic-reports/master/AFG/projections.csv | 2020-11-25 | ICU_demand | 137.96 | 148.4 | 152.14 | 153.02 | 159.96 | 165.46 | Surged Optimistic | Afghanistan | AFG | 2022-01-02 | v8 | TRUE
https://raw.githubusercontent.com/mrc-ide/global-lmic-reports/master/AFG/projections.csv | 2020-11-25 | hospital_incidence | 46.49 | 49.57 | 51.34 | 51.25 | 52.82 | 56.47 | Surged Optimistic | Afghanistan | AFG | 2022-01-02 | v8 | TRUE
https://raw.githubusercontent.com/mrc-ide/global-lmic-reports/master/AFG/projections.csv | 2020-11-25 | ICU_incidence | 13.29 | 14.17 | 14.68 | 14.65 | 15.1 | 16.14 | Surged Optimistic | Afghanistan | AFG | 2022-01-02 | v8 | TRUE
https://raw.githubusercontent.com/mrc-ide/global-lmic-reports/master/AFG/projections.csv | 2020-11-25 | prevalence | 37446.17 | 39598.29 | 40494.99 | 40731.97 | 41922.43 | 44755.77 | Surged Optimistic | Afghanistan | AFG | 2022-01-02 | v8 | TRUE
https://raw.githubusercontent.com/mrc-ide/global-lmic-reports/master/AFG/projections.csv | 2020-11-25 | cumulative_infections | 809378.16 | 842190.41 | 872500.38 | 867983.87 | 889426.72 | 930545.49 | Surged Optimistic | Afghanistan | AFG | 2022-01-02 | v8 | TRUE
https://raw.githubusercontent.com/mrc-ide/global-lmic-reports/master/AFG/projections.csv | 2020-11-25 | cumulative_deaths | 1544.51 | 1608.94 | 1666.46 | 1660.9 | 1703.51 | 1784.32 | Surged Optimistic | Afghanistan | AFG | 2022-01-02 | v8 | TRUE
https://raw.githubusercontent.com/mrc-ide/global-lmic-reports/master/AFG/projections.csv | 2020-11-25 | Rt | 1.01 | 1.04 | 1.06 | 1.06 | 1.08 | 1.12 | Surged Optimistic | Afghanistan | AFG | 2022-01-02 | v8 | TRUE
https://raw.githubusercontent.com/mrc-ide/global-lmic-reports/master/AFG/projections.csv | 2020-11-25 | Reff | 0.98 | 1.02 | 1.04 | 1.04 | 1.05 | 1.09 | Surged Optimistic | Afghanistan | AFG | 2022-01-02 | v8 | TRUE
https://raw.githubusercontent.com/mrc-ide/global-lmic-reports/master/AFG/projections.csv | 2020-11-25 | infections | 5613.11 | 5934 | 6060.84 | 6095.72 | 6212.52 | 6827.09 | Surged Pessimistic | Afghanistan | AFG | 2022-01-02 | v8 | TRUE
https://raw.githubusercontent.com/mrc-ide/global-lmic-reports/master/AFG/projections.csv | 2020-11-25 | deaths | 8.85 | 9.59 | 9.79 | 9.82 | 10.29 | 10.6 | Surged Pessimistic | Afghanistan | AFG | 2022-01-02 | v8 | TRUE
https://raw.githubusercontent.com/mrc-ide/global-lmic-reports/master/AFG/projections.csv | 2020-11-25 | hospital_demand | 375.95 | 403.06 | 414.48 | 416.11 | 433.47 | 452.1 | Surged Pessimistic | Afghanistan | AFG | 2022-01-02 | v8 | TRUE
https://raw.githubusercontent.com/mrc-ide/global-lmic-reports/master/AFG/projections.csv | 2020-11-25 | ICU_demand | 137.96 | 148.4 | 152.14 | 153.02 | 159.96 | 165.46 | Surged Pessimistic | Afghanistan | AFG | 2022-01-02 | v8 | TRUE
https://raw.githubusercontent.com/mrc-ide/global-lmic-reports/master/AFG/projections.csv | 2020-11-25 | hospital_incidence | 46.49 | 49.57 | 51.34 | 51.25 | 52.82 | 56.47 | Surged Pessimistic | Afghanistan | AFG | 2022-01-02 | v8 | TRUE
https://raw.githubusercontent.com/mrc-ide/global-lmic-reports/master/AFG/projections.csv | 2020-11-25 | ICU_incidence | 13.29 | 14.17 | 14.68 | 14.65 | 15.1 | 16.14 | Surged Pessimistic | Afghanistan | AFG | 2022-01-02 | v8 | TRUE
https://raw.githubusercontent.com/mrc-ide/global-lmic-reports/master/AFG/projections.csv | 2020-11-25 | prevalence | 37446.17 | 39598.29 | 40494.99 | 40731.97 | 41922.43 | 44755.77 | Surged Pessimistic | Afghanistan | AFG | 2022-01-02 | v8 | TRUE
https://raw.githubusercontent.com/mrc-ide/global-lmic-reports/master/AFG/projections.csv | 2020-11-25 | cumulative_infections | 809378.16 | 842190.41 | 872500.38 | 867983.87 | 889426.72 | 930545.49 | Surged Pessimistic | Afghanistan | AFG | 2022-01-02 | v8 | TRUE
https://raw.githubusercontent.com/mrc-ide/global-lmic-reports/master/AFG/projections.csv | 2020-11-25 | cumulative_deaths | 1544.51 | 1608.94 | 1666.46 | 1660.9 | 1703.51 | 1784.32 | Surged Pessimistic | Afghanistan | AFG | 2022-01-02 | v8 | TRUE
https://raw.githubusercontent.com/mrc-ide/global-lmic-reports/master/AFG/projections.csv | 2020-11-25 | Rt | 1.01 | 1.04 | 1.06 | 1.06 | 1.08 | 1.12 | Surged Pessimistic | Afghanistan | AFG | 2022-01-02 | v8 | TRUE
https://raw.githubusercontent.com/mrc-ide/global-lmic-reports/master/AFG/projections.csv | 2020-11-25 | Reff | 0.98 | 1.02 | 1.04 | 1.04 | 1.05 | 1.09 | Surged Pessimistic | Afghanistan | AFG | 2022-01-02 | v8 | TRUE
https://raw.githubusercontent.com/mrc-ide/global-lmic-reports/master/AFG/projections.csv | 2020-11-25 | infections | 5613.11 | 5934 | 6060.84 | 6095.72 | 6212.52 | 6827.09 | Surged Relax Interventions 50% | Afghanistan | AFG | 2022-01-02 | v8 | TRUE
https://raw.githubusercontent.com/mrc-ide/global-lmic-reports/master/AFG/projections.csv | 2020-11-25 | deaths | 8.85 | 9.59 | 9.79 | 9.82 | 10.29 | 10.6 | Surged Relax Interventions 50% | Afghanistan | AFG | 2022-01-02 | v8 | TRUE
https://raw.githubusercontent.com/mrc-ide/global-lmic-reports/master/AFG/projections.csv | 2020-11-25 | hospital_demand | 375.95 | 403.06 | 414.48 | 416.11 | 433.47 | 452.1 | Surged Relax Interventions 50% | Afghanistan | AFG | 2022-01-02 | v8 | TRUE
https://raw.githubusercontent.com/mrc-ide/global-lmic-reports/master/AFG/projections.csv | 2020-11-25 | ICU_demand | 137.96 | 148.4 | 152.14 | 153.02 | 159.96 | 165.46 | Surged Relax Interventions 50% | Afghanistan | AFG | 2022-01-02 | v8 | TRUE
https://raw.githubusercontent.com/mrc-ide/global-lmic-reports/master/AFG/projections.csv | 2020-11-25 | hospital_incidence | 46.49 | 49.57 | 51.34 | 51.25 | 52.82 | 56.47 | Surged Relax Interventions 50% | Afghanistan | AFG | 2022-01-02 | v8 | TRUE
https://raw.githubusercontent.com/mrc-ide/global-lmic-reports/master/AFG/projections.csv | 2020-11-25 | ICU_incidence | 13.29 | 14.17 | 14.68 | 14.65 | 15.1 | 16.14 | Surged Relax Interventions 50% | Afghanistan | AFG | 2022-01-02 | v8 | TRUE
https://raw.githubusercontent.com/mrc-ide/global-lmic-reports/master/AFG/projections.csv | 2020-11-25 | prevalence | 37446.17 | 39598.29 | 40494.99 | 40731.97 | 41922.43 | 44755.77 | Surged Relax Interventions 50% | Afghanistan | AFG | 2022-01-02 | v8 | TRUE
https://raw.githubusercontent.com/mrc-ide/global-lmic-reports/master/AFG/projections.csv | 2020-11-25 | cumulative_infections | 809378.16 | 842190.41 | 872500.38 | 867983.87 | 889426.72 | 930545.49 | Surged Relax Interventions 50% | Afghanistan | AFG | 2022-01-02 | v8 | TRUE
https://raw.githubusercontent.com/mrc-ide/global-lmic-reports/master/AFG/projections.csv | 2020-11-25 | cumulative_deaths | 1544.51 | 1608.94 | 1666.46 | 1660.9 | 1703.51 | 1784.32 | Surged Relax Interventions 50% | Afghanistan | AFG | 2022-01-02 | v8 | TRUE
https://raw.githubusercontent.com/mrc-ide/global-lmic-reports/master/AFG/projections.csv | 2020-11-25 | Rt | 1.01 | 1.04 | 1.06 | 1.06 | 1.08 | 1.12 | Surged Relax Interventions 50% | Afghanistan | AFG | 2022-01-02 | v8 | TRUE
https://raw.githubusercontent.com/mrc-ide/global-lmic-reports/master/AFG/projections.csv | 2020-11-25 | Reff | 0.98 | 1.02 | 1.04 | 1.04 | 1.05 | 1.09 | Surged Relax Interventions 50% | Afghanistan | AFG | 2022-01-02 | v8 | TRUE
https://raw.githubusercontent.com/mrc-ide/global-lmic-reports/master/AFG/projections.csv | 2020-11-26 | infections | 5708.25 | 6035.77 | 6169.56 | 6223.36 | 6385.49 | 7040.74 | Additional 50% Reduction | Afghanistan | AFG | 2022-01-02 | v8 | TRUE
https://raw.githubusercontent.com/mrc-ide/global-lmic-reports/master/AFG/projections.csv | 2020-11-26 | deaths | 8.88 | 9.75 | 10.05 | 10.16 | 10.4 | 11.87 | Additional 50% Reduction | Afghanistan | AFG | 2022-01-02 | v8 | TRUE
https://raw.githubusercontent.com/mrc-ide/global-lmic-reports/master/AFG/projections.csv | 2020-11-26 | hospital_demand | 379.41 | 408.9 | 425.81 | 429.11 | 436.55 | 501.31 | Additional 50% Reduction | Afghanistan | AFG | 2022-01-02 | v8 | TRUE
https://raw.githubusercontent.com/mrc-ide/global-lmic-reports/master/AFG/projections.csv | 2020-11-26 | ICU_demand | 139.02 | 151.27 | 156.26 | 157.97 | 160.97 | 184.36 | Additional 50% Reduction | Afghanistan | AFG | 2022-01-02 | v8 | TRUE
https://raw.githubusercontent.com/mrc-ide/global-lmic-reports/master/AFG/projections.csv | 2020-11-26 | hospital_incidence | 46.52 | 50.23 | 52.01 | 52.29 | 53.17 | 60.96 | Additional 50% Reduction | Afghanistan | AFG | 2022-01-02 | v8 | TRUE
https://raw.githubusercontent.com/mrc-ide/global-lmic-reports/master/AFG/projections.csv | 2020-11-26 | ICU_incidence | 13.3 | 14.36 | 14.87 | 14.95 | 15.2 | 17.43 | Additional 50% Reduction | Afghanistan | AFG | 2022-01-02 | v8 | TRUE
https://raw.githubusercontent.com/mrc-ide/global-lmic-reports/master/AFG/projections.csv | 2020-11-26 | prevalence | 37940.5 | 39824.4 | 40920.73 | 41453.89 | 42276.1 | 47634.03 | Additional 50% Reduction | Afghanistan | AFG | 2022-01-02 | v8 | TRUE
https://raw.githubusercontent.com/mrc-ide/global-lmic-reports/master/AFG/projections.csv | 2020-11-26 | cumulative_infections | 809569.9 | 855136.16 | 874570.53 | 881389.69 | 898729.58 | 982075.03 | Additional 50% Reduction | Afghanistan | AFG | 2022-01-02 | v8 | TRUE
https://raw.githubusercontent.com/mrc-ide/global-lmic-reports/master/AFG/projections.csv | 2020-11-26 | cumulative_deaths | 1546.2 | 1637.36 | 1687.17 | 1698.2 | 1743.66 | 1908.59 | Additional 50% Reduction | Afghanistan | AFG | 2022-01-02 | v8 | TRUE
https://raw.githubusercontent.com/mrc-ide/global-lmic-reports/master/AFG/projections.csv | 2020-11-26 | Rt | 1.01 | 1.03 | 1.04 | 1.05 | 1.06 | 1.11 | Additional 50% Reduction | Afghanistan | AFG | 2022-01-02 | v8 | TRUE
https://raw.githubusercontent.com/mrc-ide/global-lmic-reports/master/AFG/projections.csv | 2020-11-26 | Reff | 0.98 | 1.01 | 1.02 | 1.02 | 1.04 | 1.08 | Additional 50% Reduction | Afghanistan | AFG | 2022-01-02 | v8 | TRUE
https://raw.githubusercontent.com/mrc-ide/global-lmic-reports/master/AFG/projections.csv | 2020-11-26 | infections | 5708.25 | 6035.77 | 6169.56 | 6223.36 | 6385.49 | 7040.74 | Maintain Status Quo | Afghanistan | AFG | 2022-01-02 | v8 | TRUE
https://raw.githubusercontent.com/mrc-ide/global-lmic-reports/master/AFG/projections.csv | 2020-11-26 | deaths | 8.88 | 9.75 | 10.05 | 10.16 | 10.4 | 11.87 | Maintain Status Quo | Afghanistan | AFG | 2022-01-02 | v8 | TRUE
https://raw.githubusercontent.com/mrc-ide/global-lmic-reports/master/AFG/projections.csv | 2020-11-26 | hospital_demand | 379.41 | 408.9 | 425.81 | 429.11 | 436.55 | 501.31 | Maintain Status Quo | Afghanistan | AFG | 2022-01-02 | v8 | TRUE
https://raw.githubusercontent.com/mrc-ide/global-lmic-reports/master/AFG/projections.csv | 2020-11-26 | ICU_demand | 139.02 | 151.27 | 156.26 | 157.97 | 160.97 | 184.36 | Maintain Status Quo | Afghanistan | AFG | 2022-01-02 | v8 | TRUE
https://raw.githubusercontent.com/mrc-ide/global-lmic-reports/master/AFG/projections.csv | 2020-11-26 | hospital_incidence | 46.52 | 50.23 | 52.01 | 52.29 | 53.17 | 60.96 | Maintain Status Quo | Afghanistan | AFG | 2022-01-02 | v8 | TRUE
https://raw.githubusercontent.com/mrc-ide/global-lmic-reports/master/AFG/projections.csv | 2020-11-26 | ICU_incidence | 13.3 | 14.36 | 14.87 | 14.95 | 15.2 | 17.43 | Maintain Status Quo | Afghanistan | AFG | 2022-01-02 | v8 | TRUE
https://raw.githubusercontent.com/mrc-ide/global-lmic-reports/master/AFG/projections.csv | 2020-11-26 | prevalence | 37940.5 | 39824.4 | 40920.73 | 41453.89 | 42276.1 | 47634.03 | Maintain Status Quo | Afghanistan | AFG | 2022-01-02 | v8 | TRUE
https://raw.githubusercontent.com/mrc-ide/global-lmic-reports/master/AFG/projections.csv | 2020-11-26 | cumulative_infections | 809569.9 | 855136.16 | 874570.53 | 881389.69 | 898729.58 | 982075.03 | Maintain Status Quo | Afghanistan | AFG | 2022-01-02 | v8 | TRUE
https://raw.githubusercontent.com/mrc-ide/global-lmic-reports/master/AFG/projections.csv | 2020-11-26 | cumulative_deaths | 1546.2 | 1637.36 | 1687.17 | 1698.2 | 1743.66 | 1908.59 | Maintain Status Quo | Afghanistan | AFG | 2022-01-02 | v8 | TRUE
https://raw.githubusercontent.com/mrc-ide/global-lmic-reports/master/AFG/projections.csv | 2020-11-26 | Rt | 1.01 | 1.03 | 1.04 | 1.05 | 1.06 | 1.11 | Maintain Status Quo | Afghanistan | AFG | 2022-01-02 | v8 | TRUE
https://raw.githubusercontent.com/mrc-ide/global-lmic-reports/master/AFG/projections.csv | 2020-11-26 | Reff | 0.98 | 1.01 | 1.02 | 1.02 | 1.04 | 1.08 | Maintain Status Quo | Afghanistan | AFG | 2022-01-02 | v8 | TRUE
https://raw.githubusercontent.com/mrc-ide/global-lmic-reports/master/AFG/projections.csv | 2020-11-26 | infections | 5708.25 | 6035.77 | 6169.56 | 6223.36 | 6385.49 | 7040.74 | Optimistic | Afghanistan | AFG | 2022-01-02 | v8 | TRUE
https://raw.githubusercontent.com/mrc-ide/global-lmic-reports/master/AFG/projections.csv | 2020-11-26 | deaths | 8.88 | 9.75 | 10.05 | 10.16 | 10.4 | 11.87 | Optimistic | Afghanistan | AFG | 2022-01-02 | v8 | TRUE
https://raw.githubusercontent.com/mrc-ide/global-lmic-reports/master/AFG/projections.csv | 2020-11-26 | hospital_demand | 379.41 | 408.9 | 425.81 | 429.11 | 436.55 | 501.31 | Optimistic | Afghanistan | AFG | 2022-01-02 | v8 | TRUE
https://raw.githubusercontent.com/mrc-ide/global-lmic-reports/master/AFG/projections.csv | 2020-11-26 | ICU_demand | 139.02 | 151.27 | 156.26 | 157.97 | 160.97 | 184.36 | Optimistic | Afghanistan | AFG | 2022-01-02 | v8 | TRUE
https://raw.githubusercontent.com/mrc-ide/global-lmic-reports/master/AFG/projections.csv | 2020-11-26 | hospital_incidence | 46.52 | 50.23 | 52.01 | 52.29 | 53.17 | 60.96 | Optimistic | Afghanistan | AFG | 2022-01-02 | v8 | TRUE
https://raw.githubusercontent.com/mrc-ide/global-lmic-reports/master/AFG/projections.csv | 2020-11-26 | ICU_incidence | 13.3 | 14.36 | 14.87 | 14.95 | 15.2 | 17.43 | Optimistic | Afghanistan | AFG | 2022-01-02 | v8 | TRUE
https://raw.githubusercontent.com/mrc-ide/global-lmic-reports/master/AFG/projections.csv | 2020-11-26 | prevalence | 37940.5 | 39824.4 | 40920.73 | 41453.89 | 42276.1 | 47634.03 | Optimistic | Afghanistan | AFG | 2022-01-02 | v8 | TRUE
https://raw.githubusercontent.com/mrc-ide/global-lmic-reports/master/AFG/projections.csv | 2020-11-26 | cumulative_infections | 809569.9 | 855136.16 | 874570.53 | 881389.69 | 898729.58 | 982075.03 | Optimistic | Afghanistan | AFG | 2022-01-02 | v8 | TRUE
https://raw.githubusercontent.com/mrc-ide/global-lmic-reports/master/AFG/projections.csv | 2020-11-26 | cumulative_deaths | 1546.2 | 1637.36 | 1687.17 | 1698.2 | 1743.66 | 1908.59 | Optimistic | Afghanistan | AFG | 2022-01-02 | v8 | TRUE
https://raw.githubusercontent.com/mrc-ide/global-lmic-reports/master/AFG/projections.csv | 2020-11-26 | Rt | 1.01 | 1.03 | 1.04 | 1.05 | 1.06 | 1.11 | Optimistic | Afghanistan | AFG | 2022-01-02 | v8 | TRUE
https://raw.githubusercontent.com/mrc-ide/global-lmic-reports/master/AFG/projections.csv | 2020-11-26 | Reff | 0.98 | 1.01 | 1.02 | 1.02 | 1.04 | 1.08 | Optimistic | Afghanistan | AFG | 2022-01-02 | v8 | TRUE
https://raw.githubusercontent.com/mrc-ide/global-lmic-reports/master/AFG/projections.csv | 2020-11-26 | infections | 5708.25 | 6035.77 | 6169.56 | 6223.36 | 6385.49 | 7040.74 | Pessimistic | Afghanistan | AFG | 2022-01-02 | v8 | TRUE
https://raw.githubusercontent.com/mrc-ide/global-lmic-reports/master/AFG/projections.csv | 2020-11-26 | deaths | 8.88 | 9.75 | 10.05 | 10.16 | 10.4 | 11.87 | Pessimistic | Afghanistan | AFG | 2022-01-02 | v8 | TRUE
https://raw.githubusercontent.com/mrc-ide/global-lmic-reports/master/AFG/projections.csv | 2020-11-26 | hospital_demand | 379.41 | 408.9 | 425.81 | 429.11 | 436.55 | 501.31 | Pessimistic | Afghanistan | AFG | 2022-01-02 | v8 | TRUE
https://raw.githubusercontent.com/mrc-ide/global-lmic-reports/master/AFG/projections.csv | 2020-11-26 | ICU_demand | 139.02 | 151.27 | 156.26 | 157.97 | 160.97 | 184.36 | Pessimistic | Afghanistan | AFG | 2022-01-02 | v8 | TRUE
https://raw.githubusercontent.com/mrc-ide/global-lmic-reports/master/AFG/projections.csv | 2020-11-26 | hospital_incidence | 46.52 | 50.23 | 52.01 | 52.29 | 53.17 | 60.96 | Pessimistic | Afghanistan | AFG | 2022-01-02 | v8 | TRUE
https://raw.githubusercontent.com/mrc-ide/global-lmic-reports/master/AFG/projections.csv | 2020-11-26 | ICU_incidence | 13.3 | 14.36 | 14.87 | 14.95 | 15.2 | 17.43 | Pessimistic | Afghanistan | AFG | 2022-01-02 | v8 | TRUE
https://raw.githubusercontent.com/mrc-ide/global-lmic-reports/master/AFG/projections.csv | 2020-11-26 | prevalence | 37940.5 | 39824.4 | 40920.73 | 41453.89 | 42276.1 | 47634.03 | Pessimistic | Afghanistan | AFG | 2022-01-02 | v8 | TRUE
https://raw.githubusercontent.com/mrc-ide/global-lmic-reports/master/AFG/projections.csv | 2020-11-26 | cumulative_infections | 809569.9 | 855136.16 | 874570.53 | 881389.69 | 898729.58 | 982075.03 | Pessimistic | Afghanistan | AFG | 2022-01-02 | v8 | TRUE
https://raw.githubusercontent.com/mrc-ide/global-lmic-reports/master/AFG/projections.csv | 2020-11-26 | cumulative_deaths | 1546.2 | 1637.36 | 1687.17 | 1698.2 | 1743.66 | 1908.59 | Pessimistic | Afghanistan | AFG | 2022-01-02 | v8 | TRUE
https://raw.githubusercontent.com/mrc-ide/global-lmic-reports/master/AFG/projections.csv | 2020-11-26 | Rt | 1.01 | 1.03 | 1.04 | 1.05 | 1.06 | 1.11 | Pessimistic | Afghanistan | AFG | 2022-01-02 | v8 | TRUE
https://raw.githubusercontent.com/mrc-ide/global-lmic-reports/master/AFG/projections.csv | 2020-11-26 | Reff | 0.98 | 1.01 | 1.02 | 1.02 | 1.04 | 1.08 | Pessimistic | Afghanistan | AFG | 2022-01-02 | v8 | TRUE
https://raw.githubusercontent.com/mrc-ide/global-lmic-reports/master/AFG/projections.csv | 2020-11-26 | infections | 5708.25 | 6035.77 | 6169.56 | 6223.36 | 6385.49 | 7040.74 | Relax Interventions 50% | Afghanistan | AFG | 2022-01-02 | v8 | TRUE
https://raw.githubusercontent.com/mrc-ide/global-lmic-reports/master/AFG/projections.csv | 2020-11-26 | deaths | 8.88 | 9.75 | 10.05 | 10.16 | 10.4 | 11.87 | Relax Interventions 50% | Afghanistan | AFG | 2022-01-02 | v8 | TRUE
https://raw.githubusercontent.com/mrc-ide/global-lmic-reports/master/AFG/projections.csv | 2020-11-26 | hospital_demand | 379.41 | 408.9 | 425.81 | 429.11 | 436.55 | 501.31 | Relax Interventions 50% | Afghanistan | AFG | 2022-01-02 | v8 | TRUE
https://raw.githubusercontent.com/mrc-ide/global-lmic-reports/master/AFG/projections.csv | 2020-11-26 | ICU_demand | 139.02 | 151.27 | 156.26 | 157.97 | 160.97 | 184.36 | Relax Interventions 50% | Afghanistan | AFG | 2022-01-02 | v8 | TRUE
https://raw.githubusercontent.com/mrc-ide/global-lmic-reports/master/AFG/projections.csv | 2020-11-26 | hospital_incidence | 46.52 | 50.23 | 52.01 | 52.29 | 53.17 | 60.96 | Relax Interventions 50% | Afghanistan | AFG | 2022-01-02 | v8 | TRUE
https://raw.githubusercontent.com/mrc-ide/global-lmic-reports/master/AFG/projections.csv | 2020-11-26 | ICU_incidence | 13.3 | 14.36 | 14.87 | 14.95 | 15.2 | 17.43 | Relax Interventions 50% | Afghanistan | AFG | 2022-01-02 | v8 | TRUE
https://raw.githubusercontent.com/mrc-ide/global-lmic-reports/master/AFG/projections.csv | 2020-11-26 | prevalence | 37940.5 | 39824.4 | 40920.73 | 41453.89 | 42276.1 | 47634.03 | Relax Interventions 50% | Afghanistan | AFG | 2022-01-02 | v8 | TRUE
https://raw.githubusercontent.com/mrc-ide/global-lmic-reports/master/AFG/projections.csv | 2020-11-26 | cumulative_infections | 809569.9 | 855136.16 | 874570.53 | 881389.69 | 898729.58 | 982075.03 | Relax Interventions 50% | Afghanistan | AFG | 2022-01-02 | v8 | TRUE
https://raw.githubusercontent.com/mrc-ide/global-lmic-reports/master/AFG/projections.csv | 2020-11-26 | cumulative_deaths | 1546.2 | 1637.36 | 1687.17 | 1698.2 | 1743.66 | 1908.59 | Relax Interventions 50% | Afghanistan | AFG | 2022-01-02 | v8 | TRUE
https://raw.githubusercontent.com/mrc-ide/global-lmic-reports/master/AFG/projections.csv | 2020-11-26 | Rt | 1.01 | 1.03 | 1.04 | 1.05 | 1.06 | 1.11 | Relax Interventions 50% | Afghanistan | AFG | 2022-01-02 | v8 | TRUE
https://raw.githubusercontent.com/mrc-ide/global-lmic-reports/master/AFG/projections.csv | 2020-11-26 | Reff | 0.98 | 1.01 | 1.02 | 1.02 | 1.04 | 1.08 | Relax Interventions 50% | Afghanistan | AFG | 2022-01-02 | v8 | TRUE
https://raw.githubusercontent.com/mrc-ide/global-lmic-reports/master/AFG/projections.csv | 2020-11-26 | infections | 5634.65 | 5976.21 | 6077.78 | 6145.39 | 6256.31 | 6909.65 | Surged Additional 50% Reduction | Afghanistan | AFG | 2022-01-02 | v8 | TRUE
https://raw.githubusercontent.com/mrc-ide/global-lmic-reports/master/AFG/projections.csv | 2020-11-26 | deaths | 9.09 | 9.8 | 10.04 | 10.08 | 10.54 | 10.89 | Surged Additional 50% Reduction | Afghanistan | AFG | 2022-01-02 | v8 | TRUE
https://raw.githubusercontent.com/mrc-ide/global-lmic-reports/master/AFG/projections.csv | 2020-11-26 | hospital_demand | 384.65 | 410.75 | 423.98 | 425.29 | 441.47 | 462.93 | Surged Additional 50% Reduction | Afghanistan | AFG | 2022-01-02 | v8 | TRUE
https://raw.githubusercontent.com/mrc-ide/global-lmic-reports/master/AFG/projections.csv | 2020-11-26 | ICU_demand | 141.41 | 151.99 | 155.92 | 156.67 | 163.49 | 169.74 | Surged Additional 50% Reduction | Afghanistan | AFG | 2022-01-02 | v8 | TRUE
https://raw.githubusercontent.com/mrc-ide/global-lmic-reports/master/AFG/projections.csv | 2020-11-26 | hospital_incidence | 47.05 | 50.13 | 51.71 | 51.73 | 53.19 | 57.1 | Surged Additional 50% Reduction | Afghanistan | AFG | 2022-01-02 | v8 | TRUE
https://raw.githubusercontent.com/mrc-ide/global-lmic-reports/master/AFG/projections.csv | 2020-11-26 | ICU_incidence | 13.45 | 14.33 | 14.78 | 14.79 | 15.21 | 16.32 | Surged Additional 50% Reduction | Afghanistan | AFG | 2022-01-02 | v8 | TRUE
https://raw.githubusercontent.com/mrc-ide/global-lmic-reports/master/AFG/projections.csv | 2020-11-26 | prevalence | 37850.47 | 39826.54 | 40627.98 | 40969.59 | 41901.47 | 45227.13 | Surged Additional 50% Reduction | Afghanistan | AFG | 2022-01-02 | v8 | TRUE
https://raw.githubusercontent.com/mrc-ide/global-lmic-reports/master/AFG/projections.csv | 2020-11-26 | cumulative_infections | 815331.21 | 848300.96 | 878410.36 | 874129.26 | 895594.72 | 937074.39 | Surged Additional 50% Reduction | Afghanistan | AFG | 2022-01-02 | v8 | TRUE
https://raw.githubusercontent.com/mrc-ide/global-lmic-reports/master/AFG/projections.csv | 2020-11-26 | cumulative_deaths | 1553.93 | 1619 | 1676.39 | 1670.98 | 1713.95 | 1794.94 | Surged Additional 50% Reduction | Afghanistan | AFG | 2022-01-02 | v8 | TRUE
https://raw.githubusercontent.com/mrc-ide/global-lmic-reports/master/AFG/projections.csv | 2020-11-26 | Rt | 1 | 1.03 | 1.04 | 1.05 | 1.06 | 1.09 | Surged Additional 50% Reduction | Afghanistan | AFG | 2022-01-02 | v8 | TRUE
https://raw.githubusercontent.com/mrc-ide/global-lmic-reports/master/AFG/projections.csv | 2020-11-26 | Reff | 0.97 | 1.01 | 1.02 | 1.02 | 1.04 | 1.07 | Surged Additional 50% Reduction | Afghanistan | AFG | 2022-01-02 | v8 | TRUE
https://raw.githubusercontent.com/mrc-ide/global-lmic-reports/master/AFG/projections.csv | 2020-11-26 | infections | 5634.65 | 5976.21 | 6077.78 | 6145.39 | 6256.31 | 6909.65 | Surged Maintain Status Quo | Afghanistan | AFG | 2022-01-02 | v8 | TRUE
https://raw.githubusercontent.com/mrc-ide/global-lmic-reports/master/AFG/projections.csv | 2020-11-26 | deaths | 9.09 | 9.8 | 10.04 | 10.08 | 10.54 | 10.89 | Surged Maintain Status Quo | Afghanistan | AFG | 2022-01-02 | v8 | TRUE
https://raw.githubusercontent.com/mrc-ide/global-lmic-reports/master/AFG/projections.csv | 2020-11-26 | hospital_demand | 384.65 | 410.75 | 423.98 | 425.29 | 441.47 | 462.93 | Surged Maintain Status Quo | Afghanistan | AFG | 2022-01-02 | v8 | TRUE
https://raw.githubusercontent.com/mrc-ide/global-lmic-reports/master/AFG/projections.csv | 2020-11-26 | ICU_demand | 141.41 | 151.99 | 155.92 | 156.67 | 163.49 | 169.74 | Surged Maintain Status Quo | Afghanistan | AFG | 2022-01-02 | v8 | TRUE
https://raw.githubusercontent.com/mrc-ide/global-lmic-reports/master/AFG/projections.csv | 2020-11-26 | hospital_incidence | 47.05 | 50.13 | 51.71 | 51.73 | 53.19 | 57.1 | Surged Maintain Status Quo | Afghanistan | AFG | 2022-01-02 | v8 | TRUE
https://raw.githubusercontent.com/mrc-ide/global-lmic-reports/master/AFG/projections.csv | 2020-11-26 | ICU_incidence | 13.45 | 14.33 | 14.78 | 14.79 | 15.21 | 16.32 | Surged Maintain Status Quo | Afghanistan | AFG | 2022-01-02 | v8 | TRUE
https://raw.githubusercontent.com/mrc-ide/global-lmic-reports/master/AFG/projections.csv | 2020-11-26 | prevalence | 37850.47 | 39826.54 | 40627.98 | 40969.59 | 41901.47 | 45227.13 | Surged Maintain Status Quo | Afghanistan | AFG | 2022-01-02 | v8 | TRUE
https://raw.githubusercontent.com/mrc-ide/global-lmic-reports/master/AFG/projections.csv | 2020-11-26 | cumulative_infections | 815331.21 | 848300.96 | 878410.36 | 874129.26 | 895594.72 | 937074.39 | Surged Maintain Status Quo | Afghanistan | AFG | 2022-01-02 | v8 | TRUE
https://raw.githubusercontent.com/mrc-ide/global-lmic-reports/master/AFG/projections.csv | 2020-11-26 | cumulative_deaths | 1553.93 | 1619 | 1676.39 | 1670.98 | 1713.95 | 1794.94 | Surged Maintain Status Quo | Afghanistan | AFG | 2022-01-02 | v8 | TRUE
https://raw.githubusercontent.com/mrc-ide/global-lmic-reports/master/AFG/projections.csv | 2020-11-26 | Rt | 1 | 1.03 | 1.04 | 1.05 | 1.06 | 1.09 | Surged Maintain Status Quo | Afghanistan | AFG | 2022-01-02 | v8 | TRUE
https://raw.githubusercontent.com/mrc-ide/global-lmic-reports/master/AFG/projections.csv | 2020-11-26 | Reff | 0.97 | 1.01 | 1.02 | 1.02 | 1.04 | 1.07 | Surged Maintain Status Quo | Afghanistan | AFG | 2022-01-02 | v8 | TRUE
https://raw.githubusercontent.com/mrc-ide/global-lmic-reports/master/AFG/projections.csv | 2020-11-26 | infections | 5634.65 | 5976.21 | 6077.78 | 6145.39 | 6256.31 | 6909.65 | Surged Optimistic | Afghanistan | AFG | 2022-01-02 | v8 | TRUE
https://raw.githubusercontent.com/mrc-ide/global-lmic-reports/master/AFG/projections.csv | 2020-11-26 | deaths | 9.09 | 9.8 | 10.04 | 10.08 | 10.54 | 10.89 | Surged Optimistic | Afghanistan | AFG | 2022-01-02 | v8 | TRUE
https://raw.githubusercontent.com/mrc-ide/global-lmic-reports/master/AFG/projections.csv | 2020-11-26 | hospital_demand | 384.65 | 410.75 | 423.98 | 425.29 | 441.47 | 462.93 | Surged Optimistic | Afghanistan | AFG | 2022-01-02 | v8 | TRUE
https://raw.githubusercontent.com/mrc-ide/global-lmic-reports/master/AFG/projections.csv | 2020-11-26 | ICU_demand | 141.41 | 151.99 | 155.92 | 156.67 | 163.49 | 169.74 | Surged Optimistic | Afghanistan | AFG | 2022-01-02 | v8 | TRUE
https://raw.githubusercontent.com/mrc-ide/global-lmic-reports/master/AFG/projections.csv | 2020-11-26 | hospital_incidence | 47.05 | 50.13 | 51.71 | 51.73 | 53.19 | 57.1 | Surged Optimistic | Afghanistan | AFG | 2022-01-02 | v8 | TRUE
https://raw.githubusercontent.com/mrc-ide/global-lmic-reports/master/AFG/projections.csv | 2020-11-26 | ICU_incidence | 13.45 | 14.33 | 14.78 | 14.79 | 15.21 | 16.32 | Surged Optimistic | Afghanistan | AFG | 2022-01-02 | v8 | TRUE
https://raw.githubusercontent.com/mrc-ide/global-lmic-reports/master/AFG/projections.csv | 2020-11-26 | prevalence | 37850.47 | 39826.54 | 40627.98 | 40969.59 | 41901.47 | 45227.13 | Surged Optimistic | Afghanistan | AFG | 2022-01-02 | v8 | TRUE
https://raw.githubusercontent.com/mrc-ide/global-lmic-reports/master/AFG/projections.csv | 2020-11-26 | cumulative_infections | 815331.21 | 848300.96 | 878410.36 | 874129.26 | 895594.72 | 937074.39 | Surged Optimistic | Afghanistan | AFG | 2022-01-02 | v8 | TRUE
https://raw.githubusercontent.com/mrc-ide/global-lmic-reports/master/AFG/projections.csv | 2020-11-26 | cumulative_deaths | 1553.93 | 1619 | 1676.39 | 1670.98 | 1713.95 | 1794.94 | Surged Optimistic | Afghanistan | AFG | 2022-01-02 | v8 | TRUE
https://raw.githubusercontent.com/mrc-ide/global-lmic-reports/master/AFG/projections.csv | 2020-11-26 | Rt | 1 | 1.03 | 1.04 | 1.05 | 1.06 | 1.09 | Surged Optimistic | Afghanistan | AFG | 2022-01-02 | v8 | TRUE
https://raw.githubusercontent.com/mrc-ide/global-lmic-reports/master/AFG/projections.csv | 2020-11-26 | Reff | 0.97 | 1.01 | 1.02 | 1.02 | 1.04 | 1.07 | Surged Optimistic | Afghanistan | AFG | 2022-01-02 | v8 | TRUE
https://raw.githubusercontent.com/mrc-ide/global-lmic-reports/master/AFG/projections.csv | 2020-11-26 | infections | 5634.65 | 5976.21 | 6077.78 | 6145.39 | 6256.31 | 6909.65 | Surged Pessimistic | Afghanistan | AFG | 2022-01-02 | v8 | TRUE
https://raw.githubusercontent.com/mrc-ide/global-lmic-reports/master/AFG/projections.csv | 2020-11-26 | deaths | 9.09 | 9.8 | 10.04 | 10.08 | 10.54 | 10.89 | Surged Pessimistic | Afghanistan | AFG | 2022-01-02 | v8 | TRUE
https://raw.githubusercontent.com/mrc-ide/global-lmic-reports/master/AFG/projections.csv | 2020-11-26 | hospital_demand | 384.65 | 410.75 | 423.98 | 425.29 | 441.47 | 462.93 | Surged Pessimistic | Afghanistan | AFG | 2022-01-02 | v8 | TRUE
https://raw.githubusercontent.com/mrc-ide/global-lmic-reports/master/AFG/projections.csv | 2020-11-26 | ICU_demand | 141.41 | 151.99 | 155.92 | 156.67 | 163.49 | 169.74 | Surged Pessimistic | Afghanistan | AFG | 2022-01-02 | v8 | TRUE
https://raw.githubusercontent.com/mrc-ide/global-lmic-reports/master/AFG/projections.csv | 2020-11-26 | hospital_incidence | 47.05 | 50.13 | 51.71 | 51.73 | 53.19 | 57.1 | Surged Pessimistic | Afghanistan | AFG | 2022-01-02 | v8 | TRUE
https://raw.githubusercontent.com/mrc-ide/global-lmic-reports/master/AFG/projections.csv | 2020-11-26 | ICU_incidence | 13.45 | 14.33 | 14.78 | 14.79 | 15.21 | 16.32 | Surged Pessimistic | Afghanistan | AFG | 2022-01-02 | v8 | TRUE
https://raw.githubusercontent.com/mrc-ide/global-lmic-reports/master/AFG/projections.csv | 2020-11-26 | prevalence | 37850.47 | 39826.54 | 40627.98 | 40969.59 | 41901.47 | 45227.13 | Surged Pessimistic | Afghanistan | AFG | 2022-01-02 | v8 | TRUE
https://raw.githubusercontent.com/mrc-ide/global-lmic-reports/master/AFG/projections.csv | 2020-11-26 | cumulative_infections | 815331.21 | 848300.96 | 878410.36 | 874129.26 | 895594.72 | 937074.39 | Surged Pessimistic | Afghanistan | AFG | 2022-01-02 | v8 | TRUE
https://raw.githubusercontent.com/mrc-ide/global-lmic-reports/master/AFG/projections.csv | 2020-11-26 | cumulative_deaths | 1553.93 | 1619 | 1676.39 | 1670.98 | 1713.95 | 1794.94 | Surged Pessimistic | Afghanistan | AFG | 2022-01-02 | v8 | TRUE
https://raw.githubusercontent.com/mrc-ide/global-lmic-reports/master/AFG/projections.csv | 2020-11-26 | Rt | 1 | 1.03 | 1.04 | 1.05 | 1.06 | 1.09 | Surged Pessimistic | Afghanistan | AFG | 2022-01-02 | v8 | TRUE
https://raw.githubusercontent.com/mrc-ide/global-lmic-reports/master/AFG/projections.csv | 2020-11-26 | Reff | 0.97 | 1.01 | 1.02 | 1.02 | 1.04 | 1.07 | Surged Pessimistic | Afghanistan | AFG | 2022-01-02 | v8 | TRUE
https://raw.githubusercontent.com/mrc-ide/global-lmic-reports/master/AFG/projections.csv | 2020-11-26 | infections | 5634.65 | 5976.21 | 6077.78 | 6145.39 | 6256.31 | 6909.65 | Surged Relax Interventions 50% | Afghanistan | AFG | 2022-01-02 | v8 | TRUE
https://raw.githubusercontent.com/mrc-ide/global-lmic-reports/master/AFG/projections.csv | 2020-11-26 | deaths | 9.09 | 9.8 | 10.04 | 10.08 | 10.54 | 10.89 | Surged Relax Interventions 50% | Afghanistan | AFG | 2022-01-02 | v8 | TRUE
https://raw.githubusercontent.com/mrc-ide/global-lmic-reports/master/AFG/projections.csv | 2020-11-26 | hospital_demand | 384.65 | 410.75 | 423.98 | 425.29 | 441.47 | 462.93 | Surged Relax Interventions 50% | Afghanistan | AFG | 2022-01-02 | v8 | TRUE
https://raw.githubusercontent.com/mrc-ide/global-lmic-reports/master/AFG/projections.csv | 2020-11-26 | ICU_demand | 141.41 | 151.99 | 155.92 | 156.67 | 163.49 | 169.74 | Surged Relax Interventions 50% | Afghanistan | AFG | 2022-01-02 | v8 | TRUE
https://raw.githubusercontent.com/mrc-ide/global-lmic-reports/master/AFG/projections.csv | 2020-11-26 | hospital_incidence | 47.05 | 50.13 | 51.71 | 51.73 | 53.19 | 57.1 | Surged Relax Interventions 50% | Afghanistan | AFG | 2022-01-02 | v8 | TRUE
https://raw.githubusercontent.com/mrc-ide/global-lmic-reports/master/AFG/projections.csv | 2020-11-26 | ICU_incidence | 13.45 | 14.33 | 14.78 | 14.79 | 15.21 | 16.32 | Surged Relax Interventions 50% | Afghanistan | AFG | 2022-01-02 | v8 | TRUE
https://raw.githubusercontent.com/mrc-ide/global-lmic-reports/master/AFG/projections.csv | 2020-11-26 | prevalence | 37850.47 | 39826.54 | 40627.98 | 40969.59 | 41901.47 | 45227.13 | Surged Relax Interventions 50% | Afghanistan | AFG | 2022-01-02 | v8 | TRUE
https://raw.githubusercontent.com/mrc-ide/global-lmic-reports/master/AFG/projections.csv | 2020-11-26 | cumulative_infections | 815331.21 | 848300.96 | 878410.36 | 874129.26 | 895594.72 | 937074.39 | Surged Relax Interventions 50% | Afghanistan | AFG | 2022-01-02 | v8 | TRUE
https://raw.githubusercontent.com/mrc-ide/global-lmic-reports/master/AFG/projections.csv | 2020-11-26 | cumulative_deaths | 1553.93 | 1619 | 1676.39 | 1670.98 | 1713.95 | 1794.94 | Surged Relax Interventions 50% | Afghanistan | AFG | 2022-01-02 | v8 | TRUE
https://raw.githubusercontent.com/mrc-ide/global-lmic-reports/master/AFG/projections.csv | 2020-11-26 | Rt | 1 | 1.03 | 1.04 | 1.05 | 1.06 | 1.09 | Surged Relax Interventions 50% | Afghanistan | AFG | 2022-01-02 | v8 | TRUE
https://raw.githubusercontent.com/mrc-ide/global-lmic-reports/master/AFG/projections.csv | 2020-11-26 | Reff | 0.97 | 1.01 | 1.02 | 1.02 | 1.04 | 1.07 | Surged Relax Interventions 50% | Afghanistan | AFG | 2022-01-02 | v8 | TRUE
https://raw.githubusercontent.com/mrc-ide/global-lmic-reports/master/AFG/projections.csv | 2020-11-27 | infections | 5667.77 | 5973.8 | 6108.96 | 6158.04 | 6315.55 | 6931.22 | Additional 50% Reduction | Afghanistan | AFG | 2022-01-02 | v8 | TRUE
https://raw.githubusercontent.com/mrc-ide/global-lmic-reports/master/AFG/projections.csv | 2020-11-27 | deaths | 9.14 | 9.99 | 10.3 | 10.42 | 10.64 | 12.17 | Additional 50% Reduction | Afghanistan | AFG | 2022-01-02 | v8 | TRUE
https://raw.githubusercontent.com/mrc-ide/global-lmic-reports/master/AFG/projections.csv | 2020-11-27 | hospital_demand | 388.58 | 417.84 | 435.55 | 437.91 | 444.78 | 511.4 | Additional 50% Reduction | Afghanistan | AFG | 2022-01-02 | v8 | TRUE
https://raw.githubusercontent.com/mrc-ide/global-lmic-reports/master/AFG/projections.csv | 2020-11-27 | ICU_demand | 142.77 | 154.35 | 160.07 | 161.54 | 164.35 | 188.47 | Additional 50% Reduction | Afghanistan | AFG | 2022-01-02 | v8 | TRUE
https://raw.githubusercontent.com/mrc-ide/global-lmic-reports/master/AFG/projections.csv | 2020-11-27 | hospital_incidence | 47.27 | 50.59 | 52.44 | 52.72 | 53.66 | 61.27 | Additional 50% Reduction | Afghanistan | AFG | 2022-01-02 | v8 | TRUE
https://raw.githubusercontent.com/mrc-ide/global-lmic-reports/master/AFG/projections.csv | 2020-11-27 | ICU_incidence | 13.51 | 14.46 | 14.99 | 15.07 | 15.34 | 17.52 | Additional 50% Reduction | Afghanistan | AFG | 2022-01-02 | v8 | TRUE
https://raw.githubusercontent.com/mrc-ide/global-lmic-reports/master/AFG/projections.csv | 2020-11-27 | prevalence | 38163.05 | 40259.48 | 40984.4 | 41605.58 | 42467.91 | 47617.15 | Additional 50% Reduction | Afghanistan | AFG | 2022-01-02 | v8 | TRUE
https://raw.githubusercontent.com/mrc-ide/global-lmic-reports/master/AFG/projections.csv | 2020-11-27 | cumulative_infections | 815440.16 | 861167.04 | 880696.2 | 887547.74 | 904978.12 | 989254 | Additional 50% Reduction | Afghanistan | AFG | 2022-01-02 | v8 | TRUE
https://raw.githubusercontent.com/mrc-ide/global-lmic-reports/master/AFG/projections.csv | 2020-11-27 | cumulative_deaths | 1555.61 | 1647.79 | 1697.46 | 1708.62 | 1754.12 | 1920.36 | Additional 50% Reduction | Afghanistan | AFG | 2022-01-02 | v8 | TRUE
https://raw.githubusercontent.com/mrc-ide/global-lmic-reports/master/AFG/projections.csv | 2020-11-27 | Rt | 1.01 | 1.03 | 1.04 | 1.05 | 1.06 | 1.11 | Additional 50% Reduction | Afghanistan | AFG | 2022-01-02 | v8 | TRUE
https://raw.githubusercontent.com/mrc-ide/global-lmic-reports/master/AFG/projections.csv | 2020-11-27 | Reff | 0.98 | 1.01 | 1.02 | 1.02 | 1.04 | 1.08 | Additional 50% Reduction | Afghanistan | AFG | 2022-01-02 | v8 | TRUE
https://raw.githubusercontent.com/mrc-ide/global-lmic-reports/master/AFG/projections.csv | 2020-11-27 | infections | 5667.77 | 5973.8 | 6108.96 | 6158.04 | 6315.55 | 6931.22 | Maintain Status Quo | Afghanistan | AFG | 2022-01-02 | v8 | TRUE
https://raw.githubusercontent.com/mrc-ide/global-lmic-reports/master/AFG/projections.csv | 2020-11-27 | deaths | 9.14 | 9.99 | 10.3 | 10.42 | 10.64 | 12.17 | Maintain Status Quo | Afghanistan | AFG | 2022-01-02 | v8 | TRUE
https://raw.githubusercontent.com/mrc-ide/global-lmic-reports/master/AFG/projections.csv | 2020-11-27 | hospital_demand | 388.58 | 417.84 | 435.55 | 437.91 | 444.78 | 511.4 | Maintain Status Quo | Afghanistan | AFG | 2022-01-02 | v8 | TRUE
https://raw.githubusercontent.com/mrc-ide/global-lmic-reports/master/AFG/projections.csv | 2020-11-27 | ICU_demand | 142.77 | 154.35 | 160.07 | 161.54 | 164.35 | 188.47 | Maintain Status Quo | Afghanistan | AFG | 2022-01-02 | v8 | TRUE
https://raw.githubusercontent.com/mrc-ide/global-lmic-reports/master/AFG/projections.csv | 2020-11-27 | hospital_incidence | 47.27 | 50.59 | 52.44 | 52.72 | 53.66 | 61.27 | Maintain Status Quo | Afghanistan | AFG | 2022-01-02 | v8 | TRUE
https://raw.githubusercontent.com/mrc-ide/global-lmic-reports/master/AFG/projections.csv | 2020-11-27 | ICU_incidence | 13.51 | 14.46 | 14.99 | 15.07 | 15.34 | 17.52 | Maintain Status Quo | Afghanistan | AFG | 2022-01-02 | v8 | TRUE
https://raw.githubusercontent.com/mrc-ide/global-lmic-reports/master/AFG/projections.csv | 2020-11-27 | prevalence | 38163.05 | 40259.48 | 40984.4 | 41605.58 | 42467.91 | 47617.15 | Maintain Status Quo | Afghanistan | AFG | 2022-01-02 | v8 | TRUE
https://raw.githubusercontent.com/mrc-ide/global-lmic-reports/master/AFG/projections.csv | 2020-11-27 | cumulative_infections | 815440.16 | 861167.04 | 880696.2 | 887547.74 | 904978.12 | 989254 | Maintain Status Quo | Afghanistan | AFG | 2022-01-02 | v8 | TRUE
https://raw.githubusercontent.com/mrc-ide/global-lmic-reports/master/AFG/projections.csv | 2020-11-27 | cumulative_deaths | 1555.61 | 1647.79 | 1697.46 | 1708.62 | 1754.12 | 1920.36 | Maintain Status Quo | Afghanistan | AFG | 2022-01-02 | v8 | TRUE
https://raw.githubusercontent.com/mrc-ide/global-lmic-reports/master/AFG/projections.csv | 2020-11-27 | Rt | 1.01 | 1.03 | 1.04 | 1.05 | 1.06 | 1.11 | Maintain Status Quo | Afghanistan | AFG | 2022-01-02 | v8 | TRUE
https://raw.githubusercontent.com/mrc-ide/global-lmic-reports/master/AFG/projections.csv | 2020-11-27 | Reff | 0.98 | 1.01 | 1.02 | 1.02 | 1.04 | 1.08 | Maintain Status Quo | Afghanistan | AFG | 2022-01-02 | v8 | TRUE
https://raw.githubusercontent.com/mrc-ide/global-lmic-reports/master/AFG/projections.csv | 2020-11-27 | infections | 5667.77 | 5973.8 | 6108.96 | 6158.04 | 6315.55 | 6931.22 | Optimistic | Afghanistan | AFG | 2022-01-02 | v8 | TRUE
https://raw.githubusercontent.com/mrc-ide/global-lmic-reports/master/AFG/projections.csv | 2020-11-27 | deaths | 9.14 | 9.99 | 10.3 | 10.42 | 10.64 | 12.17 | Optimistic | Afghanistan | AFG | 2022-01-02 | v8 | TRUE
https://raw.githubusercontent.com/mrc-ide/global-lmic-reports/master/AFG/projections.csv | 2020-11-27 | hospital_demand | 388.58 | 417.84 | 435.55 | 437.91 | 444.78 | 511.4 | Optimistic | Afghanistan | AFG | 2022-01-02 | v8 | TRUE
https://raw.githubusercontent.com/mrc-ide/global-lmic-reports/master/AFG/projections.csv | 2020-11-27 | ICU_demand | 142.77 | 154.35 | 160.07 | 161.54 | 164.35 | 188.47 | Optimistic | Afghanistan | AFG | 2022-01-02 | v8 | TRUE
https://raw.githubusercontent.com/mrc-ide/global-lmic-reports/master/AFG/projections.csv | 2020-11-27 | hospital_incidence | 47.27 | 50.59 | 52.44 | 52.72 | 53.66 | 61.27 | Optimistic | Afghanistan | AFG | 2022-01-02 | v8 | TRUE
https://raw.githubusercontent.com/mrc-ide/global-lmic-reports/master/AFG/projections.csv | 2020-11-27 | ICU_incidence | 13.51 | 14.46 | 14.99 | 15.07 | 15.34 | 17.52 | Optimistic | Afghanistan | AFG | 2022-01-02 | v8 | TRUE
https://raw.githubusercontent.com/mrc-ide/global-lmic-reports/master/AFG/projections.csv | 2020-11-27 | prevalence | 38163.05 | 40259.48 | 40984.4 | 41605.58 | 42467.91 | 47617.15 | Optimistic | Afghanistan | AFG | 2022-01-02 | v8 | TRUE
https://raw.githubusercontent.com/mrc-ide/global-lmic-reports/master/AFG/projections.csv | 2020-11-27 | cumulative_infections | 815440.16 | 861167.04 | 880696.2 | 887547.74 | 904978.12 | 989254 | Optimistic | Afghanistan | AFG | 2022-01-02 | v8 | TRUE
https://raw.githubusercontent.com/mrc-ide/global-lmic-reports/master/AFG/projections.csv | 2020-11-27 | cumulative_deaths | 1555.61 | 1647.79 | 1697.46 | 1708.62 | 1754.12 | 1920.36 | Optimistic | Afghanistan | AFG | 2022-01-02 | v8 | TRUE
https://raw.githubusercontent.com/mrc-ide/global-lmic-reports/master/AFG/projections.csv | 2020-11-27 | Rt | 1.01 | 1.03 | 1.04 | 1.05 | 1.06 | 1.11 | Optimistic | Afghanistan | AFG | 2022-01-02 | v8 | TRUE
https://raw.githubusercontent.com/mrc-ide/global-lmic-reports/master/AFG/projections.csv | 2020-11-27 | Reff | 0.98 | 1.01 | 1.02 | 1.02 | 1.04 | 1.08 | Optimistic | Afghanistan | AFG | 2022-01-02 | v8 | TRUE
https://raw.githubusercontent.com/mrc-ide/global-lmic-reports/master/AFG/projections.csv | 2020-11-27 | infections | 5667.77 | 5973.8 | 6108.96 | 6158.04 | 6315.55 | 6931.22 | Pessimistic | Afghanistan | AFG | 2022-01-02 | v8 | TRUE
https://raw.githubusercontent.com/mrc-ide/global-lmic-reports/master/AFG/projections.csv | 2020-11-27 | deaths | 9.14 | 9.99 | 10.3 | 10.42 | 10.64 | 12.17 | Pessimistic | Afghanistan | AFG | 2022-01-02 | v8 | TRUE
https://raw.githubusercontent.com/mrc-ide/global-lmic-reports/master/AFG/projections.csv | 2020-11-27 | hospital_demand | 388.58 | 417.84 | 435.55 | 437.91 | 444.78 | 511.4 | Pessimistic | Afghanistan | AFG | 2022-01-02 | v8 | TRUE
https://raw.githubusercontent.com/mrc-ide/global-lmic-reports/master/AFG/projections.csv | 2020-11-27 | ICU_demand | 142.77 | 154.35 | 160.07 | 161.54 | 164.35 | 188.47 | Pessimistic | Afghanistan | AFG | 2022-01-02 | v8 | TRUE
https://raw.githubusercontent.com/mrc-ide/global-lmic-reports/master/AFG/projections.csv | 2020-11-27 | hospital_incidence | 47.27 | 50.59 | 52.44 | 52.72 | 53.66 | 61.27 | Pessimistic | Afghanistan | AFG | 2022-01-02 | v8 | TRUE
https://raw.githubusercontent.com/mrc-ide/global-lmic-reports/master/AFG/projections.csv | 2020-11-27 | ICU_incidence | 13.51 | 14.46 | 14.99 | 15.07 | 15.34 | 17.52 | Pessimistic | Afghanistan | AFG | 2022-01-02 | v8 | TRUE
https://raw.githubusercontent.com/mrc-ide/global-lmic-reports/master/AFG/projections.csv | 2020-11-27 | prevalence | 38163.05 | 40259.48 | 40984.4 | 41605.58 | 42467.91 | 47617.15 | Pessimistic | Afghanistan | AFG | 2022-01-02 | v8 | TRUE
https://raw.githubusercontent.com/mrc-ide/global-lmic-reports/master/AFG/projections.csv | 2020-11-27 | cumulative_infections | 815440.16 | 861167.04 | 880696.2 | 887547.74 | 904978.12 | 989254 | Pessimistic | Afghanistan | AFG | 2022-01-02 | v8 | TRUE
https://raw.githubusercontent.com/mrc-ide/global-lmic-reports/master/AFG/projections.csv | 2020-11-27 | cumulative_deaths | 1555.61 | 1647.79 | 1697.46 | 1708.62 | 1754.12 | 1920.36 | Pessimistic | Afghanistan | AFG | 2022-01-02 | v8 | TRUE
https://raw.githubusercontent.com/mrc-ide/global-lmic-reports/master/AFG/projections.csv | 2020-11-27 | Rt | 1.01 | 1.03 | 1.04 | 1.05 | 1.06 | 1.11 | Pessimistic | Afghanistan | AFG | 2022-01-02 | v8 | TRUE
https://raw.githubusercontent.com/mrc-ide/global-lmic-reports/master/AFG/projections.csv | 2020-11-27 | Reff | 0.98 | 1.01 | 1.02 | 1.02 | 1.04 | 1.08 | Pessimistic | Afghanistan | AFG | 2022-01-02 | v8 | TRUE
https://raw.githubusercontent.com/mrc-ide/global-lmic-reports/master/AFG/projections.csv | 2020-11-27 | infections | 5667.77 | 5973.8 | 6108.96 | 6158.04 | 6315.55 | 6931.22 | Relax Interventions 50% | Afghanistan | AFG | 2022-01-02 | v8 | TRUE
https://raw.githubusercontent.com/mrc-ide/global-lmic-reports/master/AFG/projections.csv | 2020-11-27 | deaths | 9.14 | 9.99 | 10.3 | 10.42 | 10.64 | 12.17 | Relax Interventions 50% | Afghanistan | AFG | 2022-01-02 | v8 | TRUE
https://raw.githubusercontent.com/mrc-ide/global-lmic-reports/master/AFG/projections.csv | 2020-11-27 | hospital_demand | 388.58 | 417.84 | 435.55 | 437.91 | 444.78 | 511.4 | Relax Interventions 50% | Afghanistan | AFG | 2022-01-02 | v8 | TRUE
https://raw.githubusercontent.com/mrc-ide/global-lmic-reports/master/AFG/projections.csv | 2020-11-27 | ICU_demand | 142.77 | 154.35 | 160.07 | 161.54 | 164.35 | 188.47 | Relax Interventions 50% | Afghanistan | AFG | 2022-01-02 | v8 | TRUE
https://raw.githubusercontent.com/mrc-ide/global-lmic-reports/master/AFG/projections.csv | 2020-11-27 | hospital_incidence | 47.27 | 50.59 | 52.44 | 52.72 | 53.66 | 61.27 | Relax Interventions 50% | Afghanistan | AFG | 2022-01-02 | v8 | TRUE
https://raw.githubusercontent.com/mrc-ide/global-lmic-reports/master/AFG/projections.csv | 2020-11-27 | ICU_incidence | 13.51 | 14.46 | 14.99 | 15.07 | 15.34 | 17.52 | Relax Interventions 50% | Afghanistan | AFG | 2022-01-02 | v8 | TRUE
https://raw.githubusercontent.com/mrc-ide/global-lmic-reports/master/AFG/projections.csv | 2020-11-27 | prevalence | 38163.05 | 40259.48 | 40984.4 | 41605.58 | 42467.91 | 47617.15 | Relax Interventions 50% | Afghanistan | AFG | 2022-01-02 | v8 | TRUE
https://raw.githubusercontent.com/mrc-ide/global-lmic-reports/master/AFG/projections.csv | 2020-11-27 | cumulative_infections | 815440.16 | 861167.04 | 880696.2 | 887547.74 | 904978.12 | 989254 | Relax Interventions 50% | Afghanistan | AFG | 2022-01-02 | v8 | TRUE
https://raw.githubusercontent.com/mrc-ide/global-lmic-reports/master/AFG/projections.csv | 2020-11-27 | cumulative_deaths | 1555.61 | 1647.79 | 1697.46 | 1708.62 | 1754.12 | 1920.36 | Relax Interventions 50% | Afghanistan | AFG | 2022-01-02 | v8 | TRUE
https://raw.githubusercontent.com/mrc-ide/global-lmic-reports/master/AFG/projections.csv | 2020-11-27 | Rt | 1.01 | 1.03 | 1.04 | 1.05 | 1.06 | 1.11 | Relax Interventions 50% | Afghanistan | AFG | 2022-01-02 | v8 | TRUE
https://raw.githubusercontent.com/mrc-ide/global-lmic-reports/master/AFG/projections.csv | 2020-11-27 | Reff | 0.98 | 1.01 | 1.02 | 1.02 | 1.04 | 1.08 | Relax Interventions 50% | Afghanistan | AFG | 2022-01-02 | v8 | TRUE
https://raw.githubusercontent.com/mrc-ide/global-lmic-reports/master/AFG/projections.csv | 2020-11-27 | infections | 5571.32 | 5906.53 | 6000.5 | 6084.27 | 6210.03 | 6844.33 | Surged Additional 50% Reduction | Afghanistan | AFG | 2022-01-02 | v8 | TRUE
https://raw.githubusercontent.com/mrc-ide/global-lmic-reports/master/AFG/projections.csv | 2020-11-27 | deaths | 9.33 | 10.02 | 10.28 | 10.33 | 10.8 | 11.18 | Surged Additional 50% Reduction | Afghanistan | AFG | 2022-01-02 | v8 | TRUE
https://raw.githubusercontent.com/mrc-ide/global-lmic-reports/master/AFG/projections.csv | 2020-11-27 | hospital_demand | 392.97 | 418.21 | 432.74 | 433.88 | 449.04 | 472.97 | Surged Additional 50% Reduction | Afghanistan | AFG | 2022-01-02 | v8 | TRUE
https://raw.githubusercontent.com/mrc-ide/global-lmic-reports/master/AFG/projections.csv | 2020-11-27 | ICU_demand | 144.75 | 154.93 | 159.44 | 160.16 | 166.7 | 173.81 | Surged Additional 50% Reduction | Afghanistan | AFG | 2022-01-02 | v8 | TRUE
https://raw.githubusercontent.com/mrc-ide/global-lmic-reports/master/AFG/projections.csv | 2020-11-27 | hospital_incidence | 47.58 | 50.66 | 52.01 | 52.14 | 53.45 | 57.65 | Surged Additional 50% Reduction | Afghanistan | AFG | 2022-01-02 | v8 | TRUE
https://raw.githubusercontent.com/mrc-ide/global-lmic-reports/master/AFG/projections.csv | 2020-11-27 | ICU_incidence | 13.6 | 14.48 | 14.87 | 14.9 | 15.28 | 16.48 | Surged Additional 50% Reduction | Afghanistan | AFG | 2022-01-02 | v8 | TRUE
https://raw.githubusercontent.com/mrc-ide/global-lmic-reports/master/AFG/projections.csv | 2020-11-27 | prevalence | 37978.9 | 39965.62 | 40872.36 | 41115.68 | 42018.53 | 45574.5 | Surged Additional 50% Reduction | Afghanistan | AFG | 2022-01-02 | v8 | TRUE
https://raw.githubusercontent.com/mrc-ide/global-lmic-reports/master/AFG/projections.csv | 2020-11-27 | cumulative_infections | 821247.68 | 854427.31 | 884164.94 | 880213.53 | 901687.73 | 943480.17 | Surged Additional 50% Reduction | Afghanistan | AFG | 2022-01-02 | v8 | TRUE
https://raw.githubusercontent.com/mrc-ide/global-lmic-reports/master/AFG/projections.csv | 2020-11-27 | cumulative_deaths | 1563.62 | 1629.3 | 1686.59 | 1681.31 | 1724.64 | 1805.8 | Surged Additional 50% Reduction | Afghanistan | AFG | 2022-01-02 | v8 | TRUE
https://raw.githubusercontent.com/mrc-ide/global-lmic-reports/master/AFG/projections.csv | 2020-11-27 | Rt | 1 | 1.03 | 1.04 | 1.05 | 1.06 | 1.09 | Surged Additional 50% Reduction | Afghanistan | AFG | 2022-01-02 | v8 | TRUE
https://raw.githubusercontent.com/mrc-ide/global-lmic-reports/master/AFG/projections.csv | 2020-11-27 | Reff | 0.97 | 1.01 | 1.02 | 1.02 | 1.04 | 1.07 | Surged Additional 50% Reduction | Afghanistan | AFG | 2022-01-02 | v8 | TRUE
https://raw.githubusercontent.com/mrc-ide/global-lmic-reports/master/AFG/projections.csv | 2020-11-27 | infections | 5571.32 | 5906.53 | 6000.5 | 6084.27 | 6210.03 | 6844.33 | Surged Maintain Status Quo | Afghanistan | AFG | 2022-01-02 | v8 | TRUE
https://raw.githubusercontent.com/mrc-ide/global-lmic-reports/master/AFG/projections.csv | 2020-11-27 | deaths | 9.33 | 10.02 | 10.28 | 10.33 | 10.8 | 11.18 | Surged Maintain Status Quo | Afghanistan | AFG | 2022-01-02 | v8 | TRUE
https://raw.githubusercontent.com/mrc-ide/global-lmic-reports/master/AFG/projections.csv | 2020-11-27 | hospital_demand | 392.97 | 418.21 | 432.74 | 433.88 | 449.04 | 472.97 | Surged Maintain Status Quo | Afghanistan | AFG | 2022-01-02 | v8 | TRUE
https://raw.githubusercontent.com/mrc-ide/global-lmic-reports/master/AFG/projections.csv | 2020-11-27 | ICU_demand | 144.75 | 154.93 | 159.44 | 160.16 | 166.7 | 173.81 | Surged Maintain Status Quo | Afghanistan | AFG | 2022-01-02 | v8 | TRUE
https://raw.githubusercontent.com/mrc-ide/global-lmic-reports/master/AFG/projections.csv | 2020-11-27 | hospital_incidence | 47.58 | 50.66 | 52.01 | 52.14 | 53.45 | 57.65 | Surged Maintain Status Quo | Afghanistan | AFG | 2022-01-02 | v8 | TRUE
https://raw.githubusercontent.com/mrc-ide/global-lmic-reports/master/AFG/projections.csv | 2020-11-27 | ICU_incidence | 13.6 | 14.48 | 14.87 | 14.9 | 15.28 | 16.48 | Surged Maintain Status Quo | Afghanistan | AFG | 2022-01-02 | v8 | TRUE
https://raw.githubusercontent.com/mrc-ide/global-lmic-reports/master/AFG/projections.csv | 2020-11-27 | prevalence | 37978.9 | 39965.62 | 40872.36 | 41115.68 | 42018.53 | 45574.5 | Surged Maintain Status Quo | Afghanistan | AFG | 2022-01-02 | v8 | TRUE
https://raw.githubusercontent.com/mrc-ide/global-lmic-reports/master/AFG/projections.csv | 2020-11-27 | cumulative_infections | 821247.68 | 854427.31 | 884164.94 | 880213.53 | 901687.73 | 943480.17 | Surged Maintain Status Quo | Afghanistan | AFG | 2022-01-02 | v8 | TRUE
https://raw.githubusercontent.com/mrc-ide/global-lmic-reports/master/AFG/projections.csv | 2020-11-27 | cumulative_deaths | 1563.62 | 1629.3 | 1686.59 | 1681.31 | 1724.64 | 1805.8 | Surged Maintain Status Quo | Afghanistan | AFG | 2022-01-02 | v8 | TRUE
https://raw.githubusercontent.com/mrc-ide/global-lmic-reports/master/AFG/projections.csv | 2020-11-27 | Rt | 1 | 1.03 | 1.04 | 1.05 | 1.06 | 1.09 | Surged Maintain Status Quo | Afghanistan | AFG | 2022-01-02 | v8 | TRUE
https://raw.githubusercontent.com/mrc-ide/global-lmic-reports/master/AFG/projections.csv | 2020-11-27 | Reff | 0.97 | 1.01 | 1.02 | 1.02 | 1.04 | 1.07 | Surged Maintain Status Quo | Afghanistan | AFG | 2022-01-02 | v8 | TRUE
https://raw.githubusercontent.com/mrc-ide/global-lmic-reports/master/AFG/projections.csv | 2020-11-27 | infections | 5571.32 | 5906.53 | 6000.5 | 6084.27 | 6210.03 | 6844.33 | Surged Optimistic | Afghanistan | AFG | 2022-01-02 | v8 | TRUE
https://raw.githubusercontent.com/mrc-ide/global-lmic-reports/master/AFG/projections.csv | 2020-11-27 | deaths | 9.33 | 10.02 | 10.28 | 10.33 | 10.8 | 11.18 | Surged Optimistic | Afghanistan | AFG | 2022-01-02 | v8 | TRUE
https://raw.githubusercontent.com/mrc-ide/global-lmic-reports/master/AFG/projections.csv | 2020-11-27 | hospital_demand | 392.97 | 418.21 | 432.74 | 433.88 | 449.04 | 472.97 | Surged Optimistic | Afghanistan | AFG | 2022-01-02 | v8 | TRUE
https://raw.githubusercontent.com/mrc-ide/global-lmic-reports/master/AFG/projections.csv | 2020-11-27 | ICU_demand | 144.75 | 154.93 | 159.44 | 160.16 | 166.7 | 173.81 | Surged Optimistic | Afghanistan | AFG | 2022-01-02 | v8 | TRUE
https://raw.githubusercontent.com/mrc-ide/global-lmic-reports/master/AFG/projections.csv | 2020-11-27 | hospital_incidence | 47.58 | 50.66 | 52.01 | 52.14 | 53.45 | 57.65 | Surged Optimistic | Afghanistan | AFG | 2022-01-02 | v8 | TRUE
https://raw.githubusercontent.com/mrc-ide/global-lmic-reports/master/AFG/projections.csv | 2020-11-27 | ICU_incidence | 13.6 | 14.48 | 14.87 | 14.9 | 15.28 | 16.48 | Surged Optimistic | Afghanistan | AFG | 2022-01-02 | v8 | TRUE
https://raw.githubusercontent.com/mrc-ide/global-lmic-reports/master/AFG/projections.csv | 2020-11-27 | prevalence | 37978.9 | 39965.62 | 40872.36 | 41115.68 | 42018.53 | 45574.5 | Surged Optimistic | Afghanistan | AFG | 2022-01-02 | v8 | TRUE
https://raw.githubusercontent.com/mrc-ide/global-lmic-reports/master/AFG/projections.csv | 2020-11-27 | cumulative_infections | 821247.68 | 854427.31 | 884164.94 | 880213.53 | 901687.73 | 943480.17 | Surged Optimistic | Afghanistan | AFG | 2022-01-02 | v8 | TRUE
https://raw.githubusercontent.com/mrc-ide/global-lmic-reports/master/AFG/projections.csv | 2020-11-27 | cumulative_deaths | 1563.62 | 1629.3 | 1686.59 | 1681.31 | 1724.64 | 1805.8 | Surged Optimistic | Afghanistan | AFG | 2022-01-02 | v8 | TRUE
https://raw.githubusercontent.com/mrc-ide/global-lmic-reports/master/AFG/projections.csv | 2020-11-27 | Rt | 1 | 1.03 | 1.04 | 1.05 | 1.06 | 1.09 | Surged Optimistic | Afghanistan | AFG | 2022-01-02 | v8 | TRUE
https://raw.githubusercontent.com/mrc-ide/global-lmic-reports/master/AFG/projections.csv | 2020-11-27 | Reff | 0.97 | 1.01 | 1.02 | 1.02 | 1.04 | 1.07 | Surged Optimistic | Afghanistan | AFG | 2022-01-02 | v8 | TRUE
https://raw.githubusercontent.com/mrc-ide/global-lmic-reports/master/AFG/projections.csv | 2020-11-27 | infections | 5571.32 | 5906.53 | 6000.5 | 6084.27 | 6210.03 | 6844.33 | Surged Pessimistic | Afghanistan | AFG | 2022-01-02 | v8 | TRUE
https://raw.githubusercontent.com/mrc-ide/global-lmic-reports/master/AFG/projections.csv | 2020-11-27 | deaths | 9.33 | 10.02 | 10.28 | 10.33 | 10.8 | 11.18 | Surged Pessimistic | Afghanistan | AFG | 2022-01-02 | v8 | TRUE
https://raw.githubusercontent.com/mrc-ide/global-lmic-reports/master/AFG/projections.csv | 2020-11-27 | hospital_demand | 392.97 | 418.21 | 432.74 | 433.88 | 449.04 | 472.97 | Surged Pessimistic | Afghanistan | AFG | 2022-01-02 | v8 | TRUE
https://raw.githubusercontent.com/mrc-ide/global-lmic-reports/master/AFG/projections.csv | 2020-11-27 | ICU_demand | 144.75 | 154.93 | 159.44 | 160.16 | 166.7 | 173.81 | Surged Pessimistic | Afghanistan | AFG | 2022-01-02 | v8 | TRUE
https://raw.githubusercontent.com/mrc-ide/global-lmic-reports/master/AFG/projections.csv | 2020-11-27 | hospital_incidence | 47.58 | 50.66 | 52.01 | 52.14 | 53.45 | 57.65 | Surged Pessimistic | Afghanistan | AFG | 2022-01-02 | v8 | TRUE
https://raw.githubusercontent.com/mrc-ide/global-lmic-reports/master/AFG/projections.csv | 2020-11-27 | ICU_incidence | 13.6 | 14.48 | 14.87 | 14.9 | 15.28 | 16.48 | Surged Pessimistic | Afghanistan | AFG | 2022-01-02 | v8 | TRUE
https://raw.githubusercontent.com/mrc-ide/global-lmic-reports/master/AFG/projections.csv | 2020-11-27 | prevalence | 37978.9 | 39965.62 | 40872.36 | 41115.68 | 42018.53 | 45574.5 | Surged Pessimistic | Afghanistan | AFG | 2022-01-02 | v8 | TRUE
https://raw.githubusercontent.com/mrc-ide/global-lmic-reports/master/AFG/projections.csv | 2020-11-27 | cumulative_infections | 821247.68 | 854427.31 | 884164.94 | 880213.53 | 901687.73 | 943480.17 | Surged Pessimistic | Afghanistan | AFG | 2022-01-02 | v8 | TRUE
https://raw.githubusercontent.com/mrc-ide/global-lmic-reports/master/AFG/projections.csv | 2020-11-27 | cumulative_deaths | 1563.62 | 1629.3 | 1686.59 | 1681.31 | 1724.64 | 1805.8 | Surged Pessimistic | Afghanistan | AFG | 2022-01-02 | v8 | TRUE
https://raw.githubusercontent.com/mrc-ide/global-lmic-reports/master/AFG/projections.csv | 2020-11-27 | Rt | 1 | 1.03 | 1.04 | 1.05 | 1.06 | 1.09 | Surged Pessimistic | Afghanistan | AFG | 2022-01-02 | v8 | TRUE
https://raw.githubusercontent.com/mrc-ide/global-lmic-reports/master/AFG/projections.csv | 2020-11-27 | Reff | 0.97 | 1.01 | 1.02 | 1.02 | 1.04 | 1.07 | Surged Pessimistic | Afghanistan | AFG | 2022-01-02 | v8 | TRUE
https://raw.githubusercontent.com/mrc-ide/global-lmic-reports/master/AFG/projections.csv | 2020-11-27 | infections | 5571.32 | 5906.53 | 6000.5 | 6084.27 | 6210.03 | 6844.33 | Surged Relax Interventions 50% | Afghanistan | AFG | 2022-01-02 | v8 | TRUE
https://raw.githubusercontent.com/mrc-ide/global-lmic-reports/master/AFG/projections.csv | 2020-11-27 | deaths | 9.33 | 10.02 | 10.28 | 10.33 | 10.8 | 11.18 | Surged Relax Interventions 50% | Afghanistan | AFG | 2022-01-02 | v8 | TRUE
https://raw.githubusercontent.com/mrc-ide/global-lmic-reports/master/AFG/projections.csv | 2020-11-27 | hospital_demand | 392.97 | 418.21 | 432.74 | 433.88 | 449.04 | 472.97 | Surged Relax Interventions 50% | Afghanistan | AFG | 2022-01-02 | v8 | TRUE
https://raw.githubusercontent.com/mrc-ide/global-lmic-reports/master/AFG/projections.csv | 2020-11-27 | ICU_demand | 144.75 | 154.93 | 159.44 | 160.16 | 166.7 | 173.81 | Surged Relax Interventions 50% | Afghanistan | AFG | 2022-01-02 | v8 | TRUE
https://raw.githubusercontent.com/mrc-ide/global-lmic-reports/master/AFG/projections.csv | 2020-11-27 | hospital_incidence | 47.58 | 50.66 | 52.01 | 52.14 | 53.45 | 57.65 | Surged Relax Interventions 50% | Afghanistan | AFG | 2022-01-02 | v8 | TRUE
https://raw.githubusercontent.com/mrc-ide/global-lmic-reports/master/AFG/projections.csv | 2020-11-27 | ICU_incidence | 13.6 | 14.48 | 14.87 | 14.9 | 15.28 | 16.48 | Surged Relax Interventions 50% | Afghanistan | AFG | 2022-01-02 | v8 | TRUE
https://raw.githubusercontent.com/mrc-ide/global-lmic-reports/master/AFG/projections.csv | 2020-11-27 | prevalence | 37978.9 | 39965.62 | 40872.36 | 41115.68 | 42018.53 | 45574.5 | Surged Relax Interventions 50% | Afghanistan | AFG | 2022-01-02 | v8 | TRUE
https://raw.githubusercontent.com/mrc-ide/global-lmic-reports/master/AFG/projections.csv | 2020-11-27 | cumulative_infections | 821247.68 | 854427.31 | 884164.94 | 880213.53 | 901687.73 | 943480.17 | Surged Relax Interventions 50% | Afghanistan | AFG | 2022-01-02 | v8 | TRUE
https://raw.githubusercontent.com/mrc-ide/global-lmic-reports/master/AFG/projections.csv | 2020-11-27 | cumulative_deaths | 1563.62 | 1629.3 | 1686.59 | 1681.31 | 1724.64 | 1805.8 | Surged Relax Interventions 50% | Afghanistan | AFG | 2022-01-02 | v8 | TRUE
https://raw.githubusercontent.com/mrc-ide/global-lmic-reports/master/AFG/projections.csv | 2020-11-27 | Rt | 1 | 1.03 | 1.04 | 1.05 | 1.06 | 1.09 | Surged Relax Interventions 50% | Afghanistan | AFG | 2022-01-02 | v8 | TRUE
https://raw.githubusercontent.com/mrc-ide/global-lmic-reports/master/AFG/projections.csv | 2020-11-27 | Reff | 0.97 | 1.01 | 1.02 | 1.02 | 1.04 | 1.07 | Surged Relax Interventions 50% | Afghanistan | AFG | 2022-01-02 | v8 | TRUE
https://raw.githubusercontent.com/mrc-ide/global-lmic-reports/master/AFG/projections.csv | 2020-11-28 | infections | 5682.86 | 5981.86 | 6135.83 | 6182.78 | 6352.3 | 6932.44 | Additional 50% Reduction | Afghanistan | AFG | 2022-01-02 | v8 | TRUE
https://raw.githubusercontent.com/mrc-ide/global-lmic-reports/master/AFG/projections.csv | 2020-11-28 | deaths | 9.39 | 10.2 | 10.55 | 10.66 | 10.87 | 12.44 | Additional 50% Reduction | Afghanistan | AFG | 2022-01-02 | v8 | TRUE
https://raw.githubusercontent.com/mrc-ide/global-lmic-reports/master/AFG/projections.csv | 2020-11-28 | hospital_demand | 397.35 | 425.91 | 444.14 | 446.09 | 453 | 520.57 | Additional 50% Reduction | Afghanistan | AFG | 2022-01-02 | v8 | TRUE
https://raw.githubusercontent.com/mrc-ide/global-lmic-reports/master/AFG/projections.csv | 2020-11-28 | ICU_demand | 146.47 | 157.28 | 163.72 | 164.92 | 167.7 | 192.33 | Additional 50% Reduction | Afghanistan | AFG | 2022-01-02 | v8 | TRUE
https://raw.githubusercontent.com/mrc-ide/global-lmic-reports/master/AFG/projections.csv | 2020-11-28 | hospital_incidence | 47.89 | 50.87 | 52.67 | 53.08 | 54.07 | 61.49 | Additional 50% Reduction | Afghanistan | AFG | 2022-01-02 | v8 | TRUE
https://raw.githubusercontent.com/mrc-ide/global-lmic-reports/master/AFG/projections.csv | 2020-11-28 | ICU_incidence | 13.69 | 14.54 | 15.06 | 15.17 | 15.46 | 17.58 | Additional 50% Reduction | Afghanistan | AFG | 2022-01-02 | v8 | TRUE
https://raw.githubusercontent.com/mrc-ide/global-lmic-reports/master/AFG/projections.csv | 2020-11-28 | prevalence | 38330.56 | 40539.26 | 41144.5 | 41751.61 | 42616.18 | 47593.82 | Additional 50% Reduction | Afghanistan | AFG | 2022-01-02 | v8 | TRUE
https://raw.githubusercontent.com/mrc-ide/global-lmic-reports/master/AFG/projections.csv | 2020-11-28 | cumulative_infections | 821350.98 | 867228.68 | 886851.14 | 893730.52 | 911057.45 | 996416.16 | Additional 50% Reduction | Afghanistan | AFG | 2022-01-02 | v8 | TRUE
https://raw.githubusercontent.com/mrc-ide/global-lmic-reports/master/AFG/projections.csv | 2020-11-28 | cumulative_deaths | 1565.29 | 1658.44 | 1707.99 | 1719.28 | 1764.85 | 1932.4 | Additional 50% Reduction | Afghanistan | AFG | 2022-01-02 | v8 | TRUE
https://raw.githubusercontent.com/mrc-ide/global-lmic-reports/master/AFG/projections.csv | 2020-11-28 | Rt | 0.99 | 1.01 | 1.03 | 1.03 | 1.04 | 1.09 | Additional 50% Reduction | Afghanistan | AFG | 2022-01-02 | v8 | TRUE
https://raw.githubusercontent.com/mrc-ide/global-lmic-reports/master/AFG/projections.csv | 2020-11-28 | Reff | 0.97 | 0.99 | 1.01 | 1.01 | 1.02 | 1.07 | Additional 50% Reduction | Afghanistan | AFG | 2022-01-02 | v8 | TRUE
https://raw.githubusercontent.com/mrc-ide/global-lmic-reports/master/AFG/projections.csv | 2020-11-28 | infections | 5682.86 | 5981.86 | 6135.83 | 6182.78 | 6352.3 | 6932.44 | Maintain Status Quo | Afghanistan | AFG | 2022-01-02 | v8 | TRUE
https://raw.githubusercontent.com/mrc-ide/global-lmic-reports/master/AFG/projections.csv | 2020-11-28 | deaths | 9.39 | 10.2 | 10.55 | 10.66 | 10.87 | 12.44 | Maintain Status Quo | Afghanistan | AFG | 2022-01-02 | v8 | TRUE
https://raw.githubusercontent.com/mrc-ide/global-lmic-reports/master/AFG/projections.csv | 2020-11-28 | hospital_demand | 397.35 | 425.91 | 444.14 | 446.09 | 453 | 520.57 | Maintain Status Quo | Afghanistan | AFG | 2022-01-02 | v8 | TRUE
https://raw.githubusercontent.com/mrc-ide/global-lmic-reports/master/AFG/projections.csv | 2020-11-28 | ICU_demand | 146.47 | 157.28 | 163.72 | 164.92 | 167.7 | 192.33 | Maintain Status Quo | Afghanistan | AFG | 2022-01-02 | v8 | TRUE
https://raw.githubusercontent.com/mrc-ide/global-lmic-reports/master/AFG/projections.csv | 2020-11-28 | hospital_incidence | 47.89 | 50.87 | 52.67 | 53.08 | 54.07 | 61.49 | Maintain Status Quo | Afghanistan | AFG | 2022-01-02 | v8 | TRUE
https://raw.githubusercontent.com/mrc-ide/global-lmic-reports/master/AFG/projections.csv | 2020-11-28 | ICU_incidence | 13.69 | 14.54 | 15.06 | 15.17 | 15.46 | 17.58 | Maintain Status Quo | Afghanistan | AFG | 2022-01-02 | v8 | TRUE
https://raw.githubusercontent.com/mrc-ide/global-lmic-reports/master/AFG/projections.csv | 2020-11-28 | prevalence | 38330.56 | 40539.26 | 41144.5 | 41751.61 | 42616.18 | 47593.82 | Maintain Status Quo | Afghanistan | AFG | 2022-01-02 | v8 | TRUE
https://raw.githubusercontent.com/mrc-ide/global-lmic-reports/master/AFG/projections.csv | 2020-11-28 | cumulative_infections | 821350.98 | 867228.68 | 886851.14 | 893730.52 | 911057.45 | 996416.16 | Maintain Status Quo | Afghanistan | AFG | 2022-01-02 | v8 | TRUE
https://raw.githubusercontent.com/mrc-ide/global-lmic-reports/master/AFG/projections.csv | 2020-11-28 | cumulative_deaths | 1565.29 | 1658.44 | 1707.99 | 1719.28 | 1764.85 | 1932.4 | Maintain Status Quo | Afghanistan | AFG | 2022-01-02 | v8 | TRUE
https://raw.githubusercontent.com/mrc-ide/global-lmic-reports/master/AFG/projections.csv | 2020-11-28 | Rt | 0.99 | 1.01 | 1.03 | 1.03 | 1.04 | 1.09 | Maintain Status Quo | Afghanistan | AFG | 2022-01-02 | v8 | TRUE
https://raw.githubusercontent.com/mrc-ide/global-lmic-reports/master/AFG/projections.csv | 2020-11-28 | Reff | 0.97 | 0.99 | 1.01 | 1.01 | 1.02 | 1.07 | Maintain Status Quo | Afghanistan | AFG | 2022-01-02 | v8 | TRUE
https://raw.githubusercontent.com/mrc-ide/global-lmic-reports/master/AFG/projections.csv | 2020-11-28 | infections | 5682.86 | 5981.86 | 6135.83 | 6182.78 | 6352.3 | 6932.44 | Optimistic | Afghanistan | AFG | 2022-01-02 | v8 | TRUE
https://raw.githubusercontent.com/mrc-ide/global-lmic-reports/master/AFG/projections.csv | 2020-11-28 | deaths | 9.39 | 10.2 | 10.55 | 10.66 | 10.87 | 12.44 | Optimistic | Afghanistan | AFG | 2022-01-02 | v8 | TRUE
https://raw.githubusercontent.com/mrc-ide/global-lmic-reports/master/AFG/projections.csv | 2020-11-28 | hospital_demand | 397.35 | 425.91 | 444.14 | 446.09 | 453 | 520.57 | Optimistic | Afghanistan | AFG | 2022-01-02 | v8 | TRUE
https://raw.githubusercontent.com/mrc-ide/global-lmic-reports/master/AFG/projections.csv | 2020-11-28 | ICU_demand | 146.47 | 157.28 | 163.72 | 164.92 | 167.7 | 192.33 | Optimistic | Afghanistan | AFG | 2022-01-02 | v8 | TRUE
https://raw.githubusercontent.com/mrc-ide/global-lmic-reports/master/AFG/projections.csv | 2020-11-28 | hospital_incidence | 47.89 | 50.87 | 52.67 | 53.08 | 54.07 | 61.49 | Optimistic | Afghanistan | AFG | 2022-01-02 | v8 | TRUE
https://raw.githubusercontent.com/mrc-ide/global-lmic-reports/master/AFG/projections.csv | 2020-11-28 | ICU_incidence | 13.69 | 14.54 | 15.06 | 15.17 | 15.46 | 17.58 | Optimistic | Afghanistan | AFG | 2022-01-02 | v8 | TRUE
https://raw.githubusercontent.com/mrc-ide/global-lmic-reports/master/AFG/projections.csv | 2020-11-28 | prevalence | 38330.56 | 40539.26 | 41144.5 | 41751.61 | 42616.18 | 47593.82 | Optimistic | Afghanistan | AFG | 2022-01-02 | v8 | TRUE
https://raw.githubusercontent.com/mrc-ide/global-lmic-reports/master/AFG/projections.csv | 2020-11-28 | cumulative_infections | 821350.98 | 867228.68 | 886851.14 | 893730.52 | 911057.45 | 996416.16 | Optimistic | Afghanistan | AFG | 2022-01-02 | v8 | TRUE
https://raw.githubusercontent.com/mrc-ide/global-lmic-reports/master/AFG/projections.csv | 2020-11-28 | cumulative_deaths | 1565.29 | 1658.44 | 1707.99 | 1719.28 | 1764.85 | 1932.4 | Optimistic | Afghanistan | AFG | 2022-01-02 | v8 | TRUE
https://raw.githubusercontent.com/mrc-ide/global-lmic-reports/master/AFG/projections.csv | 2020-11-28 | Rt | 0.99 | 1.01 | 1.03 | 1.03 | 1.04 | 1.09 | Optimistic | Afghanistan | AFG | 2022-01-02 | v8 | TRUE
https://raw.githubusercontent.com/mrc-ide/global-lmic-reports/master/AFG/projections.csv | 2020-11-28 | Reff | 0.97 | 0.99 | 1.01 | 1.01 | 1.02 | 1.07 | Optimistic | Afghanistan | AFG | 2022-01-02 | v8 | TRUE
https://raw.githubusercontent.com/mrc-ide/global-lmic-reports/master/AFG/projections.csv | 2020-11-28 | infections | 5682.86 | 5981.86 | 6135.83 | 6182.78 | 6352.3 | 6932.44 | Pessimistic | Afghanistan | AFG | 2022-01-02 | v8 | TRUE
https://raw.githubusercontent.com/mrc-ide/global-lmic-reports/master/AFG/projections.csv | 2020-11-28 | deaths | 9.39 | 10.2 | 10.55 | 10.66 | 10.87 | 12.44 | Pessimistic | Afghanistan | AFG | 2022-01-02 | v8 | TRUE
https://raw.githubusercontent.com/mrc-ide/global-lmic-reports/master/AFG/projections.csv | 2020-11-28 | hospital_demand | 397.35 | 425.91 | 444.14 | 446.09 | 453 | 520.57 | Pessimistic | Afghanistan | AFG | 2022-01-02 | v8 | TRUE
https://raw.githubusercontent.com/mrc-ide/global-lmic-reports/master/AFG/projections.csv | 2020-11-28 | ICU_demand | 146.47 | 157.28 | 163.72 | 164.92 | 167.7 | 192.33 | Pessimistic | Afghanistan | AFG | 2022-01-02 | v8 | TRUE
https://raw.githubusercontent.com/mrc-ide/global-lmic-reports/master/AFG/projections.csv | 2020-11-28 | hospital_incidence | 47.89 | 50.87 | 52.67 | 53.08 | 54.07 | 61.49 | Pessimistic | Afghanistan | AFG | 2022-01-02 | v8 | TRUE
https://raw.githubusercontent.com/mrc-ide/global-lmic-reports/master/AFG/projections.csv | 2020-11-28 | ICU_incidence | 13.69 | 14.54 | 15.06 | 15.17 | 15.46 | 17.58 | Pessimistic | Afghanistan | AFG | 2022-01-02 | v8 | TRUE
https://raw.githubusercontent.com/mrc-ide/global-lmic-reports/master/AFG/projections.csv | 2020-11-28 | prevalence | 38330.56 | 40539.26 | 41144.5 | 41751.61 | 42616.18 | 47593.82 | Pessimistic | Afghanistan | AFG | 2022-01-02 | v8 | TRUE
https://raw.githubusercontent.com/mrc-ide/global-lmic-reports/master/AFG/projections.csv | 2020-11-28 | cumulative_infections | 821350.98 | 867228.68 | 886851.14 | 893730.52 | 911057.45 | 996416.16 | Pessimistic | Afghanistan | AFG | 2022-01-02 | v8 | TRUE
https://raw.githubusercontent.com/mrc-ide/global-lmic-reports/master/AFG/projections.csv | 2020-11-28 | cumulative_deaths | 1565.29 | 1658.44 | 1707.99 | 1719.28 | 1764.85 | 1932.4 | Pessimistic | Afghanistan | AFG | 2022-01-02 | v8 | TRUE
https://raw.githubusercontent.com/mrc-ide/global-lmic-reports/master/AFG/projections.csv | 2020-11-28 | Rt | 0.99 | 1.01 | 1.03 | 1.03 | 1.04 | 1.09 | Pessimistic | Afghanistan | AFG | 2022-01-02 | v8 | TRUE
https://raw.githubusercontent.com/mrc-ide/global-lmic-reports/master/AFG/projections.csv | 2020-11-28 | Reff | 0.97 | 0.99 | 1.01 | 1.01 | 1.02 | 1.07 | Pessimistic | Afghanistan | AFG | 2022-01-02 | v8 | TRUE
https://raw.githubusercontent.com/mrc-ide/global-lmic-reports/master/AFG/projections.csv | 2020-11-28 | infections | 5682.86 | 5981.86 | 6135.83 | 6182.78 | 6352.3 | 6932.44 | Relax Interventions 50% | Afghanistan | AFG | 2022-01-02 | v8 | TRUE
https://raw.githubusercontent.com/mrc-ide/global-lmic-reports/master/AFG/projections.csv | 2020-11-28 | deaths | 9.39 | 10.2 | 10.55 | 10.66 | 10.87 | 12.44 | Relax Interventions 50% | Afghanistan | AFG | 2022-01-02 | v8 | TRUE
https://raw.githubusercontent.com/mrc-ide/global-lmic-reports/master/AFG/projections.csv | 2020-11-28 | hospital_demand | 397.35 | 425.91 | 444.14 | 446.09 | 453 | 520.57 | Relax Interventions 50% | Afghanistan | AFG | 2022-01-02 | v8 | TRUE
https://raw.githubusercontent.com/mrc-ide/global-lmic-reports/master/AFG/projections.csv | 2020-11-28 | ICU_demand | 146.47 | 157.28 | 163.72 | 164.92 | 167.7 | 192.33 | Relax Interventions 50% | Afghanistan | AFG | 2022-01-02 | v8 | TRUE
https://raw.githubusercontent.com/mrc-ide/global-lmic-reports/master/AFG/projections.csv | 2020-11-28 | hospital_incidence | 47.89 | 50.87 | 52.67 | 53.08 | 54.07 | 61.49 | Relax Interventions 50% | Afghanistan | AFG | 2022-01-02 | v8 | TRUE
https://raw.githubusercontent.com/mrc-ide/global-lmic-reports/master/AFG/projections.csv | 2020-11-28 | ICU_incidence | 13.69 | 14.54 | 15.06 | 15.17 | 15.46 | 17.58 | Relax Interventions 50% | Afghanistan | AFG | 2022-01-02 | v8 | TRUE
https://raw.githubusercontent.com/mrc-ide/global-lmic-reports/master/AFG/projections.csv | 2020-11-28 | prevalence | 38330.56 | 40539.26 | 41144.5 | 41751.61 | 42616.18 | 47593.82 | Relax Interventions 50% | Afghanistan | AFG | 2022-01-02 | v8 | TRUE
https://raw.githubusercontent.com/mrc-ide/global-lmic-reports/master/AFG/projections.csv | 2020-11-28 | cumulative_infections | 821350.98 | 867228.68 | 886851.14 | 893730.52 | 911057.45 | 996416.16 | Relax Interventions 50% | Afghanistan | AFG | 2022-01-02 | v8 | TRUE
https://raw.githubusercontent.com/mrc-ide/global-lmic-reports/master/AFG/projections.csv | 2020-11-28 | cumulative_deaths | 1565.29 | 1658.44 | 1707.99 | 1719.28 | 1764.85 | 1932.4 | Relax Interventions 50% | Afghanistan | AFG | 2022-01-02 | v8 | TRUE
https://raw.githubusercontent.com/mrc-ide/global-lmic-reports/master/AFG/projections.csv | 2020-11-28 | Rt | 0.99 | 1.01 | 1.03 | 1.03 | 1.04 | 1.09 | Relax Interventions 50% | Afghanistan | AFG | 2022-01-02 | v8 | TRUE
https://raw.githubusercontent.com/mrc-ide/global-lmic-reports/master/AFG/projections.csv | 2020-11-28 | Reff | 0.97 | 0.99 | 1.01 | 1.01 | 1.02 | 1.07 | Relax Interventions 50% | Afghanistan | AFG | 2022-01-02 | v8 | TRUE
https://raw.githubusercontent.com/mrc-ide/global-lmic-reports/master/AFG/projections.csv | 2020-11-28 | infections | 5567.98 | 5939.11 | 6025.08 | 6107.33 | 6238.63 | 6890.1 | Surged Additional 50% Reduction | Afghanistan | AFG | 2022-01-02 | v8 | TRUE
https://raw.githubusercontent.com/mrc-ide/global-lmic-reports/master/AFG/projections.csv | 2020-11-28 | deaths | 9.55 | 10.25 | 10.53 | 10.57 | 11.02 | 11.47 | Surged Additional 50% Reduction | Afghanistan | AFG | 2022-01-02 | v8 | TRUE
https://raw.githubusercontent.com/mrc-ide/global-lmic-reports/master/AFG/projections.csv | 2020-11-28 | hospital_demand | 400.91 | 426.44 | 441.12 | 441.86 | 456.9 | 482.18 | Surged Additional 50% Reduction | Afghanistan | AFG | 2022-01-02 | v8 | TRUE
https://raw.githubusercontent.com/mrc-ide/global-lmic-reports/master/AFG/projections.csv | 2020-11-28 | ICU_demand | 147.98 | 157.67 | 162.91 | 163.46 | 169.67 | 177.64 | Surged Additional 50% Reduction | Afghanistan | AFG | 2022-01-02 | v8 | TRUE
https://raw.githubusercontent.com/mrc-ide/global-lmic-reports/master/AFG/projections.csv | 2020-11-28 | hospital_incidence | 48.07 | 51.03 | 52.24 | 52.49 | 53.79 | 57.72 | Surged Additional 50% Reduction | Afghanistan | AFG | 2022-01-02 | v8 | TRUE
https://raw.githubusercontent.com/mrc-ide/global-lmic-reports/master/AFG/projections.csv | 2020-11-28 | ICU_incidence | 13.74 | 14.59 | 14.93 | 15.01 | 15.38 | 16.5 | Surged Additional 50% Reduction | Afghanistan | AFG | 2022-01-02 | v8 | TRUE
https://raw.githubusercontent.com/mrc-ide/global-lmic-reports/master/AFG/projections.csv | 2020-11-28 | prevalence | 38140.08 | 40146.66 | 41045.04 | 41255.85 | 42049.67 | 45971.98 | Surged Additional 50% Reduction | Afghanistan | AFG | 2022-01-02 | v8 | TRUE
https://raw.githubusercontent.com/mrc-ide/global-lmic-reports/master/AFG/projections.csv | 2020-11-28 | cumulative_infections | 827233.31 | 860571.51 | 890121.62 | 886320.87 | 907902.94 | 949894.48 | Surged Additional 50% Reduction | Afghanistan | AFG | 2022-01-02 | v8 | TRUE
https://raw.githubusercontent.com/mrc-ide/global-lmic-reports/master/AFG/projections.csv | 2020-11-28 | cumulative_deaths | 1573.58 | 1639.82 | 1697.86 | 1691.89 | 1735.58 | 1816.89 | Surged Additional 50% Reduction | Afghanistan | AFG | 2022-01-02 | v8 | TRUE
https://raw.githubusercontent.com/mrc-ide/global-lmic-reports/master/AFG/projections.csv | 2020-11-28 | Rt | 0.98 | 1.01 | 1.03 | 1.03 | 1.05 | 1.08 | Surged Additional 50% Reduction | Afghanistan | AFG | 2022-01-02 | v8 | TRUE
https://raw.githubusercontent.com/mrc-ide/global-lmic-reports/master/AFG/projections.csv | 2020-11-28 | Reff | 0.96 | 0.99 | 1.01 | 1.01 | 1.02 | 1.05 | Surged Additional 50% Reduction | Afghanistan | AFG | 2022-01-02 | v8 | TRUE
https://raw.githubusercontent.com/mrc-ide/global-lmic-reports/master/AFG/projections.csv | 2020-11-28 | infections | 5567.98 | 5939.11 | 6025.08 | 6107.33 | 6238.63 | 6890.1 | Surged Maintain Status Quo | Afghanistan | AFG | 2022-01-02 | v8 | TRUE
https://raw.githubusercontent.com/mrc-ide/global-lmic-reports/master/AFG/projections.csv | 2020-11-28 | deaths | 9.55 | 10.25 | 10.53 | 10.57 | 11.02 | 11.47 | Surged Maintain Status Quo | Afghanistan | AFG | 2022-01-02 | v8 | TRUE
https://raw.githubusercontent.com/mrc-ide/global-lmic-reports/master/AFG/projections.csv | 2020-11-28 | hospital_demand | 400.91 | 426.44 | 441.12 | 441.86 | 456.9 | 482.18 | Surged Maintain Status Quo | Afghanistan | AFG | 2022-01-02 | v8 | TRUE
https://raw.githubusercontent.com/mrc-ide/global-lmic-reports/master/AFG/projections.csv | 2020-11-28 | ICU_demand | 147.98 | 157.67 | 162.91 | 163.46 | 169.67 | 177.64 | Surged Maintain Status Quo | Afghanistan | AFG | 2022-01-02 | v8 | TRUE
https://raw.githubusercontent.com/mrc-ide/global-lmic-reports/master/AFG/projections.csv | 2020-11-28 | hospital_incidence | 48.07 | 51.03 | 52.24 | 52.49 | 53.79 | 57.72 | Surged Maintain Status Quo | Afghanistan | AFG | 2022-01-02 | v8 | TRUE
https://raw.githubusercontent.com/mrc-ide/global-lmic-reports/master/AFG/projections.csv | 2020-11-28 | ICU_incidence | 13.74 | 14.59 | 14.93 | 15.01 | 15.38 | 16.5 | Surged Maintain Status Quo | Afghanistan | AFG | 2022-01-02 | v8 | TRUE
https://raw.githubusercontent.com/mrc-ide/global-lmic-reports/master/AFG/projections.csv | 2020-11-28 | prevalence | 38140.08 | 40146.66 | 41045.04 | 41255.85 | 42049.67 | 45971.98 | Surged Maintain Status Quo | Afghanistan | AFG | 2022-01-02 | v8 | TRUE
https://raw.githubusercontent.com/mrc-ide/global-lmic-reports/master/AFG/projections.csv | 2020-11-28 | cumulative_infections | 827233.31 | 860571.51 | 890121.62 | 886320.87 | 907902.94 | 949894.48 | Surged Maintain Status Quo | Afghanistan | AFG | 2022-01-02 | v8 | TRUE
https://raw.githubusercontent.com/mrc-ide/global-lmic-reports/master/AFG/projections.csv | 2020-11-28 | cumulative_deaths | 1573.58 | 1639.82 | 1697.86 | 1691.89 | 1735.58 | 1816.89 | Surged Maintain Status Quo | Afghanistan | AFG | 2022-01-02 | v8 | TRUE
https://raw.githubusercontent.com/mrc-ide/global-lmic-reports/master/AFG/projections.csv | 2020-11-28 | Rt | 0.98 | 1.01 | 1.03 | 1.03 | 1.05 | 1.08 | Surged Maintain Status Quo | Afghanistan | AFG | 2022-01-02 | v8 | TRUE
https://raw.githubusercontent.com/mrc-ide/global-lmic-reports/master/AFG/projections.csv | 2020-11-28 | Reff | 0.96 | 0.99 | 1.01 | 1.01 | 1.02 | 1.05 | Surged Maintain Status Quo | Afghanistan | AFG | 2022-01-02 | v8 | TRUE
https://raw.githubusercontent.com/mrc-ide/global-lmic-reports/master/AFG/projections.csv | 2020-11-28 | infections | 5567.98 | 5939.11 | 6025.08 | 6107.33 | 6238.63 | 6890.1 | Surged Optimistic | Afghanistan | AFG | 2022-01-02 | v8 | TRUE
https://raw.githubusercontent.com/mrc-ide/global-lmic-reports/master/AFG/projections.csv | 2020-11-28 | deaths | 9.55 | 10.25 | 10.53 | 10.57 | 11.02 | 11.47 | Surged Optimistic | Afghanistan | AFG | 2022-01-02 | v8 | TRUE
https://raw.githubusercontent.com/mrc-ide/global-lmic-reports/master/AFG/projections.csv | 2020-11-28 | hospital_demand | 400.91 | 426.44 | 441.12 | 441.86 | 456.9 | 482.18 | Surged Optimistic | Afghanistan | AFG | 2022-01-02 | v8 | TRUE
https://raw.githubusercontent.com/mrc-ide/global-lmic-reports/master/AFG/projections.csv | 2020-11-28 | ICU_demand | 147.98 | 157.67 | 162.91 | 163.46 | 169.67 | 177.64 | Surged Optimistic | Afghanistan | AFG | 2022-01-02 | v8 | TRUE
https://raw.githubusercontent.com/mrc-ide/global-lmic-reports/master/AFG/projections.csv | 2020-11-28 | hospital_incidence | 48.07 | 51.03 | 52.24 | 52.49 | 53.79 | 57.72 | Surged Optimistic | Afghanistan | AFG | 2022-01-02 | v8 | TRUE
https://raw.githubusercontent.com/mrc-ide/global-lmic-reports/master/AFG/projections.csv | 2020-11-28 | ICU_incidence | 13.74 | 14.59 | 14.93 | 15.01 | 15.38 | 16.5 | Surged Optimistic | Afghanistan | AFG | 2022-01-02 | v8 | TRUE
https://raw.githubusercontent.com/mrc-ide/global-lmic-reports/master/AFG/projections.csv | 2020-11-28 | prevalence | 38140.08 | 40146.66 | 41045.04 | 41255.85 | 42049.67 | 45971.98 | Surged Optimistic | Afghanistan | AFG | 2022-01-02 | v8 | TRUE
https://raw.githubusercontent.com/mrc-ide/global-lmic-reports/master/AFG/projections.csv | 2020-11-28 | cumulative_infections | 827233.31 | 860571.51 | 890121.62 | 886320.87 | 907902.94 | 949894.48 | Surged Optimistic | Afghanistan | AFG | 2022-01-02 | v8 | TRUE
https://raw.githubusercontent.com/mrc-ide/global-lmic-reports/master/AFG/projections.csv | 2020-11-28 | cumulative_deaths | 1573.58 | 1639.82 | 1697.86 | 1691.89 | 1735.58 | 1816.89 | Surged Optimistic | Afghanistan | AFG | 2022-01-02 | v8 | TRUE
https://raw.githubusercontent.com/mrc-ide/global-lmic-reports/master/AFG/projections.csv | 2020-11-28 | Rt | 0.98 | 1.01 | 1.03 | 1.03 | 1.05 | 1.08 | Surged Optimistic | Afghanistan | AFG | 2022-01-02 | v8 | TRUE
https://raw.githubusercontent.com/mrc-ide/global-lmic-reports/master/AFG/projections.csv | 2020-11-28 | Reff | 0.96 | 0.99 | 1.01 | 1.01 | 1.02 | 1.05 | Surged Optimistic | Afghanistan | AFG | 2022-01-02 | v8 | TRUE
https://raw.githubusercontent.com/mrc-ide/global-lmic-reports/master/AFG/projections.csv | 2020-11-28 | infections | 5567.98 | 5939.11 | 6025.08 | 6107.33 | 6238.63 | 6890.1 | Surged Pessimistic | Afghanistan | AFG | 2022-01-02 | v8 | TRUE
https://raw.githubusercontent.com/mrc-ide/global-lmic-reports/master/AFG/projections.csv | 2020-11-28 | deaths | 9.55 | 10.25 | 10.53 | 10.57 | 11.02 | 11.47 | Surged Pessimistic | Afghanistan | AFG | 2022-01-02 | v8 | TRUE
https://raw.githubusercontent.com/mrc-ide/global-lmic-reports/master/AFG/projections.csv | 2020-11-28 | hospital_demand | 400.91 | 426.44 | 441.12 | 441.86 | 456.9 | 482.18 | Surged Pessimistic | Afghanistan | AFG | 2022-01-02 | v8 | TRUE
https://raw.githubusercontent.com/mrc-ide/global-lmic-reports/master/AFG/projections.csv | 2020-11-28 | ICU_demand | 147.98 | 157.67 | 162.91 | 163.46 | 169.67 | 177.64 | Surged Pessimistic | Afghanistan | AFG | 2022-01-02 | v8 | TRUE
https://raw.githubusercontent.com/mrc-ide/global-lmic-reports/master/AFG/projections.csv | 2020-11-28 | hospital_incidence | 48.07 | 51.03 | 52.24 | 52.49 | 53.79 | 57.72 | Surged Pessimistic | Afghanistan | AFG | 2022-01-02 | v8 | TRUE
https://raw.githubusercontent.com/mrc-ide/global-lmic-reports/master/AFG/projections.csv | 2020-11-28 | ICU_incidence | 13.74 | 14.59 | 14.93 | 15.01 | 15.38 | 16.5 | Surged Pessimistic | Afghanistan | AFG | 2022-01-02 | v8 | TRUE
https://raw.githubusercontent.com/mrc-ide/global-lmic-reports/master/AFG/projections.csv | 2020-11-28 | prevalence | 38140.08 | 40146.66 | 41045.04 | 41255.85 | 42049.67 | 45971.98 | Surged Pessimistic | Afghanistan | AFG | 2022-01-02 | v8 | TRUE
https://raw.githubusercontent.com/mrc-ide/global-lmic-reports/master/AFG/projections.csv | 2020-11-28 | cumulative_infections | 827233.31 | 860571.51 | 890121.62 | 886320.87 | 907902.94 | 949894.48 | Surged Pessimistic | Afghanistan | AFG | 2022-01-02 | v8 | TRUE
https://raw.githubusercontent.com/mrc-ide/global-lmic-reports/master/AFG/projections.csv | 2020-11-28 | cumulative_deaths | 1573.58 | 1639.82 | 1697.86 | 1691.89 | 1735.58 | 1816.89 | Surged Pessimistic | Afghanistan | AFG | 2022-01-02 | v8 | TRUE
https://raw.githubusercontent.com/mrc-ide/global-lmic-reports/master/AFG/projections.csv | 2020-11-28 | Rt | 0.98 | 1.01 | 1.03 | 1.03 | 1.05 | 1.08 | Surged Pessimistic | Afghanistan | AFG | 2022-01-02 | v8 | TRUE
https://raw.githubusercontent.com/mrc-ide/global-lmic-reports/master/AFG/projections.csv | 2020-11-28 | Reff | 0.96 | 0.99 | 1.01 | 1.01 | 1.02 | 1.05 | Surged Pessimistic | Afghanistan | AFG | 2022-01-02 | v8 | TRUE
https://raw.githubusercontent.com/mrc-ide/global-lmic-reports/master/AFG/projections.csv | 2020-11-28 | infections | 5567.98 | 5939.11 | 6025.08 | 6107.33 | 6238.63 | 6890.1 | Surged Relax Interventions 50% | Afghanistan | AFG | 2022-01-02 | v8 | TRUE
https://raw.githubusercontent.com/mrc-ide/global-lmic-reports/master/AFG/projections.csv | 2020-11-28 | deaths | 9.55 | 10.25 | 10.53 | 10.57 | 11.02 | 11.47 | Surged Relax Interventions 50% | Afghanistan | AFG | 2022-01-02 | v8 | TRUE
https://raw.githubusercontent.com/mrc-ide/global-lmic-reports/master/AFG/projections.csv | 2020-11-28 | hospital_demand | 400.91 | 426.44 | 441.12 | 441.86 | 456.9 | 482.18 | Surged Relax Interventions 50% | Afghanistan | AFG | 2022-01-02 | v8 | TRUE
https://raw.githubusercontent.com/mrc-ide/global-lmic-reports/master/AFG/projections.csv | 2020-11-28 | ICU_demand | 147.98 | 157.67 | 162.91 | 163.46 | 169.67 | 177.64 | Surged Relax Interventions 50% | Afghanistan | AFG | 2022-01-02 | v8 | TRUE
https://raw.githubusercontent.com/mrc-ide/global-lmic-reports/master/AFG/projections.csv | 2020-11-28 | hospital_incidence | 48.07 | 51.03 | 52.24 | 52.49 | 53.79 | 57.72 | Surged Relax Interventions 50% | Afghanistan | AFG | 2022-01-02 | v8 | TRUE
https://raw.githubusercontent.com/mrc-ide/global-lmic-reports/master/AFG/projections.csv | 2020-11-28 | ICU_incidence | 13.74 | 14.59 | 14.93 | 15.01 | 15.38 | 16.5 | Surged Relax Interventions 50% | Afghanistan | AFG | 2022-01-02 | v8 | TRUE
https://raw.githubusercontent.com/mrc-ide/global-lmic-reports/master/AFG/projections.csv | 2020-11-28 | prevalence | 38140.08 | 40146.66 | 41045.04 | 41255.85 | 42049.67 | 45971.98 | Surged Relax Interventions 50% | Afghanistan | AFG | 2022-01-02 | v8 | TRUE
https://raw.githubusercontent.com/mrc-ide/global-lmic-reports/master/AFG/projections.csv | 2020-11-28 | cumulative_infections | 827233.31 | 860571.51 | 890121.62 | 886320.87 | 907902.94 | 949894.48 | Surged Relax Interventions 50% | Afghanistan | AFG | 2022-01-02 | v8 | TRUE
https://raw.githubusercontent.com/mrc-ide/global-lmic-reports/master/AFG/projections.csv | 2020-11-28 | cumulative_deaths | 1573.58 | 1639.82 | 1697.86 | 1691.89 | 1735.58 | 1816.89 | Surged Relax Interventions 50% | Afghanistan | AFG | 2022-01-02 | v8 | TRUE
https://raw.githubusercontent.com/mrc-ide/global-lmic-reports/master/AFG/projections.csv | 2020-11-28 | Rt | 0.98 | 1.01 | 1.03 | 1.03 | 1.05 | 1.08 | Surged Relax Interventions 50% | Afghanistan | AFG | 2022-01-02 | v8 | TRUE
https://raw.githubusercontent.com/mrc-ide/global-lmic-reports/master/AFG/projections.csv | 2020-11-28 | Reff | 0.96 | 0.99 | 1.01 | 1.01 | 1.02 | 1.05 | Surged Relax Interventions 50% | Afghanistan | AFG | 2022-01-02 | v8 | TRUE
https://raw.githubusercontent.com/mrc-ide/global-lmic-reports/master/AFG/projections.csv | 2020-11-29 | infections | 5614.86 | 5935.34 | 6052.54 | 6122.9 | 6278.7 | 6854.28 | Additional 50% Reduction | Afghanistan | AFG | 2022-01-02 | v8 | TRUE
https://raw.githubusercontent.com/mrc-ide/global-lmic-reports/master/AFG/projections.csv | 2020-11-29 | deaths | 9.65 | 10.4 | 10.81 | 10.9 | 11.1 | 12.72 | Additional 50% Reduction | Afghanistan | AFG | 2022-01-02 | v8 | TRUE
https://raw.githubusercontent.com/mrc-ide/global-lmic-reports/master/AFG/projections.csv | 2020-11-29 | hospital_demand | 406 | 433.21 | 451.84 | 453.65 | 460.75 | 528.82 | Additional 50% Reduction | Afghanistan | AFG | 2022-01-02 | v8 | TRUE
https://raw.githubusercontent.com/mrc-ide/global-lmic-reports/master/AFG/projections.csv | 2020-11-29 | ICU_demand | 150.04 | 160.09 | 167.29 | 168.12 | 171 | 195.91 | Additional 50% Reduction | Afghanistan | AFG | 2022-01-02 | v8 | TRUE
https://raw.githubusercontent.com/mrc-ide/global-lmic-reports/master/AFG/projections.csv | 2020-11-29 | hospital_incidence | 48.48 | 51.21 | 52.85 | 53.4 | 54.42 | 61.64 | Additional 50% Reduction | Afghanistan | AFG | 2022-01-02 | v8 | TRUE
https://raw.githubusercontent.com/mrc-ide/global-lmic-reports/master/AFG/projections.csv | 2020-11-29 | ICU_incidence | 13.86 | 14.64 | 15.11 | 15.27 | 15.56 | 17.62 | Additional 50% Reduction | Afghanistan | AFG | 2022-01-02 | v8 | TRUE
https://raw.githubusercontent.com/mrc-ide/global-lmic-reports/master/AFG/projections.csv | 2020-11-29 | prevalence | 38426.32 | 40590.74 | 41306.81 | 41810.78 | 42719.92 | 47466.63 | Additional 50% Reduction | Afghanistan | AFG | 2022-01-02 | v8 | TRUE
https://raw.githubusercontent.com/mrc-ide/global-lmic-reports/master/AFG/projections.csv | 2020-11-29 | cumulative_infections | 827194.04 | 873263.68 | 892908.17 | 899853.42 | 917026.63 | 1003445.52 | Additional 50% Reduction | Afghanistan | AFG | 2022-01-02 | v8 | TRUE
https://raw.githubusercontent.com/mrc-ide/global-lmic-reports/master/AFG/projections.csv | 2020-11-29 | cumulative_deaths | 1575.22 | 1669.32 | 1718.74 | 1730.18 | 1775.86 | 1944.7 | Additional 50% Reduction | Afghanistan | AFG | 2022-01-02 | v8 | TRUE
https://raw.githubusercontent.com/mrc-ide/global-lmic-reports/master/AFG/projections.csv | 2020-11-29 | Rt | 1.02 | 1.06 | 1.07 | 1.08 | 1.1 | 1.14 | Additional 50% Reduction | Afghanistan | AFG | 2022-01-02 | v8 | TRUE
https://raw.githubusercontent.com/mrc-ide/global-lmic-reports/master/AFG/projections.csv | 2020-11-29 | Reff | 1 | 1.03 | 1.05 | 1.05 | 1.07 | 1.12 | Additional 50% Reduction | Afghanistan | AFG | 2022-01-02 | v8 | TRUE
https://raw.githubusercontent.com/mrc-ide/global-lmic-reports/master/AFG/projections.csv | 2020-11-29 | infections | 5614.86 | 5935.34 | 6052.54 | 6122.9 | 6278.7 | 6854.28 | Maintain Status Quo | Afghanistan | AFG | 2022-01-02 | v8 | TRUE
https://raw.githubusercontent.com/mrc-ide/global-lmic-reports/master/AFG/projections.csv | 2020-11-29 | deaths | 9.65 | 10.4 | 10.81 | 10.9 | 11.1 | 12.72 | Maintain Status Quo | Afghanistan | AFG | 2022-01-02 | v8 | TRUE
https://raw.githubusercontent.com/mrc-ide/global-lmic-reports/master/AFG/projections.csv | 2020-11-29 | hospital_demand | 406 | 433.21 | 451.84 | 453.65 | 460.75 | 528.82 | Maintain Status Quo | Afghanistan | AFG | 2022-01-02 | v8 | TRUE
https://raw.githubusercontent.com/mrc-ide/global-lmic-reports/master/AFG/projections.csv | 2020-11-29 | ICU_demand | 150.04 | 160.09 | 167.29 | 168.12 | 171 | 195.91 | Maintain Status Quo | Afghanistan | AFG | 2022-01-02 | v8 | TRUE
https://raw.githubusercontent.com/mrc-ide/global-lmic-reports/master/AFG/projections.csv | 2020-11-29 | hospital_incidence | 48.48 | 51.21 | 52.85 | 53.4 | 54.42 | 61.64 | Maintain Status Quo | Afghanistan | AFG | 2022-01-02 | v8 | TRUE
https://raw.githubusercontent.com/mrc-ide/global-lmic-reports/master/AFG/projections.csv | 2020-11-29 | ICU_incidence | 13.86 | 14.64 | 15.11 | 15.27 | 15.56 | 17.62 | Maintain Status Quo | Afghanistan | AFG | 2022-01-02 | v8 | TRUE
https://raw.githubusercontent.com/mrc-ide/global-lmic-reports/master/AFG/projections.csv | 2020-11-29 | prevalence | 38426.32 | 40590.74 | 41306.81 | 41810.78 | 42719.92 | 47466.63 | Maintain Status Quo | Afghanistan | AFG | 2022-01-02 | v8 | TRUE
https://raw.githubusercontent.com/mrc-ide/global-lmic-reports/master/AFG/projections.csv | 2020-11-29 | cumulative_infections | 827194.04 | 873263.68 | 892908.17 | 899853.42 | 917026.63 | 1003445.52 | Maintain Status Quo | Afghanistan | AFG | 2022-01-02 | v8 | TRUE
https://raw.githubusercontent.com/mrc-ide/global-lmic-reports/master/AFG/projections.csv | 2020-11-29 | cumulative_deaths | 1575.22 | 1669.32 | 1718.74 | 1730.18 | 1775.86 | 1944.7 | Maintain Status Quo | Afghanistan | AFG | 2022-01-02 | v8 | TRUE
https://raw.githubusercontent.com/mrc-ide/global-lmic-reports/master/AFG/projections.csv | 2020-11-29 | Rt | 1.02 | 1.06 | 1.07 | 1.08 | 1.1 | 1.14 | Maintain Status Quo | Afghanistan | AFG | 2022-01-02 | v8 | TRUE
https://raw.githubusercontent.com/mrc-ide/global-lmic-reports/master/AFG/projections.csv | 2020-11-29 | Reff | 1 | 1.03 | 1.05 | 1.05 | 1.07 | 1.12 | Maintain Status Quo | Afghanistan | AFG | 2022-01-02 | v8 | TRUE
https://raw.githubusercontent.com/mrc-ide/global-lmic-reports/master/AFG/projections.csv | 2020-11-29 | infections | 5614.86 | 5935.34 | 6052.54 | 6122.9 | 6278.7 | 6854.28 | Optimistic | Afghanistan | AFG | 2022-01-02 | v8 | TRUE
https://raw.githubusercontent.com/mrc-ide/global-lmic-reports/master/AFG/projections.csv | 2020-11-29 | deaths | 9.65 | 10.4 | 10.81 | 10.9 | 11.1 | 12.72 | Optimistic | Afghanistan | AFG | 2022-01-02 | v8 | TRUE
https://raw.githubusercontent.com/mrc-ide/global-lmic-reports/master/AFG/projections.csv | 2020-11-29 | hospital_demand | 406 | 433.21 | 451.84 | 453.65 | 460.75 | 528.82 | Optimistic | Afghanistan | AFG | 2022-01-02 | v8 | TRUE
https://raw.githubusercontent.com/mrc-ide/global-lmic-reports/master/AFG/projections.csv | 2020-11-29 | ICU_demand | 150.04 | 160.09 | 167.29 | 168.12 | 171 | 195.91 | Optimistic | Afghanistan | AFG | 2022-01-02 | v8 | TRUE
https://raw.githubusercontent.com/mrc-ide/global-lmic-reports/master/AFG/projections.csv | 2020-11-29 | hospital_incidence | 48.48 | 51.21 | 52.85 | 53.4 | 54.42 | 61.64 | Optimistic | Afghanistan | AFG | 2022-01-02 | v8 | TRUE
https://raw.githubusercontent.com/mrc-ide/global-lmic-reports/master/AFG/projections.csv | 2020-11-29 | ICU_incidence | 13.86 | 14.64 | 15.11 | 15.27 | 15.56 | 17.62 | Optimistic | Afghanistan | AFG | 2022-01-02 | v8 | TRUE
https://raw.githubusercontent.com/mrc-ide/global-lmic-reports/master/AFG/projections.csv | 2020-11-29 | prevalence | 38426.32 | 40590.74 | 41306.81 | 41810.78 | 42719.92 | 47466.63 | Optimistic | Afghanistan | AFG | 2022-01-02 | v8 | TRUE
https://raw.githubusercontent.com/mrc-ide/global-lmic-reports/master/AFG/projections.csv | 2020-11-29 | cumulative_infections | 827194.04 | 873263.68 | 892908.17 | 899853.42 | 917026.63 | 1003445.52 | Optimistic | Afghanistan | AFG | 2022-01-02 | v8 | TRUE
https://raw.githubusercontent.com/mrc-ide/global-lmic-reports/master/AFG/projections.csv | 2020-11-29 | cumulative_deaths | 1575.22 | 1669.32 | 1718.74 | 1730.18 | 1775.86 | 1944.7 | Optimistic | Afghanistan | AFG | 2022-01-02 | v8 | TRUE
https://raw.githubusercontent.com/mrc-ide/global-lmic-reports/master/AFG/projections.csv | 2020-11-29 | Rt | 1.02 | 1.06 | 1.07 | 1.08 | 1.1 | 1.14 | Optimistic | Afghanistan | AFG | 2022-01-02 | v8 | TRUE
https://raw.githubusercontent.com/mrc-ide/global-lmic-reports/master/AFG/projections.csv | 2020-11-29 | Reff | 1 | 1.03 | 1.05 | 1.05 | 1.07 | 1.12 | Optimistic | Afghanistan | AFG | 2022-01-02 | v8 | TRUE
https://raw.githubusercontent.com/mrc-ide/global-lmic-reports/master/AFG/projections.csv | 2020-11-29 | infections | 5614.86 | 5935.34 | 6052.54 | 6122.9 | 6278.7 | 6854.28 | Pessimistic | Afghanistan | AFG | 2022-01-02 | v8 | TRUE
https://raw.githubusercontent.com/mrc-ide/global-lmic-reports/master/AFG/projections.csv | 2020-11-29 | deaths | 9.65 | 10.4 | 10.81 | 10.9 | 11.1 | 12.72 | Pessimistic | Afghanistan | AFG | 2022-01-02 | v8 | TRUE
https://raw.githubusercontent.com/mrc-ide/global-lmic-reports/master/AFG/projections.csv | 2020-11-29 | hospital_demand | 406 | 433.21 | 451.84 | 453.65 | 460.75 | 528.82 | Pessimistic | Afghanistan | AFG | 2022-01-02 | v8 | TRUE
https://raw.githubusercontent.com/mrc-ide/global-lmic-reports/master/AFG/projections.csv | 2020-11-29 | ICU_demand | 150.04 | 160.09 | 167.29 | 168.12 | 171 | 195.91 | Pessimistic | Afghanistan | AFG | 2022-01-02 | v8 | TRUE
https://raw.githubusercontent.com/mrc-ide/global-lmic-reports/master/AFG/projections.csv | 2020-11-29 | hospital_incidence | 48.48 | 51.21 | 52.85 | 53.4 | 54.42 | 61.64 | Pessimistic | Afghanistan | AFG | 2022-01-02 | v8 | TRUE
https://raw.githubusercontent.com/mrc-ide/global-lmic-reports/master/AFG/projections.csv | 2020-11-29 | ICU_incidence | 13.86 | 14.64 | 15.11 | 15.27 | 15.56 | 17.62 | Pessimistic | Afghanistan | AFG | 2022-01-02 | v8 | TRUE
https://raw.githubusercontent.com/mrc-ide/global-lmic-reports/master/AFG/projections.csv | 2020-11-29 | prevalence | 38426.32 | 40590.74 | 41306.81 | 41810.78 | 42719.92 | 47466.63 | Pessimistic | Afghanistan | AFG | 2022-01-02 | v8 | TRUE
https://raw.githubusercontent.com/mrc-ide/global-lmic-reports/master/AFG/projections.csv | 2020-11-29 | cumulative_infections | 827194.04 | 873263.68 | 892908.17 | 899853.42 | 917026.63 | 1003445.52 | Pessimistic | Afghanistan | AFG | 2022-01-02 | v8 | TRUE
https://raw.githubusercontent.com/mrc-ide/global-lmic-reports/master/AFG/projections.csv | 2020-11-29 | cumulative_deaths | 1575.22 | 1669.32 | 1718.74 | 1730.18 | 1775.86 | 1944.7 | Pessimistic | Afghanistan | AFG | 2022-01-02 | v8 | TRUE
https://raw.githubusercontent.com/mrc-ide/global-lmic-reports/master/AFG/projections.csv | 2020-11-29 | Rt | 1.02 | 1.06 | 1.07 | 1.08 | 1.1 | 1.14 | Pessimistic | Afghanistan | AFG | 2022-01-02 | v8 | TRUE
https://raw.githubusercontent.com/mrc-ide/global-lmic-reports/master/AFG/projections.csv | 2020-11-29 | Reff | 1 | 1.03 | 1.05 | 1.05 | 1.07 | 1.12 | Pessimistic | Afghanistan | AFG | 2022-01-02 | v8 | TRUE
https://raw.githubusercontent.com/mrc-ide/global-lmic-reports/master/AFG/projections.csv | 2020-11-29 | infections | 5614.86 | 5935.34 | 6052.54 | 6122.9 | 6278.7 | 6854.28 | Relax Interventions 50% | Afghanistan | AFG | 2022-01-02 | v8 | TRUE
https://raw.githubusercontent.com/mrc-ide/global-lmic-reports/master/AFG/projections.csv | 2020-11-29 | deaths | 9.65 | 10.4 | 10.81 | 10.9 | 11.1 | 12.72 | Relax Interventions 50% | Afghanistan | AFG | 2022-01-02 | v8 | TRUE
https://raw.githubusercontent.com/mrc-ide/global-lmic-reports/master/AFG/projections.csv | 2020-11-29 | hospital_demand | 406 | 433.21 | 451.84 | 453.65 | 460.75 | 528.82 | Relax Interventions 50% | Afghanistan | AFG | 2022-01-02 | v8 | TRUE
https://raw.githubusercontent.com/mrc-ide/global-lmic-reports/master/AFG/projections.csv | 2020-11-29 | ICU_demand | 150.04 | 160.09 | 167.29 | 168.12 | 171 | 195.91 | Relax Interventions 50% | Afghanistan | AFG | 2022-01-02 | v8 | TRUE
https://raw.githubusercontent.com/mrc-ide/global-lmic-reports/master/AFG/projections.csv | 2020-11-29 | hospital_incidence | 48.48 | 51.21 | 52.85 | 53.4 | 54.42 | 61.64 | Relax Interventions 50% | Afghanistan | AFG | 2022-01-02 | v8 | TRUE
https://raw.githubusercontent.com/mrc-ide/global-lmic-reports/master/AFG/projections.csv | 2020-11-29 | ICU_incidence | 13.86 | 14.64 | 15.11 | 15.27 | 15.56 | 17.62 | Relax Interventions 50% | Afghanistan | AFG | 2022-01-02 | v8 | TRUE
https://raw.githubusercontent.com/mrc-ide/global-lmic-reports/master/AFG/projections.csv | 2020-11-29 | prevalence | 38426.32 | 40590.74 | 41306.81 | 41810.78 | 42719.92 | 47466.63 | Relax Interventions 50% | Afghanistan | AFG | 2022-01-02 | v8 | TRUE
https://raw.githubusercontent.com/mrc-ide/global-lmic-reports/master/AFG/projections.csv | 2020-11-29 | cumulative_infections | 827194.04 | 873263.68 | 892908.17 | 899853.42 | 917026.63 | 1003445.52 | Relax Interventions 50% | Afghanistan | AFG | 2022-01-02 | v8 | TRUE
https://raw.githubusercontent.com/mrc-ide/global-lmic-reports/master/AFG/projections.csv | 2020-11-29 | cumulative_deaths | 1575.22 | 1669.32 | 1718.74 | 1730.18 | 1775.86 | 1944.7 | Relax Interventions 50% | Afghanistan | AFG | 2022-01-02 | v8 | TRUE
https://raw.githubusercontent.com/mrc-ide/global-lmic-reports/master/AFG/projections.csv | 2020-11-29 | Rt | 1.02 | 1.06 | 1.07 | 1.08 | 1.1 | 1.14 | Relax Interventions 50% | Afghanistan | AFG | 2022-01-02 | v8 | TRUE
https://raw.githubusercontent.com/mrc-ide/global-lmic-reports/master/AFG/projections.csv | 2020-11-29 | Reff | 1 | 1.03 | 1.05 | 1.05 | 1.07 | 1.12 | Relax Interventions 50% | Afghanistan | AFG | 2022-01-02 | v8 | TRUE
https://raw.githubusercontent.com/mrc-ide/global-lmic-reports/master/AFG/projections.csv | 2020-11-29 | infections | 5508.15 | 5872.81 | 5989.12 | 6052.63 | 6199.43 | 6833.14 | Surged Additional 50% Reduction | Afghanistan | AFG | 2022-01-02 | v8 | TRUE
https://raw.githubusercontent.com/mrc-ide/global-lmic-reports/master/AFG/projections.csv | 2020-11-29 | deaths | 9.78 | 10.44 | 10.77 | 10.81 | 11.23 | 11.74 | Surged Additional 50% Reduction | Afghanistan | AFG | 2022-01-02 | v8 | TRUE
https://raw.githubusercontent.com/mrc-ide/global-lmic-reports/master/AFG/projections.csv | 2020-11-29 | hospital_demand | 408.46 | 433.12 | 448.84 | 449.24 | 464.65 | 490.95 | Surged Additional 50% Reduction | Afghanistan | AFG | 2022-01-02 | v8 | TRUE
https://raw.githubusercontent.com/mrc-ide/global-lmic-reports/master/AFG/projections.csv | 2020-11-29 | ICU_demand | 151.09 | 160.35 | 166.13 | 166.59 | 172.59 | 181.21 | Surged Additional 50% Reduction | Afghanistan | AFG | 2022-01-02 | v8 | TRUE
https://raw.githubusercontent.com/mrc-ide/global-lmic-reports/master/AFG/projections.csv | 2020-11-29 | hospital_incidence | 48.52 | 51.34 | 52.51 | 52.8 | 54.32 | 57.91 | Surged Additional 50% Reduction | Afghanistan | AFG | 2022-01-02 | v8 | TRUE
https://raw.githubusercontent.com/mrc-ide/global-lmic-reports/master/AFG/projections.csv | 2020-11-29 | ICU_incidence | 13.87 | 14.68 | 15.01 | 15.09 | 15.53 | 16.55 | Surged Additional 50% Reduction | Afghanistan | AFG | 2022-01-02 | v8 | TRUE
https://raw.githubusercontent.com/mrc-ide/global-lmic-reports/master/AFG/projections.csv | 2020-11-29 | prevalence | 38133.5 | 40206.89 | 41007.11 | 41315.54 | 42114.29 | 46189.79 | Surged Additional 50% Reduction | Afghanistan | AFG | 2022-01-02 | v8 | TRUE
https://raw.githubusercontent.com/mrc-ide/global-lmic-reports/master/AFG/projections.csv | 2020-11-29 | cumulative_infections | 833159.47 | 866647.29 | 895999.46 | 892373.5 | 914278.11 | 956211.12 | Surged Additional 50% Reduction | Afghanistan | AFG | 2022-01-02 | v8 | TRUE
https://raw.githubusercontent.com/mrc-ide/global-lmic-reports/master/AFG/projections.csv | 2020-11-29 | cumulative_deaths | 1583.78 | 1650.56 | 1709.46 | 1702.69 | 1746.75 | 1828.21 | Surged Additional 50% Reduction | Afghanistan | AFG | 2022-01-02 | v8 | TRUE
https://raw.githubusercontent.com/mrc-ide/global-lmic-reports/master/AFG/projections.csv | 2020-11-29 | Rt | 1.01 | 1.06 | 1.07 | 1.08 | 1.1 | 1.13 | Surged Additional 50% Reduction | Afghanistan | AFG | 2022-01-02 | v8 | TRUE
https://raw.githubusercontent.com/mrc-ide/global-lmic-reports/master/AFG/projections.csv | 2020-11-29 | Reff | 0.99 | 1.03 | 1.05 | 1.05 | 1.07 | 1.11 | Surged Additional 50% Reduction | Afghanistan | AFG | 2022-01-02 | v8 | TRUE
https://raw.githubusercontent.com/mrc-ide/global-lmic-reports/master/AFG/projections.csv | 2020-11-29 | infections | 5508.15 | 5872.81 | 5989.12 | 6052.63 | 6199.43 | 6833.14 | Surged Maintain Status Quo | Afghanistan | AFG | 2022-01-02 | v8 | TRUE
https://raw.githubusercontent.com/mrc-ide/global-lmic-reports/master/AFG/projections.csv | 2020-11-29 | deaths | 9.78 | 10.44 | 10.77 | 10.81 | 11.23 | 11.74 | Surged Maintain Status Quo | Afghanistan | AFG | 2022-01-02 | v8 | TRUE
https://raw.githubusercontent.com/mrc-ide/global-lmic-reports/master/AFG/projections.csv | 2020-11-29 | hospital_demand | 408.46 | 433.12 | 448.84 | 449.24 | 464.65 | 490.95 | Surged Maintain Status Quo | Afghanistan | AFG | 2022-01-02 | v8 | TRUE
https://raw.githubusercontent.com/mrc-ide/global-lmic-reports/master/AFG/projections.csv | 2020-11-29 | ICU_demand | 151.09 | 160.35 | 166.13 | 166.59 | 172.59 | 181.21 | Surged Maintain Status Quo | Afghanistan | AFG | 2022-01-02 | v8 | TRUE
https://raw.githubusercontent.com/mrc-ide/global-lmic-reports/master/AFG/projections.csv | 2020-11-29 | hospital_incidence | 48.52 | 51.34 | 52.51 | 52.8 | 54.32 | 57.91 | Surged Maintain Status Quo | Afghanistan | AFG | 2022-01-02 | v8 | TRUE
https://raw.githubusercontent.com/mrc-ide/global-lmic-reports/master/AFG/projections.csv | 2020-11-29 | ICU_incidence | 13.87 | 14.68 | 15.01 | 15.09 | 15.53 | 16.55 | Surged Maintain Status Quo | Afghanistan | AFG | 2022-01-02 | v8 | TRUE
https://raw.githubusercontent.com/mrc-ide/global-lmic-reports/master/AFG/projections.csv | 2020-11-29 | prevalence | 38133.5 | 40206.89 | 41007.11 | 41315.54 | 42114.29 | 46189.79 | Surged Maintain Status Quo | Afghanistan | AFG | 2022-01-02 | v8 | TRUE
https://raw.githubusercontent.com/mrc-ide/global-lmic-reports/master/AFG/projections.csv | 2020-11-29 | cumulative_infections | 833159.47 | 866647.29 | 895999.46 | 892373.5 | 914278.11 | 956211.12 | Surged Maintain Status Quo | Afghanistan | AFG | 2022-01-02 | v8 | TRUE
https://raw.githubusercontent.com/mrc-ide/global-lmic-reports/master/AFG/projections.csv | 2020-11-29 | cumulative_deaths | 1583.78 | 1650.56 | 1709.46 | 1702.69 | 1746.75 | 1828.21 | Surged Maintain Status Quo | Afghanistan | AFG | 2022-01-02 | v8 | TRUE
https://raw.githubusercontent.com/mrc-ide/global-lmic-reports/master/AFG/projections.csv | 2020-11-29 | Rt | 1.01 | 1.06 | 1.07 | 1.08 | 1.1 | 1.13 | Surged Maintain Status Quo | Afghanistan | AFG | 2022-01-02 | v8 | TRUE
https://raw.githubusercontent.com/mrc-ide/global-lmic-reports/master/AFG/projections.csv | 2020-11-29 | Reff | 0.99 | 1.03 | 1.05 | 1.05 | 1.07 | 1.11 | Surged Maintain Status Quo | Afghanistan | AFG | 2022-01-02 | v8 | TRUE
https://raw.githubusercontent.com/mrc-ide/global-lmic-reports/master/AFG/projections.csv | 2020-11-29 | infections | 5508.15 | 5872.81 | 5989.12 | 6052.63 | 6199.43 | 6833.14 | Surged Optimistic | Afghanistan | AFG | 2022-01-02 | v8 | TRUE
https://raw.githubusercontent.com/mrc-ide/global-lmic-reports/master/AFG/projections.csv | 2020-11-29 | deaths | 9.78 | 10.44 | 10.77 | 10.81 | 11.23 | 11.74 | Surged Optimistic | Afghanistan | AFG | 2022-01-02 | v8 | TRUE
https://raw.githubusercontent.com/mrc-ide/global-lmic-reports/master/AFG/projections.csv | 2020-11-29 | hospital_demand | 408.46 | 433.12 | 448.84 | 449.24 | 464.65 | 490.95 | Surged Optimistic | Afghanistan | AFG | 2022-01-02 | v8 | TRUE
https://raw.githubusercontent.com/mrc-ide/global-lmic-reports/master/AFG/projections.csv | 2020-11-29 | ICU_demand | 151.09 | 160.35 | 166.13 | 166.59 | 172.59 | 181.21 | Surged Optimistic | Afghanistan | AFG | 2022-01-02 | v8 | TRUE
https://raw.githubusercontent.com/mrc-ide/global-lmic-reports/master/AFG/projections.csv | 2020-11-29 | hospital_incidence | 48.52 | 51.34 | 52.51 | 52.8 | 54.32 | 57.91 | Surged Optimistic | Afghanistan | AFG | 2022-01-02 | v8 | TRUE
https://raw.githubusercontent.com/mrc-ide/global-lmic-reports/master/AFG/projections.csv | 2020-11-29 | ICU_incidence | 13.87 | 14.68 | 15.01 | 15.09 | 15.53 | 16.55 | Surged Optimistic | Afghanistan | AFG | 2022-01-02 | v8 | TRUE
https://raw.githubusercontent.com/mrc-ide/global-lmic-reports/master/AFG/projections.csv | 2020-11-29 | prevalence | 38133.5 | 40206.89 | 41007.11 | 41315.54 | 42114.29 | 46189.79 | Surged Optimistic | Afghanistan | AFG | 2022-01-02 | v8 | TRUE
https://raw.githubusercontent.com/mrc-ide/global-lmic-reports/master/AFG/projections.csv | 2020-11-29 | cumulative_infections | 833159.47 | 866647.29 | 895999.46 | 892373.5 | 914278.11 | 956211.12 | Surged Optimistic | Afghanistan | AFG | 2022-01-02 | v8 | TRUE
https://raw.githubusercontent.com/mrc-ide/global-lmic-reports/master/AFG/projections.csv | 2020-11-29 | cumulative_deaths | 1583.78 | 1650.56 | 1709.46 | 1702.69 | 1746.75 | 1828.21 | Surged Optimistic | Afghanistan | AFG | 2022-01-02 | v8 | TRUE
https://raw.githubusercontent.com/mrc-ide/global-lmic-reports/master/AFG/projections.csv | 2020-11-29 | Rt | 1.01 | 1.06 | 1.07 | 1.08 | 1.1 | 1.13 | Surged Optimistic | Afghanistan | AFG | 2022-01-02 | v8 | TRUE
https://raw.githubusercontent.com/mrc-ide/global-lmic-reports/master/AFG/projections.csv | 2020-11-29 | Reff | 0.99 | 1.03 | 1.05 | 1.05 | 1.07 | 1.11 | Surged Optimistic | Afghanistan | AFG | 2022-01-02 | v8 | TRUE
https://raw.githubusercontent.com/mrc-ide/global-lmic-reports/master/AFG/projections.csv | 2020-11-29 | infections | 5508.15 | 5872.81 | 5989.12 | 6052.63 | 6199.43 | 6833.14 | Surged Pessimistic | Afghanistan | AFG | 2022-01-02 | v8 | TRUE
https://raw.githubusercontent.com/mrc-ide/global-lmic-reports/master/AFG/projections.csv | 2020-11-29 | deaths | 9.78 | 10.44 | 10.77 | 10.81 | 11.23 | 11.74 | Surged Pessimistic | Afghanistan | AFG | 2022-01-02 | v8 | TRUE
https://raw.githubusercontent.com/mrc-ide/global-lmic-reports/master/AFG/projections.csv | 2020-11-29 | hospital_demand | 408.46 | 433.12 | 448.84 | 449.24 | 464.65 | 490.95 | Surged Pessimistic | Afghanistan | AFG | 2022-01-02 | v8 | TRUE
https://raw.githubusercontent.com/mrc-ide/global-lmic-reports/master/AFG/projections.csv | 2020-11-29 | ICU_demand | 151.09 | 160.35 | 166.13 | 166.59 | 172.59 | 181.21 | Surged Pessimistic | Afghanistan | AFG | 2022-01-02 | v8 | TRUE
https://raw.githubusercontent.com/mrc-ide/global-lmic-reports/master/AFG/projections.csv | 2020-11-29 | hospital_incidence | 48.52 | 51.34 | 52.51 | 52.8 | 54.32 | 57.91 | Surged Pessimistic | Afghanistan | AFG | 2022-01-02 | v8 | TRUE
https://raw.githubusercontent.com/mrc-ide/global-lmic-reports/master/AFG/projections.csv | 2020-11-29 | ICU_incidence | 13.87 | 14.68 | 15.01 | 15.09 | 15.53 | 16.55 | Surged Pessimistic | Afghanistan | AFG | 2022-01-02 | v8 | TRUE
https://raw.githubusercontent.com/mrc-ide/global-lmic-reports/master/AFG/projections.csv | 2020-11-29 | prevalence | 38133.5 | 40206.89 | 41007.11 | 41315.54 | 42114.29 | 46189.79 | Surged Pessimistic | Afghanistan | AFG | 2022-01-02 | v8 | TRUE
https://raw.githubusercontent.com/mrc-ide/global-lmic-reports/master/AFG/projections.csv | 2020-11-29 | cumulative_infections | 833159.47 | 866647.29 | 895999.46 | 892373.5 | 914278.11 | 956211.12 | Surged Pessimistic | Afghanistan | AFG | 2022-01-02 | v8 | TRUE
https://raw.githubusercontent.com/mrc-ide/global-lmic-reports/master/AFG/projections.csv | 2020-11-29 | cumulative_deaths | 1583.78 | 1650.56 | 1709.46 | 1702.69 | 1746.75 | 1828.21 | Surged Pessimistic | Afghanistan | AFG | 2022-01-02 | v8 | TRUE
https://raw.githubusercontent.com/mrc-ide/global-lmic-reports/master/AFG/projections.csv | 2020-11-29 | Rt | 1.01 | 1.06 | 1.07 | 1.08 | 1.1 | 1.13 | Surged Pessimistic | Afghanistan | AFG | 2022-01-02 | v8 | TRUE
https://raw.githubusercontent.com/mrc-ide/global-lmic-reports/master/AFG/projections.csv | 2020-11-29 | Reff | 0.99 | 1.03 | 1.05 | 1.05 | 1.07 | 1.11 | Surged Pessimistic | Afghanistan | AFG | 2022-01-02 | v8 | TRUE
https://raw.githubusercontent.com/mrc-ide/global-lmic-reports/master/AFG/projections.csv | 2020-11-29 | infections | 5508.15 | 5872.81 | 5989.12 | 6052.63 | 6199.43 | 6833.14 | Surged Relax Interventions 50% | Afghanistan | AFG | 2022-01-02 | v8 | TRUE
https://raw.githubusercontent.com/mrc-ide/global-lmic-reports/master/AFG/projections.csv | 2020-11-29 | deaths | 9.78 | 10.44 | 10.77 | 10.81 | 11.23 | 11.74 | Surged Relax Interventions 50% | Afghanistan | AFG | 2022-01-02 | v8 | TRUE
https://raw.githubusercontent.com/mrc-ide/global-lmic-reports/master/AFG/projections.csv | 2020-11-29 | hospital_demand | 408.46 | 433.12 | 448.84 | 449.24 | 464.65 | 490.95 | Surged Relax Interventions 50% | Afghanistan | AFG | 2022-01-02 | v8 | TRUE
https://raw.githubusercontent.com/mrc-ide/global-lmic-reports/master/AFG/projections.csv | 2020-11-29 | ICU_demand | 151.09 | 160.35 | 166.13 | 166.59 | 172.59 | 181.21 | Surged Relax Interventions 50% | Afghanistan | AFG | 2022-01-02 | v8 | TRUE
https://raw.githubusercontent.com/mrc-ide/global-lmic-reports/master/AFG/projections.csv | 2020-11-29 | hospital_incidence | 48.52 | 51.34 | 52.51 | 52.8 | 54.32 | 57.91 | Surged Relax Interventions 50% | Afghanistan | AFG | 2022-01-02 | v8 | TRUE
https://raw.githubusercontent.com/mrc-ide/global-lmic-reports/master/AFG/projections.csv | 2020-11-29 | ICU_incidence | 13.87 | 14.68 | 15.01 | 15.09 | 15.53 | 16.55 | Surged Relax Interventions 50% | Afghanistan | AFG | 2022-01-02 | v8 | TRUE
https://raw.githubusercontent.com/mrc-ide/global-lmic-reports/master/AFG/projections.csv | 2020-11-29 | prevalence | 38133.5 | 40206.89 | 41007.11 | 41315.54 | 42114.29 | 46189.79 | Surged Relax Interventions 50% | Afghanistan | AFG | 2022-01-02 | v8 | TRUE
https://raw.githubusercontent.com/mrc-ide/global-lmic-reports/master/AFG/projections.csv | 2020-11-29 | cumulative_infections | 833159.47 | 866647.29 | 895999.46 | 892373.5 | 914278.11 | 956211.12 | Surged Relax Interventions 50% | Afghanistan | AFG | 2022-01-02 | v8 | TRUE
https://raw.githubusercontent.com/mrc-ide/global-lmic-reports/master/AFG/projections.csv | 2020-11-29 | cumulative_deaths | 1583.78 | 1650.56 | 1709.46 | 1702.69 | 1746.75 | 1828.21 | Surged Relax Interventions 50% | Afghanistan | AFG | 2022-01-02 | v8 | TRUE
https://raw.githubusercontent.com/mrc-ide/global-lmic-reports/master/AFG/projections.csv | 2020-11-29 | Rt | 1.01 | 1.06 | 1.07 | 1.08 | 1.1 | 1.13 | Surged Relax Interventions 50% | Afghanistan | AFG | 2022-01-02 | v8 | TRUE
https://raw.githubusercontent.com/mrc-ide/global-lmic-reports/master/AFG/projections.csv | 2020-11-29 | Reff | 0.99 | 1.03 | 1.05 | 1.05 | 1.07 | 1.11 | Surged Relax Interventions 50% | Afghanistan | AFG | 2022-01-02 | v8 | TRUE
https://raw.githubusercontent.com/mrc-ide/global-lmic-reports/master/AFG/projections.csv | 2020-11-30 | infections | 5865.6 | 6132.04 | 6368.95 | 6414.86 | 6608.24 | 7187.05 | Additional 50% Reduction | Afghanistan | AFG | 2022-01-02 | v8 | TRUE
https://raw.githubusercontent.com/mrc-ide/global-lmic-reports/master/AFG/projections.csv | 2020-11-30 | deaths | 9.89 | 10.59 | 11.05 | 11.12 | 11.32 | 12.97 | Additional 50% Reduction | Afghanistan | AFG | 2022-01-02 | v8 | TRUE
https://raw.githubusercontent.com/mrc-ide/global-lmic-reports/master/AFG/projections.csv | 2020-11-30 | hospital_demand | 413.98 | 439.85 | 458.77 | 460.61 | 467.45 | 536.15 | Additional 50% Reduction | Afghanistan | AFG | 2022-01-02 | v8 | TRUE
https://raw.githubusercontent.com/mrc-ide/global-lmic-reports/master/AFG/projections.csv | 2020-11-30 | ICU_demand | 153.42 | 162.98 | 170.42 | 171.13 | 173.97 | 199.21 | Additional 50% Reduction | Afghanistan | AFG | 2022-01-02 | v8 | TRUE
https://raw.githubusercontent.com/mrc-ide/global-lmic-reports/master/AFG/projections.csv | 2020-11-30 | hospital_incidence | 49.05 | 51.42 | 53.05 | 53.68 | 54.71 | 61.73 | Additional 50% Reduction | Afghanistan | AFG | 2022-01-02 | v8 | TRUE
https://raw.githubusercontent.com/mrc-ide/global-lmic-reports/master/AFG/projections.csv | 2020-11-30 | ICU_incidence | 14.02 | 14.7 | 15.17 | 15.34 | 15.64 | 17.65 | Additional 50% Reduction | Afghanistan | AFG | 2022-01-02 | v8 | TRUE
https://raw.githubusercontent.com/mrc-ide/global-lmic-reports/master/AFG/projections.csv | 2020-11-30 | prevalence | 38722.93 | 40905.59 | 41743.13 | 42139.38 | 43170.14 | 47647.43 | Additional 50% Reduction | Afghanistan | AFG | 2022-01-02 | v8 | TRUE
https://raw.githubusercontent.com/mrc-ide/global-lmic-reports/master/AFG/projections.csv | 2020-11-30 | cumulative_infections | 833394.43 | 879517.13 | 899156.39 | 906268.28 | 923216.84 | 1010772.52 | Additional 50% Reduction | Afghanistan | AFG | 2022-01-02 | v8 | TRUE
https://raw.githubusercontent.com/mrc-ide/global-lmic-reports/master/AFG/projections.csv | 2020-11-30 | cumulative_deaths | 1585.38 | 1680.4 | 1729.71 | 1741.3 | 1787.11 | 1957.23 | Additional 50% Reduction | Afghanistan | AFG | 2022-01-02 | v8 | TRUE
https://raw.githubusercontent.com/mrc-ide/global-lmic-reports/master/AFG/projections.csv | 2020-11-30 | Rt | 1.02 | 1.05 | 1.06 | 1.07 | 1.09 | 1.14 | Additional 50% Reduction | Afghanistan | AFG | 2022-01-02 | v8 | TRUE
https://raw.githubusercontent.com/mrc-ide/global-lmic-reports/master/AFG/projections.csv | 2020-11-30 | Reff | 0.99 | 1.02 | 1.04 | 1.05 | 1.07 | 1.11 | Additional 50% Reduction | Afghanistan | AFG | 2022-01-02 | v8 | TRUE
https://raw.githubusercontent.com/mrc-ide/global-lmic-reports/master/AFG/projections.csv | 2020-11-30 | infections | 5865.6 | 6132.04 | 6368.95 | 6414.86 | 6608.24 | 7187.05 | Maintain Status Quo | Afghanistan | AFG | 2022-01-02 | v8 | TRUE
https://raw.githubusercontent.com/mrc-ide/global-lmic-reports/master/AFG/projections.csv | 2020-11-30 | deaths | 9.89 | 10.59 | 11.05 | 11.12 | 11.32 | 12.97 | Maintain Status Quo | Afghanistan | AFG | 2022-01-02 | v8 | TRUE
https://raw.githubusercontent.com/mrc-ide/global-lmic-reports/master/AFG/projections.csv | 2020-11-30 | hospital_demand | 413.98 | 439.85 | 458.77 | 460.61 | 467.45 | 536.15 | Maintain Status Quo | Afghanistan | AFG | 2022-01-02 | v8 | TRUE
https://raw.githubusercontent.com/mrc-ide/global-lmic-reports/master/AFG/projections.csv | 2020-11-30 | ICU_demand | 153.42 | 162.98 | 170.42 | 171.13 | 173.97 | 199.21 | Maintain Status Quo | Afghanistan | AFG | 2022-01-02 | v8 | TRUE
https://raw.githubusercontent.com/mrc-ide/global-lmic-reports/master/AFG/projections.csv | 2020-11-30 | hospital_incidence | 49.05 | 51.42 | 53.05 | 53.68 | 54.71 | 61.73 | Maintain Status Quo | Afghanistan | AFG | 2022-01-02 | v8 | TRUE
https://raw.githubusercontent.com/mrc-ide/global-lmic-reports/master/AFG/projections.csv | 2020-11-30 | ICU_incidence | 14.02 | 14.7 | 15.17 | 15.34 | 15.64 | 17.65 | Maintain Status Quo | Afghanistan | AFG | 2022-01-02 | v8 | TRUE
https://raw.githubusercontent.com/mrc-ide/global-lmic-reports/master/AFG/projections.csv | 2020-11-30 | prevalence | 38722.93 | 40905.59 | 41743.13 | 42139.38 | 43170.14 | 47647.43 | Maintain Status Quo | Afghanistan | AFG | 2022-01-02 | v8 | TRUE
https://raw.githubusercontent.com/mrc-ide/global-lmic-reports/master/AFG/projections.csv | 2020-11-30 | cumulative_infections | 833394.43 | 879517.13 | 899156.39 | 906268.28 | 923216.84 | 1010772.52 | Maintain Status Quo | Afghanistan | AFG | 2022-01-02 | v8 | TRUE
https://raw.githubusercontent.com/mrc-ide/global-lmic-reports/master/AFG/projections.csv | 2020-11-30 | cumulative_deaths | 1585.38 | 1680.4 | 1729.71 | 1741.3 | 1787.11 | 1957.23 | Maintain Status Quo | Afghanistan | AFG | 2022-01-02 | v8 | TRUE
https://raw.githubusercontent.com/mrc-ide/global-lmic-reports/master/AFG/projections.csv | 2020-11-30 | Rt | 1.02 | 1.05 | 1.06 | 1.07 | 1.09 | 1.14 | Maintain Status Quo | Afghanistan | AFG | 2022-01-02 | v8 | TRUE
https://raw.githubusercontent.com/mrc-ide/global-lmic-reports/master/AFG/projections.csv | 2020-11-30 | Reff | 0.99 | 1.02 | 1.04 | 1.05 | 1.07 | 1.11 | Maintain Status Quo | Afghanistan | AFG | 2022-01-02 | v8 | TRUE
https://raw.githubusercontent.com/mrc-ide/global-lmic-reports/master/AFG/projections.csv | 2020-11-30 | infections | 5865.6 | 6132.04 | 6368.95 | 6414.86 | 6608.24 | 7187.05 | Optimistic | Afghanistan | AFG | 2022-01-02 | v8 | TRUE
https://raw.githubusercontent.com/mrc-ide/global-lmic-reports/master/AFG/projections.csv | 2020-11-30 | deaths | 9.89 | 10.59 | 11.05 | 11.12 | 11.32 | 12.97 | Optimistic | Afghanistan | AFG | 2022-01-02 | v8 | TRUE
https://raw.githubusercontent.com/mrc-ide/global-lmic-reports/master/AFG/projections.csv | 2020-11-30 | hospital_demand | 413.98 | 439.85 | 458.77 | 460.61 | 467.45 | 536.15 | Optimistic | Afghanistan | AFG | 2022-01-02 | v8 | TRUE
https://raw.githubusercontent.com/mrc-ide/global-lmic-reports/master/AFG/projections.csv | 2020-11-30 | ICU_demand | 153.42 | 162.98 | 170.42 | 171.13 | 173.97 | 199.21 | Optimistic | Afghanistan | AFG | 2022-01-02 | v8 | TRUE
https://raw.githubusercontent.com/mrc-ide/global-lmic-reports/master/AFG/projections.csv | 2020-11-30 | hospital_incidence | 49.05 | 51.42 | 53.05 | 53.68 | 54.71 | 61.73 | Optimistic | Afghanistan | AFG | 2022-01-02 | v8 | TRUE
https://raw.githubusercontent.com/mrc-ide/global-lmic-reports/master/AFG/projections.csv | 2020-11-30 | ICU_incidence | 14.02 | 14.7 | 15.17 | 15.34 | 15.64 | 17.65 | Optimistic | Afghanistan | AFG | 2022-01-02 | v8 | TRUE
https://raw.githubusercontent.com/mrc-ide/global-lmic-reports/master/AFG/projections.csv | 2020-11-30 | prevalence | 38722.93 | 40905.59 | 41743.13 | 42139.38 | 43170.14 | 47647.43 | Optimistic | Afghanistan | AFG | 2022-01-02 | v8 | TRUE
https://raw.githubusercontent.com/mrc-ide/global-lmic-reports/master/AFG/projections.csv | 2020-11-30 | cumulative_infections | 833394.43 | 879517.13 | 899156.39 | 906268.28 | 923216.84 | 1010772.52 | Optimistic | Afghanistan | AFG | 2022-01-02 | v8 | TRUE
https://raw.githubusercontent.com/mrc-ide/global-lmic-reports/master/AFG/projections.csv | 2020-11-30 | cumulative_deaths | 1585.38 | 1680.4 | 1729.71 | 1741.3 | 1787.11 | 1957.23 | Optimistic | Afghanistan | AFG | 2022-01-02 | v8 | TRUE
https://raw.githubusercontent.com/mrc-ide/global-lmic-reports/master/AFG/projections.csv | 2020-11-30 | Rt | 1.02 | 1.05 | 1.06 | 1.07 | 1.09 | 1.14 | Optimistic | Afghanistan | AFG | 2022-01-02 | v8 | TRUE
https://raw.githubusercontent.com/mrc-ide/global-lmic-reports/master/AFG/projections.csv | 2020-11-30 | Reff | 0.99 | 1.02 | 1.04 | 1.05 | 1.07 | 1.11 | Optimistic | Afghanistan | AFG | 2022-01-02 | v8 | TRUE
https://raw.githubusercontent.com/mrc-ide/global-lmic-reports/master/AFG/projections.csv | 2020-11-30 | infections | 5865.6 | 6132.04 | 6368.95 | 6414.86 | 6608.24 | 7187.05 | Pessimistic | Afghanistan | AFG | 2022-01-02 | v8 | TRUE
https://raw.githubusercontent.com/mrc-ide/global-lmic-reports/master/AFG/projections.csv | 2020-11-30 | deaths | 9.89 | 10.59 | 11.05 | 11.12 | 11.32 | 12.97 | Pessimistic | Afghanistan | AFG | 2022-01-02 | v8 | TRUE
https://raw.githubusercontent.com/mrc-ide/global-lmic-reports/master/AFG/projections.csv | 2020-11-30 | hospital_demand | 413.98 | 439.85 | 458.77 | 460.61 | 467.45 | 536.15 | Pessimistic | Afghanistan | AFG | 2022-01-02 | v8 | TRUE
https://raw.githubusercontent.com/mrc-ide/global-lmic-reports/master/AFG/projections.csv | 2020-11-30 | ICU_demand | 153.42 | 162.98 | 170.42 | 171.13 | 173.97 | 199.21 | Pessimistic | Afghanistan | AFG | 2022-01-02 | v8 | TRUE
https://raw.githubusercontent.com/mrc-ide/global-lmic-reports/master/AFG/projections.csv | 2020-11-30 | hospital_incidence | 49.05 | 51.42 | 53.05 | 53.68 | 54.71 | 61.73 | Pessimistic | Afghanistan | AFG | 2022-01-02 | v8 | TRUE
https://raw.githubusercontent.com/mrc-ide/global-lmic-reports/master/AFG/projections.csv | 2020-11-30 | ICU_incidence | 14.02 | 14.7 | 15.17 | 15.34 | 15.64 | 17.65 | Pessimistic | Afghanistan | AFG | 2022-01-02 | v8 | TRUE
https://raw.githubusercontent.com/mrc-ide/global-lmic-reports/master/AFG/projections.csv | 2020-11-30 | prevalence | 38722.93 | 40905.59 | 41743.13 | 42139.38 | 43170.14 | 47647.43 | Pessimistic | Afghanistan | AFG | 2022-01-02 | v8 | TRUE
https://raw.githubusercontent.com/mrc-ide/global-lmic-reports/master/AFG/projections.csv | 2020-11-30 | cumulative_infections | 833394.43 | 879517.13 | 899156.39 | 906268.28 | 923216.84 | 1010772.52 | Pessimistic | Afghanistan | AFG | 2022-01-02 | v8 | TRUE
https://raw.githubusercontent.com/mrc-ide/global-lmic-reports/master/AFG/projections.csv | 2020-11-30 | cumulative_deaths | 1585.38 | 1680.4 | 1729.71 | 1741.3 | 1787.11 | 1957.23 | Pessimistic | Afghanistan | AFG | 2022-01-02 | v8 | TRUE
https://raw.githubusercontent.com/mrc-ide/global-lmic-reports/master/AFG/projections.csv | 2020-11-30 | Rt | 1.02 | 1.05 | 1.06 | 1.07 | 1.09 | 1.14 | Pessimistic | Afghanistan | AFG | 2022-01-02 | v8 | TRUE
https://raw.githubusercontent.com/mrc-ide/global-lmic-reports/master/AFG/projections.csv | 2020-11-30 | Reff | 0.99 | 1.02 | 1.04 | 1.05 | 1.07 | 1.11 | Pessimistic | Afghanistan | AFG | 2022-01-02 | v8 | TRUE
https://raw.githubusercontent.com/mrc-ide/global-lmic-reports/master/AFG/projections.csv | 2020-11-30 | infections | 5865.6 | 6132.04 | 6368.95 | 6414.86 | 6608.24 | 7187.05 | Relax Interventions 50% | Afghanistan | AFG | 2022-01-02 | v8 | TRUE
https://raw.githubusercontent.com/mrc-ide/global-lmic-reports/master/AFG/projections.csv | 2020-11-30 | deaths | 9.89 | 10.59 | 11.05 | 11.12 | 11.32 | 12.97 | Relax Interventions 50% | Afghanistan | AFG | 2022-01-02 | v8 | TRUE
https://raw.githubusercontent.com/mrc-ide/global-lmic-reports/master/AFG/projections.csv | 2020-11-30 | hospital_demand | 413.98 | 439.85 | 458.77 | 460.61 | 467.45 | 536.15 | Relax Interventions 50% | Afghanistan | AFG | 2022-01-02 | v8 | TRUE
https://raw.githubusercontent.com/mrc-ide/global-lmic-reports/master/AFG/projections.csv | 2020-11-30 | ICU_demand | 153.42 | 162.98 | 170.42 | 171.13 | 173.97 | 199.21 | Relax Interventions 50% | Afghanistan | AFG | 2022-01-02 | v8 | TRUE
https://raw.githubusercontent.com/mrc-ide/global-lmic-reports/master/AFG/projections.csv | 2020-11-30 | hospital_incidence | 49.05 | 51.42 | 53.05 | 53.68 | 54.71 | 61.73 | Relax Interventions 50% | Afghanistan | AFG | 2022-01-02 | v8 | TRUE
https://raw.githubusercontent.com/mrc-ide/global-lmic-reports/master/AFG/projections.csv | 2020-11-30 | ICU_incidence | 14.02 | 14.7 | 15.17 | 15.34 | 15.64 | 17.65 | Relax Interventions 50% | Afghanistan | AFG | 2022-01-02 | v8 | TRUE
https://raw.githubusercontent.com/mrc-ide/global-lmic-reports/master/AFG/projections.csv | 2020-11-30 | prevalence | 38722.93 | 40905.59 | 41743.13 | 42139.38 | 43170.14 | 47647.43 | Relax Interventions 50% | Afghanistan | AFG | 2022-01-02 | v8 | TRUE
https://raw.githubusercontent.com/mrc-ide/global-lmic-reports/master/AFG/projections.csv | 2020-11-30 | cumulative_infections | 833394.43 | 879517.13 | 899156.39 | 906268.28 | 923216.84 | 1010772.52 | Relax Interventions 50% | Afghanistan | AFG | 2022-01-02 | v8 | TRUE
https://raw.githubusercontent.com/mrc-ide/global-lmic-reports/master/AFG/projections.csv | 2020-11-30 | cumulative_deaths | 1585.38 | 1680.4 | 1729.71 | 1741.3 | 1787.11 | 1957.23 | Relax Interventions 50% | Afghanistan | AFG | 2022-01-02 | v8 | TRUE
https://raw.githubusercontent.com/mrc-ide/global-lmic-reports/master/AFG/projections.csv | 2020-11-30 | Rt | 1.02 | 1.05 | 1.06 | 1.07 | 1.09 | 1.14 | Relax Interventions 50% | Afghanistan | AFG | 2022-01-02 | v8 | TRUE
https://raw.githubusercontent.com/mrc-ide/global-lmic-reports/master/AFG/projections.csv | 2020-11-30 | Reff | 0.99 | 1.02 | 1.04 | 1.05 | 1.07 | 1.11 | Relax Interventions 50% | Afghanistan | AFG | 2022-01-02 | v8 | TRUE
https://raw.githubusercontent.com/mrc-ide/global-lmic-reports/master/AFG/projections.csv | 2020-11-30 | infections | 5675.02 | 6108.62 | 6262.43 | 6324.89 | 6431.26 | 7205.5 | Surged Additional 50% Reduction | Afghanistan | AFG | 2022-01-02 | v8 | TRUE
https://raw.githubusercontent.com/mrc-ide/global-lmic-reports/master/AFG/projections.csv | 2020-11-30 | deaths | 9.99 | 10.62 | 10.99 | 11.02 | 11.43 | 11.99 | Surged Additional 50% Reduction | Afghanistan | AFG | 2022-01-02 | v8 | TRUE
https://raw.githubusercontent.com/mrc-ide/global-lmic-reports/master/AFG/projections.csv | 2020-11-30 | hospital_demand | 415.65 | 439.37 | 455.9 | 456.02 | 470.47 | 499.47 | Surged Additional 50% Reduction | Afghanistan | AFG | 2022-01-02 | v8 | TRUE
https://raw.githubusercontent.com/mrc-ide/global-lmic-reports/master/AFG/projections.csv | 2020-11-30 | ICU_demand | 154.08 | 163.27 | 169.18 | 169.52 | 175.55 | 184.72 | Surged Additional 50% Reduction | Afghanistan | AFG | 2022-01-02 | v8 | TRUE
https://raw.githubusercontent.com/mrc-ide/global-lmic-reports/master/AFG/projections.csv | 2020-11-30 | hospital_incidence | 48.93 | 51.6 | 52.65 | 53.06 | 54.41 | 58.38 | Surged Additional 50% Reduction | Afghanistan | AFG | 2022-01-02 | v8 | TRUE
https://raw.githubusercontent.com/mrc-ide/global-lmic-reports/master/AFG/projections.csv | 2020-11-30 | ICU_incidence | 13.99 | 14.75 | 15.05 | 15.17 | 15.56 | 16.69 | Surged Additional 50% Reduction | Afghanistan | AFG | 2022-01-02 | v8 | TRUE
https://raw.githubusercontent.com/mrc-ide/global-lmic-reports/master/AFG/projections.csv | 2020-11-30 | prevalence | 38241.43 | 40474.65 | 41251.65 | 41625.91 | 42388.47 | 46701.97 | Surged Additional 50% Reduction | Afghanistan | AFG | 2022-01-02 | v8 | TRUE
https://raw.githubusercontent.com/mrc-ide/global-lmic-reports/master/AFG/projections.csv | 2020-11-30 | cumulative_infections | 839383.85 | 873009.56 | 902063.39 | 898698.39 | 921064.69 | 962888.73 | Surged Additional 50% Reduction | Afghanistan | AFG | 2022-01-02 | v8 | TRUE
https://raw.githubusercontent.com/mrc-ide/global-lmic-reports/master/AFG/projections.csv | 2020-11-30 | cumulative_deaths | 1594.23 | 1661.45 | 1721.02 | 1713.72 | 1758.13 | 1839.74 | Surged Additional 50% Reduction | Afghanistan | AFG | 2022-01-02 | v8 | TRUE
https://raw.githubusercontent.com/mrc-ide/global-lmic-reports/master/AFG/projections.csv | 2020-11-30 | Rt | 1.01 | 1.05 | 1.07 | 1.07 | 1.09 | 1.13 | Surged Additional 50% Reduction | Afghanistan | AFG | 2022-01-02 | v8 | TRUE
https://raw.githubusercontent.com/mrc-ide/global-lmic-reports/master/AFG/projections.csv | 2020-11-30 | Reff | 0.99 | 1.03 | 1.04 | 1.05 | 1.06 | 1.1 | Surged Additional 50% Reduction | Afghanistan | AFG | 2022-01-02 | v8 | TRUE
https://raw.githubusercontent.com/mrc-ide/global-lmic-reports/master/AFG/projections.csv | 2020-11-30 | infections | 5675.02 | 6108.62 | 6262.43 | 6324.89 | 6431.26 | 7205.5 | Surged Maintain Status Quo | Afghanistan | AFG | 2022-01-02 | v8 | TRUE
https://raw.githubusercontent.com/mrc-ide/global-lmic-reports/master/AFG/projections.csv | 2020-11-30 | deaths | 9.99 | 10.62 | 10.99 | 11.02 | 11.43 | 11.99 | Surged Maintain Status Quo | Afghanistan | AFG | 2022-01-02 | v8 | TRUE
https://raw.githubusercontent.com/mrc-ide/global-lmic-reports/master/AFG/projections.csv | 2020-11-30 | hospital_demand | 415.65 | 439.37 | 455.9 | 456.02 | 470.47 | 499.47 | Surged Maintain Status Quo | Afghanistan | AFG | 2022-01-02 | v8 | TRUE
https://raw.githubusercontent.com/mrc-ide/global-lmic-reports/master/AFG/projections.csv | 2020-11-30 | ICU_demand | 154.08 | 163.27 | 169.18 | 169.52 | 175.55 | 184.72 | Surged Maintain Status Quo | Afghanistan | AFG | 2022-01-02 | v8 | TRUE
https://raw.githubusercontent.com/mrc-ide/global-lmic-reports/master/AFG/projections.csv | 2020-11-30 | hospital_incidence | 48.93 | 51.6 | 52.65 | 53.06 | 54.41 | 58.38 | Surged Maintain Status Quo | Afghanistan | AFG | 2022-01-02 | v8 | TRUE
https://raw.githubusercontent.com/mrc-ide/global-lmic-reports/master/AFG/projections.csv | 2020-11-30 | ICU_incidence | 13.99 | 14.75 | 15.05 | 15.17 | 15.56 | 16.69 | Surged Maintain Status Quo | Afghanistan | AFG | 2022-01-02 | v8 | TRUE
https://raw.githubusercontent.com/mrc-ide/global-lmic-reports/master/AFG/projections.csv | 2020-11-30 | prevalence | 38241.43 | 40474.65 | 41251.65 | 41625.91 | 42388.47 | 46701.97 | Surged Maintain Status Quo | Afghanistan | AFG | 2022-01-02 | v8 | TRUE
https://raw.githubusercontent.com/mrc-ide/global-lmic-reports/master/AFG/projections.csv | 2020-11-30 | cumulative_infections | 839383.85 | 873009.56 | 902063.39 | 898698.39 | 921064.69 | 962888.73 | Surged Maintain Status Quo | Afghanistan | AFG | 2022-01-02 | v8 | TRUE
https://raw.githubusercontent.com/mrc-ide/global-lmic-reports/master/AFG/projections.csv | 2020-11-30 | cumulative_deaths | 1594.23 | 1661.45 | 1721.02 | 1713.72 | 1758.13 | 1839.74 | Surged Maintain Status Quo | Afghanistan | AFG | 2022-01-02 | v8 | TRUE
https://raw.githubusercontent.com/mrc-ide/global-lmic-reports/master/AFG/projections.csv | 2020-11-30 | Rt | 1.01 | 1.05 | 1.07 | 1.07 | 1.09 | 1.13 | Surged Maintain Status Quo | Afghanistan | AFG | 2022-01-02 | v8 | TRUE
https://raw.githubusercontent.com/mrc-ide/global-lmic-reports/master/AFG/projections.csv | 2020-11-30 | Reff | 0.99 | 1.03 | 1.04 | 1.05 | 1.06 | 1.1 | Surged Maintain Status Quo | Afghanistan | AFG | 2022-01-02 | v8 | TRUE
https://raw.githubusercontent.com/mrc-ide/global-lmic-reports/master/AFG/projections.csv | 2020-11-30 | infections | 5675.02 | 6108.62 | 6262.43 | 6324.89 | 6431.26 | 7205.5 | Surged Optimistic | Afghanistan | AFG | 2022-01-02 | v8 | TRUE
https://raw.githubusercontent.com/mrc-ide/global-lmic-reports/master/AFG/projections.csv | 2020-11-30 | deaths | 9.99 | 10.62 | 10.99 | 11.02 | 11.43 | 11.99 | Surged Optimistic | Afghanistan | AFG | 2022-01-02 | v8 | TRUE
https://raw.githubusercontent.com/mrc-ide/global-lmic-reports/master/AFG/projections.csv | 2020-11-30 | hospital_demand | 415.65 | 439.37 | 455.9 | 456.02 | 470.47 | 499.47 | Surged Optimistic | Afghanistan | AFG | 2022-01-02 | v8 | TRUE
https://raw.githubusercontent.com/mrc-ide/global-lmic-reports/master/AFG/projections.csv | 2020-11-30 | ICU_demand | 154.08 | 163.27 | 169.18 | 169.52 | 175.55 | 184.72 | Surged Optimistic | Afghanistan | AFG | 2022-01-02 | v8 | TRUE
https://raw.githubusercontent.com/mrc-ide/global-lmic-reports/master/AFG/projections.csv | 2020-11-30 | hospital_incidence | 48.93 | 51.6 | 52.65 | 53.06 | 54.41 | 58.38 | Surged Optimistic | Afghanistan | AFG | 2022-01-02 | v8 | TRUE
https://raw.githubusercontent.com/mrc-ide/global-lmic-reports/master/AFG/projections.csv | 2020-11-30 | ICU_incidence | 13.99 | 14.75 | 15.05 | 15.17 | 15.56 | 16.69 | Surged Optimistic | Afghanistan | AFG | 2022-01-02 | v8 | TRUE
https://raw.githubusercontent.com/mrc-ide/global-lmic-reports/master/AFG/projections.csv | 2020-11-30 | prevalence | 38241.43 | 40474.65 | 41251.65 | 41625.91 | 42388.47 | 46701.97 | Surged Optimistic | Afghanistan | AFG | 2022-01-02 | v8 | TRUE
https://raw.githubusercontent.com/mrc-ide/global-lmic-reports/master/AFG/projections.csv | 2020-11-30 | cumulative_infections | 839383.85 | 873009.56 | 902063.39 | 898698.39 | 921064.69 | 962888.73 | Surged Optimistic | Afghanistan | AFG | 2022-01-02 | v8 | TRUE
https://raw.githubusercontent.com/mrc-ide/global-lmic-reports/master/AFG/projections.csv | 2020-11-30 | cumulative_deaths | 1594.23 | 1661.45 | 1721.02 | 1713.72 | 1758.13 | 1839.74 | Surged Optimistic | Afghanistan | AFG | 2022-01-02 | v8 | TRUE
https://raw.githubusercontent.com/mrc-ide/global-lmic-reports/master/AFG/projections.csv | 2020-11-30 | Rt | 1.01 | 1.05 | 1.07 | 1.07 | 1.09 | 1.13 | Surged Optimistic | Afghanistan | AFG | 2022-01-02 | v8 | TRUE
https://raw.githubusercontent.com/mrc-ide/global-lmic-reports/master/AFG/projections.csv | 2020-11-30 | Reff | 0.99 | 1.03 | 1.04 | 1.05 | 1.06 | 1.1 | Surged Optimistic | Afghanistan | AFG | 2022-01-02 | v8 | TRUE
https://raw.githubusercontent.com/mrc-ide/global-lmic-reports/master/AFG/projections.csv | 2020-11-30 | infections | 5675.02 | 6108.62 | 6262.43 | 6324.89 | 6431.26 | 7205.5 | Surged Pessimistic | Afghanistan | AFG | 2022-01-02 | v8 | TRUE
https://raw.githubusercontent.com/mrc-ide/global-lmic-reports/master/AFG/projections.csv | 2020-11-30 | deaths | 9.99 | 10.62 | 10.99 | 11.02 | 11.43 | 11.99 | Surged Pessimistic | Afghanistan | AFG | 2022-01-02 | v8 | TRUE
https://raw.githubusercontent.com/mrc-ide/global-lmic-reports/master/AFG/projections.csv | 2020-11-30 | hospital_demand | 415.65 | 439.37 | 455.9 | 456.02 | 470.47 | 499.47 | Surged Pessimistic | Afghanistan | AFG | 2022-01-02 | v8 | TRUE
https://raw.githubusercontent.com/mrc-ide/global-lmic-reports/master/AFG/projections.csv | 2020-11-30 | ICU_demand | 154.08 | 163.27 | 169.18 | 169.52 | 175.55 | 184.72 | Surged Pessimistic | Afghanistan | AFG | 2022-01-02 | v8 | TRUE
https://raw.githubusercontent.com/mrc-ide/global-lmic-reports/master/AFG/projections.csv | 2020-11-30 | hospital_incidence | 48.93 | 51.6 | 52.65 | 53.06 | 54.41 | 58.38 | Surged Pessimistic | Afghanistan | AFG | 2022-01-02 | v8 | TRUE
https://raw.githubusercontent.com/mrc-ide/global-lmic-reports/master/AFG/projections.csv | 2020-11-30 | ICU_incidence | 13.99 | 14.75 | 15.05 | 15.17 | 15.56 | 16.69 | Surged Pessimistic | Afghanistan | AFG | 2022-01-02 | v8 | TRUE
https://raw.githubusercontent.com/mrc-ide/global-lmic-reports/master/AFG/projections.csv | 2020-11-30 | prevalence | 38241.43 | 40474.65 | 41251.65 | 41625.91 | 42388.47 | 46701.97 | Surged Pessimistic | Afghanistan | AFG | 2022-01-02 | v8 | TRUE
https://raw.githubusercontent.com/mrc-ide/global-lmic-reports/master/AFG/projections.csv | 2020-11-30 | cumulative_infections | 839383.85 | 873009.56 | 902063.39 | 898698.39 | 921064.69 | 962888.73 | Surged Pessimistic | Afghanistan | AFG | 2022-01-02 | v8 | TRUE
https://raw.githubusercontent.com/mrc-ide/global-lmic-reports/master/AFG/projections.csv | 2020-11-30 | cumulative_deaths | 1594.23 | 1661.45 | 1721.02 | 1713.72 | 1758.13 | 1839.74 | Surged Pessimistic | Afghanistan | AFG | 2022-01-02 | v8 | TRUE
https://raw.githubusercontent.com/mrc-ide/global-lmic-reports/master/AFG/projections.csv | 2020-11-30 | Rt | 1.01 | 1.05 | 1.07 | 1.07 | 1.09 | 1.13 | Surged Pessimistic | Afghanistan | AFG | 2022-01-02 | v8 | TRUE
https://raw.githubusercontent.com/mrc-ide/global-lmic-reports/master/AFG/projections.csv | 2020-11-30 | Reff | 0.99 | 1.03 | 1.04 | 1.05 | 1.06 | 1.1 | Surged Pessimistic | Afghanistan | AFG | 2022-01-02 | v8 | TRUE
https://raw.githubusercontent.com/mrc-ide/global-lmic-reports/master/AFG/projections.csv | 2020-11-30 | infections | 5675.02 | 6108.62 | 6262.43 | 6324.89 | 6431.26 | 7205.5 | Surged Relax Interventions 50% | Afghanistan | AFG | 2022-01-02 | v8 | TRUE
https://raw.githubusercontent.com/mrc-ide/global-lmic-reports/master/AFG/projections.csv | 2020-11-30 | deaths | 9.99 | 10.62 | 10.99 | 11.02 | 11.43 | 11.99 | Surged Relax Interventions 50% | Afghanistan | AFG | 2022-01-02 | v8 | TRUE
https://raw.githubusercontent.com/mrc-ide/global-lmic-reports/master/AFG/projections.csv | 2020-11-30 | hospital_demand | 415.65 | 439.37 | 455.9 | 456.02 | 470.47 | 499.47 | Surged Relax Interventions 50% | Afghanistan | AFG | 2022-01-02 | v8 | TRUE
https://raw.githubusercontent.com/mrc-ide/global-lmic-reports/master/AFG/projections.csv | 2020-11-30 | ICU_demand | 154.08 | 163.27 | 169.18 | 169.52 | 175.55 | 184.72 | Surged Relax Interventions 50% | Afghanistan | AFG | 2022-01-02 | v8 | TRUE
https://raw.githubusercontent.com/mrc-ide/global-lmic-reports/master/AFG/projections.csv | 2020-11-30 | hospital_incidence | 48.93 | 51.6 | 52.65 | 53.06 | 54.41 | 58.38 | Surged Relax Interventions 50% | Afghanistan | AFG | 2022-01-02 | v8 | TRUE
https://raw.githubusercontent.com/mrc-ide/global-lmic-reports/master/AFG/projections.csv | 2020-11-30 | ICU_incidence | 13.99 | 14.75 | 15.05 | 15.17 | 15.56 | 16.69 | Surged Relax Interventions 50% | Afghanistan | AFG | 2022-01-02 | v8 | TRUE
https://raw.githubusercontent.com/mrc-ide/global-lmic-reports/master/AFG/projections.csv | 2020-11-30 | prevalence | 38241.43 | 40474.65 | 41251.65 | 41625.91 | 42388.47 | 46701.97 | Surged Relax Interventions 50% | Afghanistan | AFG | 2022-01-02 | v8 | TRUE
https://raw.githubusercontent.com/mrc-ide/global-lmic-reports/master/AFG/projections.csv | 2020-11-30 | cumulative_infections | 839383.85 | 873009.56 | 902063.39 | 898698.39 | 921064.69 | 962888.73 | Surged Relax Interventions 50% | Afghanistan | AFG | 2022-01-02 | v8 | TRUE
https://raw.githubusercontent.com/mrc-ide/global-lmic-reports/master/AFG/projections.csv | 2020-11-30 | cumulative_deaths | 1594.23 | 1661.45 | 1721.02 | 1713.72 | 1758.13 | 1839.74 | Surged Relax Interventions 50% | Afghanistan | AFG | 2022-01-02 | v8 | TRUE
https://raw.githubusercontent.com/mrc-ide/global-lmic-reports/master/AFG/projections.csv | 2020-11-30 | Rt | 1.01 | 1.05 | 1.07 | 1.07 | 1.09 | 1.13 | Surged Relax Interventions 50% | Afghanistan | AFG | 2022-01-02 | v8 | TRUE
https://raw.githubusercontent.com/mrc-ide/global-lmic-reports/master/AFG/projections.csv | 2020-11-30 | Reff | 0.99 | 1.03 | 1.04 | 1.05 | 1.06 | 1.1 | Surged Relax Interventions 50% | Afghanistan | AFG | 2022-01-02 | v8 | TRUE
https://raw.githubusercontent.com/mrc-ide/global-lmic-reports/master/AFG/projections.csv | 2020-12-01 | infections | 5865.68 | 6119.41 | 6355.59 | 6409.97 | 6598.77 | 7172.88 | Additional 50% Reduction | Afghanistan | AFG | 2022-01-02 | v8 | TRUE
https://raw.githubusercontent.com/mrc-ide/global-lmic-reports/master/AFG/projections.csv | 2020-12-01 | deaths | 10.12 | 10.81 | 11.28 | 11.34 | 11.53 | 13.21 | Additional 50% Reduction | Afghanistan | AFG | 2022-01-02 | v8 | TRUE
https://raw.githubusercontent.com/mrc-ide/global-lmic-reports/master/AFG/projections.csv | 2020-12-01 | hospital_demand | 419.97 | 447.19 | 465.06 | 466.99 | 473.58 | 542.62 | Additional 50% Reduction | Afghanistan | AFG | 2022-01-02 | v8 | TRUE
https://raw.githubusercontent.com/mrc-ide/global-lmic-reports/master/AFG/projections.csv | 2020-12-01 | ICU_demand | 156.76 | 165.85 | 173.28 | 173.95 | 176.74 | 202.23 | Additional 50% Reduction | Afghanistan | AFG | 2022-01-02 | v8 | TRUE
https://raw.githubusercontent.com/mrc-ide/global-lmic-reports/master/AFG/projections.csv | 2020-12-01 | hospital_incidence | 49.47 | 52.14 | 53.17 | 53.93 | 55.01 | 61.78 | Additional 50% Reduction | Afghanistan | AFG | 2022-01-02 | v8 | TRUE
https://raw.githubusercontent.com/mrc-ide/global-lmic-reports/master/AFG/projections.csv | 2020-12-01 | ICU_incidence | 14.14 | 14.91 | 15.2 | 15.42 | 15.72 | 17.66 | Additional 50% Reduction | Afghanistan | AFG | 2022-01-02 | v8 | TRUE
https://raw.githubusercontent.com/mrc-ide/global-lmic-reports/master/AFG/projections.csv | 2020-12-01 | prevalence | 38977.22 | 41154.05 | 42090.16 | 42439.03 | 43612.47 | 47789.85 | Additional 50% Reduction | Afghanistan | AFG | 2022-01-02 | v8 | TRUE
https://raw.githubusercontent.com/mrc-ide/global-lmic-reports/master/AFG/projections.csv | 2020-12-01 | cumulative_infections | 839598.27 | 885781.2 | 905227.17 | 912678.25 | 929416.1 | 1017879.65 | Additional 50% Reduction | Afghanistan | AFG | 2022-01-02 | v8 | TRUE
https://raw.githubusercontent.com/mrc-ide/global-lmic-reports/master/AFG/projections.csv | 2020-12-01 | cumulative_deaths | 1595.77 | 1691.68 | 1740.89 | 1752.64 | 1798.61 | 1969.99 | Additional 50% Reduction | Afghanistan | AFG | 2022-01-02 | v8 | TRUE
https://raw.githubusercontent.com/mrc-ide/global-lmic-reports/master/AFG/projections.csv | 2020-12-01 | Rt | 1.02 | 1.05 | 1.06 | 1.07 | 1.09 | 1.14 | Additional 50% Reduction | Afghanistan | AFG | 2022-01-02 | v8 | TRUE
https://raw.githubusercontent.com/mrc-ide/global-lmic-reports/master/AFG/projections.csv | 2020-12-01 | Reff | 0.99 | 1.02 | 1.04 | 1.05 | 1.06 | 1.11 | Additional 50% Reduction | Afghanistan | AFG | 2022-01-02 | v8 | TRUE
https://raw.githubusercontent.com/mrc-ide/global-lmic-reports/master/AFG/projections.csv | 2020-12-01 | infections | 5865.68 | 6119.41 | 6355.59 | 6409.97 | 6598.77 | 7172.88 | Maintain Status Quo | Afghanistan | AFG | 2022-01-02 | v8 | TRUE
https://raw.githubusercontent.com/mrc-ide/global-lmic-reports/master/AFG/projections.csv | 2020-12-01 | deaths | 10.12 | 10.81 | 11.28 | 11.34 | 11.53 | 13.21 | Maintain Status Quo | Afghanistan | AFG | 2022-01-02 | v8 | TRUE
https://raw.githubusercontent.com/mrc-ide/global-lmic-reports/master/AFG/projections.csv | 2020-12-01 | hospital_demand | 419.97 | 447.19 | 465.06 | 466.99 | 473.58 | 542.62 | Maintain Status Quo | Afghanistan | AFG | 2022-01-02 | v8 | TRUE
https://raw.githubusercontent.com/mrc-ide/global-lmic-reports/master/AFG/projections.csv | 2020-12-01 | ICU_demand | 156.76 | 165.85 | 173.28 | 173.95 | 176.74 | 202.23 | Maintain Status Quo | Afghanistan | AFG | 2022-01-02 | v8 | TRUE
https://raw.githubusercontent.com/mrc-ide/global-lmic-reports/master/AFG/projections.csv | 2020-12-01 | hospital_incidence | 49.47 | 52.14 | 53.17 | 53.93 | 55.01 | 61.78 | Maintain Status Quo | Afghanistan | AFG | 2022-01-02 | v8 | TRUE
https://raw.githubusercontent.com/mrc-ide/global-lmic-reports/master/AFG/projections.csv | 2020-12-01 | ICU_incidence | 14.14 | 14.91 | 15.2 | 15.42 | 15.72 | 17.66 | Maintain Status Quo | Afghanistan | AFG | 2022-01-02 | v8 | TRUE
https://raw.githubusercontent.com/mrc-ide/global-lmic-reports/master/AFG/projections.csv | 2020-12-01 | prevalence | 38977.22 | 41154.05 | 42090.16 | 42439.03 | 43612.47 | 47789.85 | Maintain Status Quo | Afghanistan | AFG | 2022-01-02 | v8 | TRUE
https://raw.githubusercontent.com/mrc-ide/global-lmic-reports/master/AFG/projections.csv | 2020-12-01 | cumulative_infections | 839598.27 | 885781.2 | 905227.17 | 912678.25 | 929416.1 | 1017879.65 | Maintain Status Quo | Afghanistan | AFG | 2022-01-02 | v8 | TRUE
https://raw.githubusercontent.com/mrc-ide/global-lmic-reports/master/AFG/projections.csv | 2020-12-01 | cumulative_deaths | 1595.77 | 1691.68 | 1740.89 | 1752.64 | 1798.61 | 1969.99 | Maintain Status Quo | Afghanistan | AFG | 2022-01-02 | v8 | TRUE
https://raw.githubusercontent.com/mrc-ide/global-lmic-reports/master/AFG/projections.csv | 2020-12-01 | Rt | 1.02 | 1.05 | 1.06 | 1.07 | 1.09 | 1.14 | Maintain Status Quo | Afghanistan | AFG | 2022-01-02 | v8 | TRUE
https://raw.githubusercontent.com/mrc-ide/global-lmic-reports/master/AFG/projections.csv | 2020-12-01 | Reff | 0.99 | 1.02 | 1.04 | 1.05 | 1.06 | 1.11 | Maintain Status Quo | Afghanistan | AFG | 2022-01-02 | v8 | TRUE
https://raw.githubusercontent.com/mrc-ide/global-lmic-reports/master/AFG/projections.csv | 2020-12-01 | infections | 5865.68 | 6119.41 | 6355.59 | 6409.97 | 6598.77 | 7172.88 | Optimistic | Afghanistan | AFG | 2022-01-02 | v8 | TRUE
https://raw.githubusercontent.com/mrc-ide/global-lmic-reports/master/AFG/projections.csv | 2020-12-01 | deaths | 10.12 | 10.81 | 11.28 | 11.34 | 11.53 | 13.21 | Optimistic | Afghanistan | AFG | 2022-01-02 | v8 | TRUE
https://raw.githubusercontent.com/mrc-ide/global-lmic-reports/master/AFG/projections.csv | 2020-12-01 | hospital_demand | 419.97 | 447.19 | 465.06 | 466.99 | 473.58 | 542.62 | Optimistic | Afghanistan | AFG | 2022-01-02 | v8 | TRUE
https://raw.githubusercontent.com/mrc-ide/global-lmic-reports/master/AFG/projections.csv | 2020-12-01 | ICU_demand | 156.76 | 165.85 | 173.28 | 173.95 | 176.74 | 202.23 | Optimistic | Afghanistan | AFG | 2022-01-02 | v8 | TRUE
https://raw.githubusercontent.com/mrc-ide/global-lmic-reports/master/AFG/projections.csv | 2020-12-01 | hospital_incidence | 49.47 | 52.14 | 53.17 | 53.93 | 55.01 | 61.78 | Optimistic | Afghanistan | AFG | 2022-01-02 | v8 | TRUE
https://raw.githubusercontent.com/mrc-ide/global-lmic-reports/master/AFG/projections.csv | 2020-12-01 | ICU_incidence | 14.14 | 14.91 | 15.2 | 15.42 | 15.72 | 17.66 | Optimistic | Afghanistan | AFG | 2022-01-02 | v8 | TRUE
https://raw.githubusercontent.com/mrc-ide/global-lmic-reports/master/AFG/projections.csv | 2020-12-01 | prevalence | 38977.22 | 41154.05 | 42090.16 | 42439.03 | 43612.47 | 47789.85 | Optimistic | Afghanistan | AFG | 2022-01-02 | v8 | TRUE
https://raw.githubusercontent.com/mrc-ide/global-lmic-reports/master/AFG/projections.csv | 2020-12-01 | cumulative_infections | 839598.27 | 885781.2 | 905227.17 | 912678.25 | 929416.1 | 1017879.65 | Optimistic | Afghanistan | AFG | 2022-01-02 | v8 | TRUE
https://raw.githubusercontent.com/mrc-ide/global-lmic-reports/master/AFG/projections.csv | 2020-12-01 | cumulative_deaths | 1595.77 | 1691.68 | 1740.89 | 1752.64 | 1798.61 | 1969.99 | Optimistic | Afghanistan | AFG | 2022-01-02 | v8 | TRUE
https://raw.githubusercontent.com/mrc-ide/global-lmic-reports/master/AFG/projections.csv | 2020-12-01 | Rt | 1.02 | 1.05 | 1.06 | 1.07 | 1.09 | 1.14 | Optimistic | Afghanistan | AFG | 2022-01-02 | v8 | TRUE
https://raw.githubusercontent.com/mrc-ide/global-lmic-reports/master/AFG/projections.csv | 2020-12-01 | Reff | 0.99 | 1.02 | 1.04 | 1.05 | 1.06 | 1.11 | Optimistic | Afghanistan | AFG | 2022-01-02 | v8 | TRUE
https://raw.githubusercontent.com/mrc-ide/global-lmic-reports/master/AFG/projections.csv | 2020-12-01 | infections | 5865.68 | 6119.41 | 6355.59 | 6409.97 | 6598.77 | 7172.88 | Pessimistic | Afghanistan | AFG | 2022-01-02 | v8 | TRUE
https://raw.githubusercontent.com/mrc-ide/global-lmic-reports/master/AFG/projections.csv | 2020-12-01 | deaths | 10.12 | 10.81 | 11.28 | 11.34 | 11.53 | 13.21 | Pessimistic | Afghanistan | AFG | 2022-01-02 | v8 | TRUE
https://raw.githubusercontent.com/mrc-ide/global-lmic-reports/master/AFG/projections.csv | 2020-12-01 | hospital_demand | 419.97 | 447.19 | 465.06 | 466.99 | 473.58 | 542.62 | Pessimistic | Afghanistan | AFG | 2022-01-02 | v8 | TRUE
https://raw.githubusercontent.com/mrc-ide/global-lmic-reports/master/AFG/projections.csv | 2020-12-01 | ICU_demand | 156.76 | 165.85 | 173.28 | 173.95 | 176.74 | 202.23 | Pessimistic | Afghanistan | AFG | 2022-01-02 | v8 | TRUE
https://raw.githubusercontent.com/mrc-ide/global-lmic-reports/master/AFG/projections.csv | 2020-12-01 | hospital_incidence | 49.47 | 52.14 | 53.17 | 53.93 | 55.01 | 61.78 | Pessimistic | Afghanistan | AFG | 2022-01-02 | v8 | TRUE
https://raw.githubusercontent.com/mrc-ide/global-lmic-reports/master/AFG/projections.csv | 2020-12-01 | ICU_incidence | 14.14 | 14.91 | 15.2 | 15.42 | 15.72 | 17.66 | Pessimistic | Afghanistan | AFG | 2022-01-02 | v8 | TRUE
https://raw.githubusercontent.com/mrc-ide/global-lmic-reports/master/AFG/projections.csv | 2020-12-01 | prevalence | 38977.22 | 41154.05 | 42090.16 | 42439.03 | 43612.47 | 47789.85 | Pessimistic | Afghanistan | AFG | 2022-01-02 | v8 | TRUE
https://raw.githubusercontent.com/mrc-ide/global-lmic-reports/master/AFG/projections.csv | 2020-12-01 | cumulative_infections | 839598.27 | 885781.2 | 905227.17 | 912678.25 | 929416.1 | 1017879.65 | Pessimistic | Afghanistan | AFG | 2022-01-02 | v8 | TRUE
https://raw.githubusercontent.com/mrc-ide/global-lmic-reports/master/AFG/projections.csv | 2020-12-01 | cumulative_deaths | 1595.77 | 1691.68 | 1740.89 | 1752.64 | 1798.61 | 1969.99 | Pessimistic | Afghanistan | AFG | 2022-01-02 | v8 | TRUE
https://raw.githubusercontent.com/mrc-ide/global-lmic-reports/master/AFG/projections.csv | 2020-12-01 | Rt | 1.02 | 1.05 | 1.06 | 1.07 | 1.09 | 1.14 | Pessimistic | Afghanistan | AFG | 2022-01-02 | v8 | TRUE
https://raw.githubusercontent.com/mrc-ide/global-lmic-reports/master/AFG/projections.csv | 2020-12-01 | Reff | 0.99 | 1.02 | 1.04 | 1.05 | 1.06 | 1.11 | Pessimistic | Afghanistan | AFG | 2022-01-02 | v8 | TRUE
https://raw.githubusercontent.com/mrc-ide/global-lmic-reports/master/AFG/projections.csv | 2020-12-01 | infections | 5865.68 | 6119.41 | 6355.59 | 6409.97 | 6598.77 | 7172.88 | Relax Interventions 50% | Afghanistan | AFG | 2022-01-02 | v8 | TRUE
https://raw.githubusercontent.com/mrc-ide/global-lmic-reports/master/AFG/projections.csv | 2020-12-01 | deaths | 10.12 | 10.81 | 11.28 | 11.34 | 11.53 | 13.21 | Relax Interventions 50% | Afghanistan | AFG | 2022-01-02 | v8 | TRUE
https://raw.githubusercontent.com/mrc-ide/global-lmic-reports/master/AFG/projections.csv | 2020-12-01 | hospital_demand | 419.97 | 447.19 | 465.06 | 466.99 | 473.58 | 542.62 | Relax Interventions 50% | Afghanistan | AFG | 2022-01-02 | v8 | TRUE
https://raw.githubusercontent.com/mrc-ide/global-lmic-reports/master/AFG/projections.csv | 2020-12-01 | ICU_demand | 156.76 | 165.85 | 173.28 | 173.95 | 176.74 | 202.23 | Relax Interventions 50% | Afghanistan | AFG | 2022-01-02 | v8 | TRUE
https://raw.githubusercontent.com/mrc-ide/global-lmic-reports/master/AFG/projections.csv | 2020-12-01 | hospital_incidence | 49.47 | 52.14 | 53.17 | 53.93 | 55.01 | 61.78 | Relax Interventions 50% | Afghanistan | AFG | 2022-01-02 | v8 | TRUE
https://raw.githubusercontent.com/mrc-ide/global-lmic-reports/master/AFG/projections.csv | 2020-12-01 | ICU_incidence | 14.14 | 14.91 | 15.2 | 15.42 | 15.72 | 17.66 | Relax Interventions 50% | Afghanistan | AFG | 2022-01-02 | v8 | TRUE
https://raw.githubusercontent.com/mrc-ide/global-lmic-reports/master/AFG/projections.csv | 2020-12-01 | prevalence | 38977.22 | 41154.05 | 42090.16 | 42439.03 | 43612.47 | 47789.85 | Relax Interventions 50% | Afghanistan | AFG | 2022-01-02 | v8 | TRUE
https://raw.githubusercontent.com/mrc-ide/global-lmic-reports/master/AFG/projections.csv | 2020-12-01 | cumulative_infections | 839598.27 | 885781.2 | 905227.17 | 912678.25 | 929416.1 | 1017879.65 | Relax Interventions 50% | Afghanistan | AFG | 2022-01-02 | v8 | TRUE
https://raw.githubusercontent.com/mrc-ide/global-lmic-reports/master/AFG/projections.csv | 2020-12-01 | cumulative_deaths | 1595.77 | 1691.68 | 1740.89 | 1752.64 | 1798.61 | 1969.99 | Relax Interventions 50% | Afghanistan | AFG | 2022-01-02 | v8 | TRUE
https://raw.githubusercontent.com/mrc-ide/global-lmic-reports/master/AFG/projections.csv | 2020-12-01 | Rt | 1.02 | 1.05 | 1.06 | 1.07 | 1.09 | 1.14 | Relax Interventions 50% | Afghanistan | AFG | 2022-01-02 | v8 | TRUE
https://raw.githubusercontent.com/mrc-ide/global-lmic-reports/master/AFG/projections.csv | 2020-12-01 | Reff | 0.99 | 1.02 | 1.04 | 1.05 | 1.06 | 1.11 | Relax Interventions 50% | Afghanistan | AFG | 2022-01-02 | v8 | TRUE
https://raw.githubusercontent.com/mrc-ide/global-lmic-reports/master/AFG/projections.csv | 2020-12-01 | infections | 5653.7 | 6083.22 | 6256.26 | 6320.9 | 6461.47 | 7216.65 | Surged Additional 50% Reduction | Afghanistan | AFG | 2022-01-02 | v8 | TRUE
https://raw.githubusercontent.com/mrc-ide/global-lmic-reports/master/AFG/projections.csv | 2020-12-01 | deaths | 10.19 | 10.83 | 11.2 | 11.23 | 11.62 | 12.23 | Surged Additional 50% Reduction | Afghanistan | AFG | 2022-01-02 | v8 | TRUE
https://raw.githubusercontent.com/mrc-ide/global-lmic-reports/master/AFG/projections.csv | 2020-12-01 | hospital_demand | 422.47 | 446.04 | 461.96 | 462.23 | 475.62 | 507.32 | Surged Additional 50% Reduction | Afghanistan | AFG | 2022-01-02 | v8 | TRUE
https://raw.githubusercontent.com/mrc-ide/global-lmic-reports/master/AFG/projections.csv | 2020-12-01 | ICU_demand | 156.96 | 165.72 | 172.02 | 172.28 | 177.97 | 188.13 | Surged Additional 50% Reduction | Afghanistan | AFG | 2022-01-02 | v8 | TRUE
https://raw.githubusercontent.com/mrc-ide/global-lmic-reports/master/AFG/projections.csv | 2020-12-01 | hospital_incidence | 49.24 | 51.83 | 52.92 | 53.3 | 54.41 | 58.9 | Surged Additional 50% Reduction | Afghanistan | AFG | 2022-01-02 | v8 | TRUE
https://raw.githubusercontent.com/mrc-ide/global-lmic-reports/master/AFG/projections.csv | 2020-12-01 | ICU_incidence | 14.08 | 14.82 | 15.13 | 15.24 | 15.55 | 16.84 | Surged Additional 50% Reduction | Afghanistan | AFG | 2022-01-02 | v8 | TRUE
https://raw.githubusercontent.com/mrc-ide/global-lmic-reports/master/AFG/projections.csv | 2020-12-01 | prevalence | 38305.59 | 40694.91 | 41448.99 | 41909.23 | 42644.07 | 47179.43 | Surged Additional 50% Reduction | Afghanistan | AFG | 2022-01-02 | v8 | TRUE
https://raw.githubusercontent.com/mrc-ide/global-lmic-reports/master/AFG/projections.csv | 2020-12-01 | cumulative_infections | 845602.62 | 879355.94 | 908091.34 | 905019.29 | 927848.21 | 969529.43 | Surged Additional 50% Reduction | Afghanistan | AFG | 2022-01-02 | v8 | TRUE
https://raw.githubusercontent.com/mrc-ide/global-lmic-reports/master/AFG/projections.csv | 2020-12-01 | cumulative_deaths | 1604.9 | 1672.46 | 1732.4 | 1724.95 | 1769.71 | 1851.47 | Surged Additional 50% Reduction | Afghanistan | AFG | 2022-01-02 | v8 | TRUE
https://raw.githubusercontent.com/mrc-ide/global-lmic-reports/master/AFG/projections.csv | 2020-12-01 | Rt | 1.01 | 1.05 | 1.07 | 1.07 | 1.09 | 1.12 | Surged Additional 50% Reduction | Afghanistan | AFG | 2022-01-02 | v8 | TRUE
https://raw.githubusercontent.com/mrc-ide/global-lmic-reports/master/AFG/projections.csv | 2020-12-01 | Reff | 0.99 | 1.02 | 1.04 | 1.04 | 1.06 | 1.1 | Surged Additional 50% Reduction | Afghanistan | AFG | 2022-01-02 | v8 | TRUE
https://raw.githubusercontent.com/mrc-ide/global-lmic-reports/master/AFG/projections.csv | 2020-12-01 | infections | 5653.7 | 6083.22 | 6256.26 | 6320.9 | 6461.47 | 7216.65 | Surged Maintain Status Quo | Afghanistan | AFG | 2022-01-02 | v8 | TRUE
https://raw.githubusercontent.com/mrc-ide/global-lmic-reports/master/AFG/projections.csv | 2020-12-01 | deaths | 10.19 | 10.83 | 11.2 | 11.23 | 11.62 | 12.23 | Surged Maintain Status Quo | Afghanistan | AFG | 2022-01-02 | v8 | TRUE
https://raw.githubusercontent.com/mrc-ide/global-lmic-reports/master/AFG/projections.csv | 2020-12-01 | hospital_demand | 422.47 | 446.04 | 461.96 | 462.23 | 475.62 | 507.32 | Surged Maintain Status Quo | Afghanistan | AFG | 2022-01-02 | v8 | TRUE
https://raw.githubusercontent.com/mrc-ide/global-lmic-reports/master/AFG/projections.csv | 2020-12-01 | ICU_demand | 156.96 | 165.72 | 172.02 | 172.28 | 177.97 | 188.13 | Surged Maintain Status Quo | Afghanistan | AFG | 2022-01-02 | v8 | TRUE
https://raw.githubusercontent.com/mrc-ide/global-lmic-reports/master/AFG/projections.csv | 2020-12-01 | hospital_incidence | 49.24 | 51.83 | 52.92 | 53.3 | 54.41 | 58.9 | Surged Maintain Status Quo | Afghanistan | AFG | 2022-01-02 | v8 | TRUE
https://raw.githubusercontent.com/mrc-ide/global-lmic-reports/master/AFG/projections.csv | 2020-12-01 | ICU_incidence | 14.08 | 14.82 | 15.13 | 15.24 | 15.55 | 16.84 | Surged Maintain Status Quo | Afghanistan | AFG | 2022-01-02 | v8 | TRUE
https://raw.githubusercontent.com/mrc-ide/global-lmic-reports/master/AFG/projections.csv | 2020-12-01 | prevalence | 38305.59 | 40694.91 | 41448.99 | 41909.23 | 42644.07 | 47179.43 | Surged Maintain Status Quo | Afghanistan | AFG | 2022-01-02 | v8 | TRUE
https://raw.githubusercontent.com/mrc-ide/global-lmic-reports/master/AFG/projections.csv | 2020-12-01 | cumulative_infections | 845602.62 | 879355.94 | 908091.34 | 905019.29 | 927848.21 | 969529.43 | Surged Maintain Status Quo | Afghanistan | AFG | 2022-01-02 | v8 | TRUE
https://raw.githubusercontent.com/mrc-ide/global-lmic-reports/master/AFG/projections.csv | 2020-12-01 | cumulative_deaths | 1604.9 | 1672.46 | 1732.4 | 1724.95 | 1769.71 | 1851.47 | Surged Maintain Status Quo | Afghanistan | AFG | 2022-01-02 | v8 | TRUE
https://raw.githubusercontent.com/mrc-ide/global-lmic-reports/master/AFG/projections.csv | 2020-12-01 | Rt | 1.01 | 1.05 | 1.07 | 1.07 | 1.09 | 1.12 | Surged Maintain Status Quo | Afghanistan | AFG | 2022-01-02 | v8 | TRUE
https://raw.githubusercontent.com/mrc-ide/global-lmic-reports/master/AFG/projections.csv | 2020-12-01 | Reff | 0.99 | 1.02 | 1.04 | 1.04 | 1.06 | 1.1 | Surged Maintain Status Quo | Afghanistan | AFG | 2022-01-02 | v8 | TRUE
https://raw.githubusercontent.com/mrc-ide/global-lmic-reports/master/AFG/projections.csv | 2020-12-01 | infections | 5653.7 | 6083.22 | 6256.26 | 6320.9 | 6461.47 | 7216.65 | Surged Optimistic | Afghanistan | AFG | 2022-01-02 | v8 | TRUE
https://raw.githubusercontent.com/mrc-ide/global-lmic-reports/master/AFG/projections.csv | 2020-12-01 | deaths | 10.19 | 10.83 | 11.2 | 11.23 | 11.62 | 12.23 | Surged Optimistic | Afghanistan | AFG | 2022-01-02 | v8 | TRUE
https://raw.githubusercontent.com/mrc-ide/global-lmic-reports/master/AFG/projections.csv | 2020-12-01 | hospital_demand | 422.47 | 446.04 | 461.96 | 462.23 | 475.62 | 507.32 | Surged Optimistic | Afghanistan | AFG | 2022-01-02 | v8 | TRUE
https://raw.githubusercontent.com/mrc-ide/global-lmic-reports/master/AFG/projections.csv | 2020-12-01 | ICU_demand | 156.96 | 165.72 | 172.02 | 172.28 | 177.97 | 188.13 | Surged Optimistic | Afghanistan | AFG | 2022-01-02 | v8 | TRUE
https://raw.githubusercontent.com/mrc-ide/global-lmic-reports/master/AFG/projections.csv | 2020-12-01 | hospital_incidence | 49.24 | 51.83 | 52.92 | 53.3 | 54.41 | 58.9 | Surged Optimistic | Afghanistan | AFG | 2022-01-02 | v8 | TRUE
https://raw.githubusercontent.com/mrc-ide/global-lmic-reports/master/AFG/projections.csv | 2020-12-01 | ICU_incidence | 14.08 | 14.82 | 15.13 | 15.24 | 15.55 | 16.84 | Surged Optimistic | Afghanistan | AFG | 2022-01-02 | v8 | TRUE
https://raw.githubusercontent.com/mrc-ide/global-lmic-reports/master/AFG/projections.csv | 2020-12-01 | prevalence | 38305.59 | 40694.91 | 41448.99 | 41909.23 | 42644.07 | 47179.43 | Surged Optimistic | Afghanistan | AFG | 2022-01-02 | v8 | TRUE
https://raw.githubusercontent.com/mrc-ide/global-lmic-reports/master/AFG/projections.csv | 2020-12-01 | cumulative_infections | 845602.62 | 879355.94 | 908091.34 | 905019.29 | 927848.21 | 969529.43 | Surged Optimistic | Afghanistan | AFG | 2022-01-02 | v8 | TRUE
https://raw.githubusercontent.com/mrc-ide/global-lmic-reports/master/AFG/projections.csv | 2020-12-01 | cumulative_deaths | 1604.9 | 1672.46 | 1732.4 | 1724.95 | 1769.71 | 1851.47 | Surged Optimistic | Afghanistan | AFG | 2022-01-02 | v8 | TRUE
https://raw.githubusercontent.com/mrc-ide/global-lmic-reports/master/AFG/projections.csv | 2020-12-01 | Rt | 1.01 | 1.05 | 1.07 | 1.07 | 1.09 | 1.12 | Surged Optimistic | Afghanistan | AFG | 2022-01-02 | v8 | TRUE
https://raw.githubusercontent.com/mrc-ide/global-lmic-reports/master/AFG/projections.csv | 2020-12-01 | Reff | 0.99 | 1.02 | 1.04 | 1.04 | 1.06 | 1.1 | Surged Optimistic | Afghanistan | AFG | 2022-01-02 | v8 | TRUE
https://raw.githubusercontent.com/mrc-ide/global-lmic-reports/master/AFG/projections.csv | 2020-12-01 | infections | 5653.7 | 6083.22 | 6256.26 | 6320.9 | 6461.47 | 7216.65 | Surged Pessimistic | Afghanistan | AFG | 2022-01-02 | v8 | TRUE
https://raw.githubusercontent.com/mrc-ide/global-lmic-reports/master/AFG/projections.csv | 2020-12-01 | deaths | 10.19 | 10.83 | 11.2 | 11.23 | 11.62 | 12.23 | Surged Pessimistic | Afghanistan | AFG | 2022-01-02 | v8 | TRUE
https://raw.githubusercontent.com/mrc-ide/global-lmic-reports/master/AFG/projections.csv | 2020-12-01 | hospital_demand | 422.47 | 446.04 | 461.96 | 462.23 | 475.62 | 507.32 | Surged Pessimistic | Afghanistan | AFG | 2022-01-02 | v8 | TRUE
https://raw.githubusercontent.com/mrc-ide/global-lmic-reports/master/AFG/projections.csv | 2020-12-01 | ICU_demand | 156.96 | 165.72 | 172.02 | 172.28 | 177.97 | 188.13 | Surged Pessimistic | Afghanistan | AFG | 2022-01-02 | v8 | TRUE
https://raw.githubusercontent.com/mrc-ide/global-lmic-reports/master/AFG/projections.csv | 2020-12-01 | hospital_incidence | 49.24 | 51.83 | 52.92 | 53.3 | 54.41 | 58.9 | Surged Pessimistic | Afghanistan | AFG | 2022-01-02 | v8 | TRUE
https://raw.githubusercontent.com/mrc-ide/global-lmic-reports/master/AFG/projections.csv | 2020-12-01 | ICU_incidence | 14.08 | 14.82 | 15.13 | 15.24 | 15.55 | 16.84 | Surged Pessimistic | Afghanistan | AFG | 2022-01-02 | v8 | TRUE
https://raw.githubusercontent.com/mrc-ide/global-lmic-reports/master/AFG/projections.csv | 2020-12-01 | prevalence | 38305.59 | 40694.91 | 41448.99 | 41909.23 | 42644.07 | 47179.43 | Surged Pessimistic | Afghanistan | AFG | 2022-01-02 | v8 | TRUE
https://raw.githubusercontent.com/mrc-ide/global-lmic-reports/master/AFG/projections.csv | 2020-12-01 | cumulative_infections | 845602.62 | 879355.94 | 908091.34 | 905019.29 | 927848.21 | 969529.43 | Surged Pessimistic | Afghanistan | AFG | 2022-01-02 | v8 | TRUE
https://raw.githubusercontent.com/mrc-ide/global-lmic-reports/master/AFG/projections.csv | 2020-12-01 | cumulative_deaths | 1604.9 | 1672.46 | 1732.4 | 1724.95 | 1769.71 | 1851.47 | Surged Pessimistic | Afghanistan | AFG | 2022-01-02 | v8 | TRUE
https://raw.githubusercontent.com/mrc-ide/global-lmic-reports/master/AFG/projections.csv | 2020-12-01 | Rt | 1.01 | 1.05 | 1.07 | 1.07 | 1.09 | 1.12 | Surged Pessimistic | Afghanistan | AFG | 2022-01-02 | v8 | TRUE
https://raw.githubusercontent.com/mrc-ide/global-lmic-reports/master/AFG/projections.csv | 2020-12-01 | Reff | 0.99 | 1.02 | 1.04 | 1.04 | 1.06 | 1.1 | Surged Pessimistic | Afghanistan | AFG | 2022-01-02 | v8 | TRUE
https://raw.githubusercontent.com/mrc-ide/global-lmic-reports/master/AFG/projections.csv | 2020-12-01 | infections | 5653.7 | 6083.22 | 6256.26 | 6320.9 | 6461.47 | 7216.65 | Surged Relax Interventions 50% | Afghanistan | AFG | 2022-01-02 | v8 | TRUE
https://raw.githubusercontent.com/mrc-ide/global-lmic-reports/master/AFG/projections.csv | 2020-12-01 | deaths | 10.19 | 10.83 | 11.2 | 11.23 | 11.62 | 12.23 | Surged Relax Interventions 50% | Afghanistan | AFG | 2022-01-02 | v8 | TRUE
https://raw.githubusercontent.com/mrc-ide/global-lmic-reports/master/AFG/projections.csv | 2020-12-01 | hospital_demand | 422.47 | 446.04 | 461.96 | 462.23 | 475.62 | 507.32 | Surged Relax Interventions 50% | Afghanistan | AFG | 2022-01-02 | v8 | TRUE
https://raw.githubusercontent.com/mrc-ide/global-lmic-reports/master/AFG/projections.csv | 2020-12-01 | ICU_demand | 156.96 | 165.72 | 172.02 | 172.28 | 177.97 | 188.13 | Surged Relax Interventions 50% | Afghanistan | AFG | 2022-01-02 | v8 | TRUE
https://raw.githubusercontent.com/mrc-ide/global-lmic-reports/master/AFG/projections.csv | 2020-12-01 | hospital_incidence | 49.24 | 51.83 | 52.92 | 53.3 | 54.41 | 58.9 | Surged Relax Interventions 50% | Afghanistan | AFG | 2022-01-02 | v8 | TRUE
https://raw.githubusercontent.com/mrc-ide/global-lmic-reports/master/AFG/projections.csv | 2020-12-01 | ICU_incidence | 14.08 | 14.82 | 15.13 | 15.24 | 15.55 | 16.84 | Surged Relax Interventions 50% | Afghanistan | AFG | 2022-01-02 | v8 | TRUE
https://raw.githubusercontent.com/mrc-ide/global-lmic-reports/master/AFG/projections.csv | 2020-12-01 | prevalence | 38305.59 | 40694.91 | 41448.99 | 41909.23 | 42644.07 | 47179.43 | Surged Relax Interventions 50% | Afghanistan | AFG | 2022-01-02 | v8 | TRUE
https://raw.githubusercontent.com/mrc-ide/global-lmic-reports/master/AFG/projections.csv | 2020-12-01 | cumulative_infections | 845602.62 | 879355.94 | 908091.34 | 905019.29 | 927848.21 | 969529.43 | Surged Relax Interventions 50% | Afghanistan | AFG | 2022-01-02 | v8 | TRUE
https://raw.githubusercontent.com/mrc-ide/global-lmic-reports/master/AFG/projections.csv | 2020-12-01 | cumulative_deaths | 1604.9 | 1672.46 | 1732.4 | 1724.95 | 1769.71 | 1851.47 | Surged Relax Interventions 50% | Afghanistan | AFG | 2022-01-02 | v8 | TRUE
https://raw.githubusercontent.com/mrc-ide/global-lmic-reports/master/AFG/projections.csv | 2020-12-01 | Rt | 1.01 | 1.05 | 1.07 | 1.07 | 1.09 | 1.12 | Surged Relax Interventions 50% | Afghanistan | AFG | 2022-01-02 | v8 | TRUE
https://raw.githubusercontent.com/mrc-ide/global-lmic-reports/master/AFG/projections.csv | 2020-12-01 | Reff | 0.99 | 1.02 | 1.04 | 1.04 | 1.06 | 1.1 | Surged Relax Interventions 50% | Afghanistan | AFG | 2022-01-02 | v8 | TRUE
https://raw.githubusercontent.com/mrc-ide/global-lmic-reports/master/AFG/projections.csv | 2020-12-02 | infections | 5878.34 | 6122.27 | 6399.99 | 6432.67 | 6630.73 | 7209.8 | Additional 50% Reduction | Afghanistan | AFG | 2022-01-02 | v8 | TRUE
https://raw.githubusercontent.com/mrc-ide/global-lmic-reports/master/AFG/projections.csv | 2020-12-02 | deaths | 10.34 | 11 | 11.49 | 11.53 | 11.72 | 13.43 | Additional 50% Reduction | Afghanistan | AFG | 2022-01-02 | v8 | TRUE
https://raw.githubusercontent.com/mrc-ide/global-lmic-reports/master/AFG/projections.csv | 2020-12-02 | hospital_demand | 425.76 | 454.12 | 470.49 | 472.83 | 479.27 | 548.29 | Additional 50% Reduction | Afghanistan | AFG | 2022-01-02 | v8 | TRUE
https://raw.githubusercontent.com/mrc-ide/global-lmic-reports/master/AFG/projections.csv | 2020-12-02 | ICU_demand | 159.67 | 168.85 | 175.78 | 176.59 | 179.36 | 204.98 | Additional 50% Reduction | Afghanistan | AFG | 2022-01-02 | v8 | TRUE
https://raw.githubusercontent.com/mrc-ide/global-lmic-reports/master/AFG/projections.csv | 2020-12-02 | hospital_incidence | 49.76 | 52.61 | 53.35 | 54.18 | 55.31 | 61.83 | Additional 50% Reduction | Afghanistan | AFG | 2022-01-02 | v8 | TRUE
https://raw.githubusercontent.com/mrc-ide/global-lmic-reports/master/AFG/projections.csv | 2020-12-02 | ICU_incidence | 14.22 | 15.04 | 15.25 | 15.49 | 15.81 | 17.67 | Additional 50% Reduction | Afghanistan | AFG | 2022-01-02 | v8 | TRUE
https://raw.githubusercontent.com/mrc-ide/global-lmic-reports/master/AFG/projections.csv | 2020-12-02 | prevalence | 39225.24 | 41301.19 | 42309.45 | 42730.5 | 43925.08 | 47920.63 | Additional 50% Reduction | Afghanistan | AFG | 2022-01-02 | v8 | TRUE
https://raw.githubusercontent.com/mrc-ide/global-lmic-reports/master/AFG/projections.csv | 2020-12-02 | cumulative_infections | 845841.45 | 891941.08 | 911303.78 | 919110.92 | 935941.03 | 1024997.95 | Additional 50% Reduction | Afghanistan | AFG | 2022-01-02 | v8 | TRUE
https://raw.githubusercontent.com/mrc-ide/global-lmic-reports/master/AFG/projections.csv | 2020-12-02 | cumulative_deaths | 1606.38 | 1703.14 | 1752.25 | 1764.17 | 1810.61 | 1982.96 | Additional 50% Reduction | Afghanistan | AFG | 2022-01-02 | v8 | TRUE
https://raw.githubusercontent.com/mrc-ide/global-lmic-reports/master/AFG/projections.csv | 2020-12-02 | Rt | 1.01 | 1.04 | 1.06 | 1.07 | 1.08 | 1.13 | Additional 50% Reduction | Afghanistan | AFG | 2022-01-02 | v8 | TRUE
https://raw.githubusercontent.com/mrc-ide/global-lmic-reports/master/AFG/projections.csv | 2020-12-02 | Reff | 0.99 | 1.02 | 1.04 | 1.04 | 1.06 | 1.1 | Additional 50% Reduction | Afghanistan | AFG | 2022-01-02 | v8 | TRUE
https://raw.githubusercontent.com/mrc-ide/global-lmic-reports/master/AFG/projections.csv | 2020-12-02 | infections | 5878.34 | 6122.27 | 6399.99 | 6432.67 | 6630.73 | 7209.8 | Maintain Status Quo | Afghanistan | AFG | 2022-01-02 | v8 | TRUE
https://raw.githubusercontent.com/mrc-ide/global-lmic-reports/master/AFG/projections.csv | 2020-12-02 | deaths | 10.34 | 11 | 11.49 | 11.53 | 11.72 | 13.43 | Maintain Status Quo | Afghanistan | AFG | 2022-01-02 | v8 | TRUE
https://raw.githubusercontent.com/mrc-ide/global-lmic-reports/master/AFG/projections.csv | 2020-12-02 | hospital_demand | 425.76 | 454.12 | 470.49 | 472.83 | 479.27 | 548.29 | Maintain Status Quo | Afghanistan | AFG | 2022-01-02 | v8 | TRUE
https://raw.githubusercontent.com/mrc-ide/global-lmic-reports/master/AFG/projections.csv | 2020-12-02 | ICU_demand | 159.67 | 168.85 | 175.78 | 176.59 | 179.36 | 204.98 | Maintain Status Quo | Afghanistan | AFG | 2022-01-02 | v8 | TRUE
https://raw.githubusercontent.com/mrc-ide/global-lmic-reports/master/AFG/projections.csv | 2020-12-02 | hospital_incidence | 49.76 | 52.61 | 53.35 | 54.18 | 55.31 | 61.83 | Maintain Status Quo | Afghanistan | AFG | 2022-01-02 | v8 | TRUE
https://raw.githubusercontent.com/mrc-ide/global-lmic-reports/master/AFG/projections.csv | 2020-12-02 | ICU_incidence | 14.22 | 15.04 | 15.25 | 15.49 | 15.81 | 17.67 | Maintain Status Quo | Afghanistan | AFG | 2022-01-02 | v8 | TRUE
https://raw.githubusercontent.com/mrc-ide/global-lmic-reports/master/AFG/projections.csv | 2020-12-02 | prevalence | 39225.24 | 41301.19 | 42309.45 | 42730.5 | 43925.08 | 47920.63 | Maintain Status Quo | Afghanistan | AFG | 2022-01-02 | v8 | TRUE
https://raw.githubusercontent.com/mrc-ide/global-lmic-reports/master/AFG/projections.csv | 2020-12-02 | cumulative_infections | 845841.45 | 891941.08 | 911303.78 | 919110.92 | 935941.03 | 1024997.95 | Maintain Status Quo | Afghanistan | AFG | 2022-01-02 | v8 | TRUE
https://raw.githubusercontent.com/mrc-ide/global-lmic-reports/master/AFG/projections.csv | 2020-12-02 | cumulative_deaths | 1606.38 | 1703.14 | 1752.25 | 1764.17 | 1810.61 | 1982.96 | Maintain Status Quo | Afghanistan | AFG | 2022-01-02 | v8 | TRUE
https://raw.githubusercontent.com/mrc-ide/global-lmic-reports/master/AFG/projections.csv | 2020-12-02 | Rt | 1.01 | 1.04 | 1.06 | 1.07 | 1.08 | 1.13 | Maintain Status Quo | Afghanistan | AFG | 2022-01-02 | v8 | TRUE
https://raw.githubusercontent.com/mrc-ide/global-lmic-reports/master/AFG/projections.csv | 2020-12-02 | Reff | 0.99 | 1.02 | 1.04 | 1.04 | 1.06 | 1.1 | Maintain Status Quo | Afghanistan | AFG | 2022-01-02 | v8 | TRUE
https://raw.githubusercontent.com/mrc-ide/global-lmic-reports/master/AFG/projections.csv | 2020-12-02 | infections | 5878.34 | 6122.27 | 6399.99 | 6432.67 | 6630.73 | 7209.8 | Optimistic | Afghanistan | AFG | 2022-01-02 | v8 | TRUE
https://raw.githubusercontent.com/mrc-ide/global-lmic-reports/master/AFG/projections.csv | 2020-12-02 | deaths | 10.34 | 11 | 11.49 | 11.53 | 11.72 | 13.43 | Optimistic | Afghanistan | AFG | 2022-01-02 | v8 | TRUE
https://raw.githubusercontent.com/mrc-ide/global-lmic-reports/master/AFG/projections.csv | 2020-12-02 | hospital_demand | 425.76 | 454.12 | 470.49 | 472.83 | 479.27 | 548.29 | Optimistic | Afghanistan | AFG | 2022-01-02 | v8 | TRUE
https://raw.githubusercontent.com/mrc-ide/global-lmic-reports/master/AFG/projections.csv | 2020-12-02 | ICU_demand | 159.67 | 168.85 | 175.78 | 176.59 | 179.36 | 204.98 | Optimistic | Afghanistan | AFG | 2022-01-02 | v8 | TRUE
https://raw.githubusercontent.com/mrc-ide/global-lmic-reports/master/AFG/projections.csv | 2020-12-02 | hospital_incidence | 49.76 | 52.61 | 53.35 | 54.18 | 55.31 | 61.83 | Optimistic | Afghanistan | AFG | 2022-01-02 | v8 | TRUE
https://raw.githubusercontent.com/mrc-ide/global-lmic-reports/master/AFG/projections.csv | 2020-12-02 | ICU_incidence | 14.22 | 15.04 | 15.25 | 15.49 | 15.81 | 17.67 | Optimistic | Afghanistan | AFG | 2022-01-02 | v8 | TRUE
https://raw.githubusercontent.com/mrc-ide/global-lmic-reports/master/AFG/projections.csv | 2020-12-02 | prevalence | 39225.24 | 41301.19 | 42309.45 | 42730.5 | 43925.08 | 47920.63 | Optimistic | Afghanistan | AFG | 2022-01-02 | v8 | TRUE
https://raw.githubusercontent.com/mrc-ide/global-lmic-reports/master/AFG/projections.csv | 2020-12-02 | cumulative_infections | 845841.45 | 891941.08 | 911303.78 | 919110.92 | 935941.03 | 1024997.95 | Optimistic | Afghanistan | AFG | 2022-01-02 | v8 | TRUE
https://raw.githubusercontent.com/mrc-ide/global-lmic-reports/master/AFG/projections.csv | 2020-12-02 | cumulative_deaths | 1606.38 | 1703.14 | 1752.25 | 1764.17 | 1810.61 | 1982.96 | Optimistic | Afghanistan | AFG | 2022-01-02 | v8 | TRUE
https://raw.githubusercontent.com/mrc-ide/global-lmic-reports/master/AFG/projections.csv | 2020-12-02 | Rt | 1.01 | 1.04 | 1.06 | 1.07 | 1.08 | 1.13 | Optimistic | Afghanistan | AFG | 2022-01-02 | v8 | TRUE
https://raw.githubusercontent.com/mrc-ide/global-lmic-reports/master/AFG/projections.csv | 2020-12-02 | Reff | 0.99 | 1.02 | 1.04 | 1.04 | 1.06 | 1.1 | Optimistic | Afghanistan | AFG | 2022-01-02 | v8 | TRUE
https://raw.githubusercontent.com/mrc-ide/global-lmic-reports/master/AFG/projections.csv | 2020-12-02 | infections | 5878.34 | 6122.27 | 6399.99 | 6432.67 | 6630.73 | 7209.8 | Pessimistic | Afghanistan | AFG | 2022-01-02 | v8 | TRUE
https://raw.githubusercontent.com/mrc-ide/global-lmic-reports/master/AFG/projections.csv | 2020-12-02 | deaths | 10.34 | 11 | 11.49 | 11.53 | 11.72 | 13.43 | Pessimistic | Afghanistan | AFG | 2022-01-02 | v8 | TRUE
https://raw.githubusercontent.com/mrc-ide/global-lmic-reports/master/AFG/projections.csv | 2020-12-02 | hospital_demand | 425.76 | 454.12 | 470.49 | 472.83 | 479.27 | 548.29 | Pessimistic | Afghanistan | AFG | 2022-01-02 | v8 | TRUE
https://raw.githubusercontent.com/mrc-ide/global-lmic-reports/master/AFG/projections.csv | 2020-12-02 | ICU_demand | 159.67 | 168.85 | 175.78 | 176.59 | 179.36 | 204.98 | Pessimistic | Afghanistan | AFG | 2022-01-02 | v8 | TRUE
https://raw.githubusercontent.com/mrc-ide/global-lmic-reports/master/AFG/projections.csv | 2020-12-02 | hospital_incidence | 49.76 | 52.61 | 53.35 | 54.18 | 55.31 | 61.83 | Pessimistic | Afghanistan | AFG | 2022-01-02 | v8 | TRUE
https://raw.githubusercontent.com/mrc-ide/global-lmic-reports/master/AFG/projections.csv | 2020-12-02 | ICU_incidence | 14.22 | 15.04 | 15.25 | 15.49 | 15.81 | 17.67 | Pessimistic | Afghanistan | AFG | 2022-01-02 | v8 | TRUE
https://raw.githubusercontent.com/mrc-ide/global-lmic-reports/master/AFG/projections.csv | 2020-12-02 | prevalence | 39225.24 | 41301.19 | 42309.45 | 42730.5 | 43925.08 | 47920.63 | Pessimistic | Afghanistan | AFG | 2022-01-02 | v8 | TRUE
https://raw.githubusercontent.com/mrc-ide/global-lmic-reports/master/AFG/projections.csv | 2020-12-02 | cumulative_infections | 845841.45 | 891941.08 | 911303.78 | 919110.92 | 935941.03 | 1024997.95 | Pessimistic | Afghanistan | AFG | 2022-01-02 | v8 | TRUE
https://raw.githubusercontent.com/mrc-ide/global-lmic-reports/master/AFG/projections.csv | 2020-12-02 | cumulative_deaths | 1606.38 | 1703.14 | 1752.25 | 1764.17 | 1810.61 | 1982.96 | Pessimistic | Afghanistan | AFG | 2022-01-02 | v8 | TRUE
https://raw.githubusercontent.com/mrc-ide/global-lmic-reports/master/AFG/projections.csv | 2020-12-02 | Rt | 1.01 | 1.04 | 1.06 | 1.07 | 1.08 | 1.13 | Pessimistic | Afghanistan | AFG | 2022-01-02 | v8 | TRUE
https://raw.githubusercontent.com/mrc-ide/global-lmic-reports/master/AFG/projections.csv | 2020-12-02 | Reff | 0.99 | 1.02 | 1.04 | 1.04 | 1.06 | 1.1 | Pessimistic | Afghanistan | AFG | 2022-01-02 | v8 | TRUE
https://raw.githubusercontent.com/mrc-ide/global-lmic-reports/master/AFG/projections.csv | 2020-12-02 | infections | 5878.34 | 6122.27 | 6399.99 | 6432.67 | 6630.73 | 7209.8 | Relax Interventions 50% | Afghanistan | AFG | 2022-01-02 | v8 | TRUE
https://raw.githubusercontent.com/mrc-ide/global-lmic-reports/master/AFG/projections.csv | 2020-12-02 | deaths | 10.34 | 11 | 11.49 | 11.53 | 11.72 | 13.43 | Relax Interventions 50% | Afghanistan | AFG | 2022-01-02 | v8 | TRUE
https://raw.githubusercontent.com/mrc-ide/global-lmic-reports/master/AFG/projections.csv | 2020-12-02 | hospital_demand | 425.76 | 454.12 | 470.49 | 472.83 | 479.27 | 548.29 | Relax Interventions 50% | Afghanistan | AFG | 2022-01-02 | v8 | TRUE
https://raw.githubusercontent.com/mrc-ide/global-lmic-reports/master/AFG/projections.csv | 2020-12-02 | ICU_demand | 159.67 | 168.85 | 175.78 | 176.59 | 179.36 | 204.98 | Relax Interventions 50% | Afghanistan | AFG | 2022-01-02 | v8 | TRUE
https://raw.githubusercontent.com/mrc-ide/global-lmic-reports/master/AFG/projections.csv | 2020-12-02 | hospital_incidence | 49.76 | 52.61 | 53.35 | 54.18 | 55.31 | 61.83 | Relax Interventions 50% | Afghanistan | AFG | 2022-01-02 | v8 | TRUE
https://raw.githubusercontent.com/mrc-ide/global-lmic-reports/master/AFG/projections.csv | 2020-12-02 | ICU_incidence | 14.22 | 15.04 | 15.25 | 15.49 | 15.81 | 17.67 | Relax Interventions 50% | Afghanistan | AFG | 2022-01-02 | v8 | TRUE
https://raw.githubusercontent.com/mrc-ide/global-lmic-reports/master/AFG/projections.csv | 2020-12-02 | prevalence | 39225.24 | 41301.19 | 42309.45 | 42730.5 | 43925.08 | 47920.63 | Relax Interventions 50% | Afghanistan | AFG | 2022-01-02 | v8 | TRUE
https://raw.githubusercontent.com/mrc-ide/global-lmic-reports/master/AFG/projections.csv | 2020-12-02 | cumulative_infections | 845841.45 | 891941.08 | 911303.78 | 919110.92 | 935941.03 | 1024997.95 | Relax Interventions 50% | Afghanistan | AFG | 2022-01-02 | v8 | TRUE
https://raw.githubusercontent.com/mrc-ide/global-lmic-reports/master/AFG/projections.csv | 2020-12-02 | cumulative_deaths | 1606.38 | 1703.14 | 1752.25 | 1764.17 | 1810.61 | 1982.96 | Relax Interventions 50% | Afghanistan | AFG | 2022-01-02 | v8 | TRUE
https://raw.githubusercontent.com/mrc-ide/global-lmic-reports/master/AFG/projections.csv | 2020-12-02 | Rt | 1.01 | 1.04 | 1.06 | 1.07 | 1.08 | 1.13 | Relax Interventions 50% | Afghanistan | AFG | 2022-01-02 | v8 | TRUE
https://raw.githubusercontent.com/mrc-ide/global-lmic-reports/master/AFG/projections.csv | 2020-12-02 | Reff | 0.99 | 1.02 | 1.04 | 1.04 | 1.06 | 1.1 | Relax Interventions 50% | Afghanistan | AFG | 2022-01-02 | v8 | TRUE
https://raw.githubusercontent.com/mrc-ide/global-lmic-reports/master/AFG/projections.csv | 2020-12-02 | infections | 5647.66 | 6083.22 | 6263.64 | 6341.84 | 6520.86 | 7259.2 | Surged Additional 50% Reduction | Afghanistan | AFG | 2022-01-02 | v8 | TRUE
https://raw.githubusercontent.com/mrc-ide/global-lmic-reports/master/AFG/projections.csv | 2020-12-02 | deaths | 10.39 | 11 | 11.41 | 11.42 | 11.82 | 12.47 | Surged Additional 50% Reduction | Afghanistan | AFG | 2022-01-02 | v8 | TRUE
https://raw.githubusercontent.com/mrc-ide/global-lmic-reports/master/AFG/projections.csv | 2020-12-02 | hospital_demand | 428.93 | 452.09 | 467.09 | 467.91 | 480.15 | 514.55 | Surged Additional 50% Reduction | Afghanistan | AFG | 2022-01-02 | v8 | TRUE
https://raw.githubusercontent.com/mrc-ide/global-lmic-reports/master/AFG/projections.csv | 2020-12-02 | ICU_demand | 159.73 | 168.41 | 174.67 | 174.85 | 180.21 | 191.33 | Surged Additional 50% Reduction | Afghanistan | AFG | 2022-01-02 | v8 | TRUE
https://raw.githubusercontent.com/mrc-ide/global-lmic-reports/master/AFG/projections.csv | 2020-12-02 | hospital_incidence | 49.53 | 52.11 | 53.27 | 53.55 | 54.66 | 59.46 | Surged Additional 50% Reduction | Afghanistan | AFG | 2022-01-02 | v8 | TRUE
https://raw.githubusercontent.com/mrc-ide/global-lmic-reports/master/AFG/projections.csv | 2020-12-02 | ICU_incidence | 14.16 | 14.9 | 15.23 | 15.31 | 15.62 | 17 | Surged Additional 50% Reduction | Afghanistan | AFG | 2022-01-02 | v8 | TRUE
https://raw.githubusercontent.com/mrc-ide/global-lmic-reports/master/AFG/projections.csv | 2020-12-02 | prevalence | 38362.58 | 41021.5 | 41732.58 | 42184.11 | 42894.59 | 47645.32 | Surged Additional 50% Reduction | Afghanistan | AFG | 2022-01-02 | v8 | TRUE
https://raw.githubusercontent.com/mrc-ide/global-lmic-reports/master/AFG/projections.csv | 2020-12-02 | cumulative_infections | 851844.22 | 885630.98 | 914103.75 | 911361.13 | 934671.35 | 976176.34 | Surged Additional 50% Reduction | Afghanistan | AFG | 2022-01-02 | v8 | TRUE
https://raw.githubusercontent.com/mrc-ide/global-lmic-reports/master/AFG/projections.csv | 2020-12-02 | cumulative_deaths | 1615.77 | 1683.65 | 1743.93 | 1736.37 | 1781.48 | 1863.39 | Surged Additional 50% Reduction | Afghanistan | AFG | 2022-01-02 | v8 | TRUE
https://raw.githubusercontent.com/mrc-ide/global-lmic-reports/master/AFG/projections.csv | 2020-12-02 | Rt | 1.01 | 1.04 | 1.06 | 1.06 | 1.08 | 1.12 | Surged Additional 50% Reduction | Afghanistan | AFG | 2022-01-02 | v8 | TRUE
https://raw.githubusercontent.com/mrc-ide/global-lmic-reports/master/AFG/projections.csv | 2020-12-02 | Reff | 0.98 | 1.02 | 1.04 | 1.04 | 1.05 | 1.09 | Surged Additional 50% Reduction | Afghanistan | AFG | 2022-01-02 | v8 | TRUE
https://raw.githubusercontent.com/mrc-ide/global-lmic-reports/master/AFG/projections.csv | 2020-12-02 | infections | 5647.66 | 6083.22 | 6263.64 | 6341.84 | 6520.86 | 7259.2 | Surged Maintain Status Quo | Afghanistan | AFG | 2022-01-02 | v8 | TRUE
https://raw.githubusercontent.com/mrc-ide/global-lmic-reports/master/AFG/projections.csv | 2020-12-02 | deaths | 10.39 | 11 | 11.41 | 11.42 | 11.82 | 12.47 | Surged Maintain Status Quo | Afghanistan | AFG | 2022-01-02 | v8 | TRUE
https://raw.githubusercontent.com/mrc-ide/global-lmic-reports/master/AFG/projections.csv | 2020-12-02 | hospital_demand | 428.93 | 452.09 | 467.09 | 467.91 | 480.15 | 514.55 | Surged Maintain Status Quo | Afghanistan | AFG | 2022-01-02 | v8 | TRUE
https://raw.githubusercontent.com/mrc-ide/global-lmic-reports/master/AFG/projections.csv | 2020-12-02 | ICU_demand | 159.73 | 168.41 | 174.67 | 174.85 | 180.21 | 191.33 | Surged Maintain Status Quo | Afghanistan | AFG | 2022-01-02 | v8 | TRUE
https://raw.githubusercontent.com/mrc-ide/global-lmic-reports/master/AFG/projections.csv | 2020-12-02 | hospital_incidence | 49.53 | 52.11 | 53.27 | 53.55 | 54.66 | 59.46 | Surged Maintain Status Quo | Afghanistan | AFG | 2022-01-02 | v8 | TRUE
https://raw.githubusercontent.com/mrc-ide/global-lmic-reports/master/AFG/projections.csv | 2020-12-02 | ICU_incidence | 14.16 | 14.9 | 15.23 | 15.31 | 15.62 | 17 | Surged Maintain Status Quo | Afghanistan | AFG | 2022-01-02 | v8 | TRUE
https://raw.githubusercontent.com/mrc-ide/global-lmic-reports/master/AFG/projections.csv | 2020-12-02 | prevalence | 38362.58 | 41021.5 | 41732.58 | 42184.11 | 42894.59 | 47645.32 | Surged Maintain Status Quo | Afghanistan | AFG | 2022-01-02 | v8 | TRUE
https://raw.githubusercontent.com/mrc-ide/global-lmic-reports/master/AFG/projections.csv | 2020-12-02 | cumulative_infections | 851844.22 | 885630.98 | 914103.75 | 911361.13 | 934671.35 | 976176.34 | Surged Maintain Status Quo | Afghanistan | AFG | 2022-01-02 | v8 | TRUE
https://raw.githubusercontent.com/mrc-ide/global-lmic-reports/master/AFG/projections.csv | 2020-12-02 | cumulative_deaths | 1615.77 | 1683.65 | 1743.93 | 1736.37 | 1781.48 | 1863.39 | Surged Maintain Status Quo | Afghanistan | AFG | 2022-01-02 | v8 | TRUE
https://raw.githubusercontent.com/mrc-ide/global-lmic-reports/master/AFG/projections.csv | 2020-12-02 | Rt | 1.01 | 1.04 | 1.06 | 1.06 | 1.08 | 1.12 | Surged Maintain Status Quo | Afghanistan | AFG | 2022-01-02 | v8 | TRUE
https://raw.githubusercontent.com/mrc-ide/global-lmic-reports/master/AFG/projections.csv | 2020-12-02 | Reff | 0.98 | 1.02 | 1.04 | 1.04 | 1.05 | 1.09 | Surged Maintain Status Quo | Afghanistan | AFG | 2022-01-02 | v8 | TRUE
https://raw.githubusercontent.com/mrc-ide/global-lmic-reports/master/AFG/projections.csv | 2020-12-02 | infections | 5647.66 | 6083.22 | 6263.64 | 6341.84 | 6520.86 | 7259.2 | Surged Optimistic | Afghanistan | AFG | 2022-01-02 | v8 | TRUE
https://raw.githubusercontent.com/mrc-ide/global-lmic-reports/master/AFG/projections.csv | 2020-12-02 | deaths | 10.39 | 11 | 11.41 | 11.42 | 11.82 | 12.47 | Surged Optimistic | Afghanistan | AFG | 2022-01-02 | v8 | TRUE
https://raw.githubusercontent.com/mrc-ide/global-lmic-reports/master/AFG/projections.csv | 2020-12-02 | hospital_demand | 428.93 | 452.09 | 467.09 | 467.91 | 480.15 | 514.55 | Surged Optimistic | Afghanistan | AFG | 2022-01-02 | v8 | TRUE
https://raw.githubusercontent.com/mrc-ide/global-lmic-reports/master/AFG/projections.csv | 2020-12-02 | ICU_demand | 159.73 | 168.41 | 174.67 | 174.85 | 180.21 | 191.33 | Surged Optimistic | Afghanistan | AFG | 2022-01-02 | v8 | TRUE
https://raw.githubusercontent.com/mrc-ide/global-lmic-reports/master/AFG/projections.csv | 2020-12-02 | hospital_incidence | 49.53 | 52.11 | 53.27 | 53.55 | 54.66 | 59.46 | Surged Optimistic | Afghanistan | AFG | 2022-01-02 | v8 | TRUE
https://raw.githubusercontent.com/mrc-ide/global-lmic-reports/master/AFG/projections.csv | 2020-12-02 | ICU_incidence | 14.16 | 14.9 | 15.23 | 15.31 | 15.62 | 17 | Surged Optimistic | Afghanistan | AFG | 2022-01-02 | v8 | TRUE
https://raw.githubusercontent.com/mrc-ide/global-lmic-reports/master/AFG/projections.csv | 2020-12-02 | prevalence | 38362.58 | 41021.5 | 41732.58 | 42184.11 | 42894.59 | 47645.32 | Surged Optimistic | Afghanistan | AFG | 2022-01-02 | v8 | TRUE
https://raw.githubusercontent.com/mrc-ide/global-lmic-reports/master/AFG/projections.csv | 2020-12-02 | cumulative_infections | 851844.22 | 885630.98 | 914103.75 | 911361.13 | 934671.35 | 976176.34 | Surged Optimistic | Afghanistan | AFG | 2022-01-02 | v8 | TRUE
https://raw.githubusercontent.com/mrc-ide/global-lmic-reports/master/AFG/projections.csv | 2020-12-02 | cumulative_deaths | 1615.77 | 1683.65 | 1743.93 | 1736.37 | 1781.48 | 1863.39 | Surged Optimistic | Afghanistan | AFG | 2022-01-02 | v8 | TRUE
https://raw.githubusercontent.com/mrc-ide/global-lmic-reports/master/AFG/projections.csv | 2020-12-02 | Rt | 1.01 | 1.04 | 1.06 | 1.06 | 1.08 | 1.12 | Surged Optimistic | Afghanistan | AFG | 2022-01-02 | v8 | TRUE
https://raw.githubusercontent.com/mrc-ide/global-lmic-reports/master/AFG/projections.csv | 2020-12-02 | Reff | 0.98 | 1.02 | 1.04 | 1.04 | 1.05 | 1.09 | Surged Optimistic | Afghanistan | AFG | 2022-01-02 | v8 | TRUE
https://raw.githubusercontent.com/mrc-ide/global-lmic-reports/master/AFG/projections.csv | 2020-12-02 | infections | 5647.66 | 6083.22 | 6263.64 | 6341.84 | 6520.86 | 7259.2 | Surged Pessimistic | Afghanistan | AFG | 2022-01-02 | v8 | TRUE
https://raw.githubusercontent.com/mrc-ide/global-lmic-reports/master/AFG/projections.csv | 2020-12-02 | deaths | 10.39 | 11 | 11.41 | 11.42 | 11.82 | 12.47 | Surged Pessimistic | Afghanistan | AFG | 2022-01-02 | v8 | TRUE
https://raw.githubusercontent.com/mrc-ide/global-lmic-reports/master/AFG/projections.csv | 2020-12-02 | hospital_demand | 428.93 | 452.09 | 467.09 | 467.91 | 480.15 | 514.55 | Surged Pessimistic | Afghanistan | AFG | 2022-01-02 | v8 | TRUE
https://raw.githubusercontent.com/mrc-ide/global-lmic-reports/master/AFG/projections.csv | 2020-12-02 | ICU_demand | 159.73 | 168.41 | 174.67 | 174.85 | 180.21 | 191.33 | Surged Pessimistic | Afghanistan | AFG | 2022-01-02 | v8 | TRUE
https://raw.githubusercontent.com/mrc-ide/global-lmic-reports/master/AFG/projections.csv | 2020-12-02 | hospital_incidence | 49.53 | 52.11 | 53.27 | 53.55 | 54.66 | 59.46 | Surged Pessimistic | Afghanistan | AFG | 2022-01-02 | v8 | TRUE
https://raw.githubusercontent.com/mrc-ide/global-lmic-reports/master/AFG/projections.csv | 2020-12-02 | ICU_incidence | 14.16 | 14.9 | 15.23 | 15.31 | 15.62 | 17 | Surged Pessimistic | Afghanistan | AFG | 2022-01-02 | v8 | TRUE
https://raw.githubusercontent.com/mrc-ide/global-lmic-reports/master/AFG/projections.csv | 2020-12-02 | prevalence | 38362.58 | 41021.5 | 41732.58 | 42184.11 | 42894.59 | 47645.32 | Surged Pessimistic | Afghanistan | AFG | 2022-01-02 | v8 | TRUE
https://raw.githubusercontent.com/mrc-ide/global-lmic-reports/master/AFG/projections.csv | 2020-12-02 | cumulative_infections | 851844.22 | 885630.98 | 914103.75 | 911361.13 | 934671.35 | 976176.34 | Surged Pessimistic | Afghanistan | AFG | 2022-01-02 | v8 | TRUE
https://raw.githubusercontent.com/mrc-ide/global-lmic-reports/master/AFG/projections.csv | 2020-12-02 | cumulative_deaths | 1615.77 | 1683.65 | 1743.93 | 1736.37 | 1781.48 | 1863.39 | Surged Pessimistic | Afghanistan | AFG | 2022-01-02 | v8 | TRUE
https://raw.githubusercontent.com/mrc-ide/global-lmic-reports/master/AFG/projections.csv | 2020-12-02 | Rt | 1.01 | 1.04 | 1.06 | 1.06 | 1.08 | 1.12 | Surged Pessimistic | Afghanistan | AFG | 2022-01-02 | v8 | TRUE
https://raw.githubusercontent.com/mrc-ide/global-lmic-reports/master/AFG/projections.csv | 2020-12-02 | Reff | 0.98 | 1.02 | 1.04 | 1.04 | 1.05 | 1.09 | Surged Pessimistic | Afghanistan | AFG | 2022-01-02 | v8 | TRUE
https://raw.githubusercontent.com/mrc-ide/global-lmic-reports/master/AFG/projections.csv | 2020-12-02 | infections | 5647.66 | 6083.22 | 6263.64 | 6341.84 | 6520.86 | 7259.2 | Surged Relax Interventions 50% | Afghanistan | AFG | 2022-01-02 | v8 | TRUE
https://raw.githubusercontent.com/mrc-ide/global-lmic-reports/master/AFG/projections.csv | 2020-12-02 | deaths | 10.39 | 11 | 11.41 | 11.42 | 11.82 | 12.47 | Surged Relax Interventions 50% | Afghanistan | AFG | 2022-01-02 | v8 | TRUE
https://raw.githubusercontent.com/mrc-ide/global-lmic-reports/master/AFG/projections.csv | 2020-12-02 | hospital_demand | 428.93 | 452.09 | 467.09 | 467.91 | 480.15 | 514.55 | Surged Relax Interventions 50% | Afghanistan | AFG | 2022-01-02 | v8 | TRUE
https://raw.githubusercontent.com/mrc-ide/global-lmic-reports/master/AFG/projections.csv | 2020-12-02 | ICU_demand | 159.73 | 168.41 | 174.67 | 174.85 | 180.21 | 191.33 | Surged Relax Interventions 50% | Afghanistan | AFG | 2022-01-02 | v8 | TRUE
https://raw.githubusercontent.com/mrc-ide/global-lmic-reports/master/AFG/projections.csv | 2020-12-02 | hospital_incidence | 49.53 | 52.11 | 53.27 | 53.55 | 54.66 | 59.46 | Surged Relax Interventions 50% | Afghanistan | AFG | 2022-01-02 | v8 | TRUE
https://raw.githubusercontent.com/mrc-ide/global-lmic-reports/master/AFG/projections.csv | 2020-12-02 | ICU_incidence | 14.16 | 14.9 | 15.23 | 15.31 | 15.62 | 17 | Surged Relax Interventions 50% | Afghanistan | AFG | 2022-01-02 | v8 | TRUE
https://raw.githubusercontent.com/mrc-ide/global-lmic-reports/master/AFG/projections.csv | 2020-12-02 | prevalence | 38362.58 | 41021.5 | 41732.58 | 42184.11 | 42894.59 | 47645.32 | Surged Relax Interventions 50% | Afghanistan | AFG | 2022-01-02 | v8 | TRUE
https://raw.githubusercontent.com/mrc-ide/global-lmic-reports/master/AFG/projections.csv | 2020-12-02 | cumulative_infections | 851844.22 | 885630.98 | 914103.75 | 911361.13 | 934671.35 | 976176.34 | Surged Relax Interventions 50% | Afghanistan | AFG | 2022-01-02 | v8 | TRUE
https://raw.githubusercontent.com/mrc-ide/global-lmic-reports/master/AFG/projections.csv | 2020-12-02 | cumulative_deaths | 1615.77 | 1683.65 | 1743.93 | 1736.37 | 1781.48 | 1863.39 | Surged Relax Interventions 50% | Afghanistan | AFG | 2022-01-02 | v8 | TRUE
https://raw.githubusercontent.com/mrc-ide/global-lmic-reports/master/AFG/projections.csv | 2020-12-02 | Rt | 1.01 | 1.04 | 1.06 | 1.06 | 1.08 | 1.12 | Surged Relax Interventions 50% | Afghanistan | AFG | 2022-01-02 | v8 | TRUE
https://raw.githubusercontent.com/mrc-ide/global-lmic-reports/master/AFG/projections.csv | 2020-12-02 | Reff | 0.98 | 1.02 | 1.04 | 1.04 | 1.05 | 1.09 | Surged Relax Interventions 50% | Afghanistan | AFG | 2022-01-02 | v8 | TRUE
https://raw.githubusercontent.com/mrc-ide/global-lmic-reports/master/AFG/projections.csv | 2020-12-03 | infections | 5868.8 | 6115.67 | 6404.59 | 6438.22 | 6652.51 | 7216.5 | Additional 50% Reduction | Afghanistan | AFG | 2022-01-02 | v8 | TRUE
https://raw.githubusercontent.com/mrc-ide/global-lmic-reports/master/AFG/projections.csv | 2020-12-03 | deaths | 10.56 | 11.19 | 11.67 | 11.72 | 11.9 | 13.62 | Additional 50% Reduction | Afghanistan | AFG | 2022-01-02 | v8 | TRUE
https://raw.githubusercontent.com/mrc-ide/global-lmic-reports/master/AFG/projections.csv | 2020-12-03 | hospital_demand | 431.03 | 460.72 | 476.32 | 478.22 | 484.75 | 553.26 | Additional 50% Reduction | Afghanistan | AFG | 2022-01-02 | v8 | TRUE
https://raw.githubusercontent.com/mrc-ide/global-lmic-reports/master/AFG/projections.csv | 2020-12-03 | ICU_demand | 162.05 | 171.71 | 178.34 | 179.07 | 181.84 | 207.49 | Additional 50% Reduction | Afghanistan | AFG | 2022-01-02 | v8 | TRUE
https://raw.githubusercontent.com/mrc-ide/global-lmic-reports/master/AFG/projections.csv | 2020-12-03 | hospital_incidence | 50.05 | 52.91 | 53.84 | 54.46 | 55.62 | 61.89 | Additional 50% Reduction | Afghanistan | AFG | 2022-01-02 | v8 | TRUE
https://raw.githubusercontent.com/mrc-ide/global-lmic-reports/master/AFG/projections.csv | 2020-12-03 | ICU_incidence | 14.31 | 15.13 | 15.39 | 15.57 | 15.9 | 17.69 | Additional 50% Reduction | Afghanistan | AFG | 2022-01-02 | v8 | TRUE
https://raw.githubusercontent.com/mrc-ide/global-lmic-reports/master/AFG/projections.csv | 2020-12-03 | prevalence | 39424 | 41413.89 | 42585.95 | 42991.08 | 44142.59 | 48014.5 | Additional 50% Reduction | Afghanistan | AFG | 2022-01-02 | v8 | TRUE
https://raw.githubusercontent.com/mrc-ide/global-lmic-reports/master/AFG/projections.csv | 2020-12-03 | cumulative_infections | 852110.78 | 898116.96 | 917360.91 | 925549.14 | 942581.69 | 1032100.34 | Additional 50% Reduction | Afghanistan | AFG | 2022-01-02 | v8 | TRUE
https://raw.githubusercontent.com/mrc-ide/global-lmic-reports/master/AFG/projections.csv | 2020-12-03 | cumulative_deaths | 1617.18 | 1714.77 | 1763.78 | 1775.89 | 1822.62 | 1996.12 | Additional 50% Reduction | Afghanistan | AFG | 2022-01-02 | v8 | TRUE
https://raw.githubusercontent.com/mrc-ide/global-lmic-reports/master/AFG/projections.csv | 2020-12-03 | Rt | 1 | 1.03 | 1.04 | 1.05 | 1.06 | 1.1 | Additional 50% Reduction | Afghanistan | AFG | 2022-01-02 | v8 | TRUE
https://raw.githubusercontent.com/mrc-ide/global-lmic-reports/master/AFG/projections.csv | 2020-12-03 | Reff | 0.98 | 1 | 1.02 | 1.02 | 1.03 | 1.08 | Additional 50% Reduction | Afghanistan | AFG | 2022-01-02 | v8 | TRUE
https://raw.githubusercontent.com/mrc-ide/global-lmic-reports/master/AFG/projections.csv | 2020-12-03 | infections | 5868.8 | 6115.67 | 6404.59 | 6438.22 | 6652.51 | 7216.5 | Maintain Status Quo | Afghanistan | AFG | 2022-01-02 | v8 | TRUE
https://raw.githubusercontent.com/mrc-ide/global-lmic-reports/master/AFG/projections.csv | 2020-12-03 | deaths | 10.56 | 11.19 | 11.67 | 11.72 | 11.9 | 13.62 | Maintain Status Quo | Afghanistan | AFG | 2022-01-02 | v8 | TRUE
https://raw.githubusercontent.com/mrc-ide/global-lmic-reports/master/AFG/projections.csv | 2020-12-03 | hospital_demand | 431.03 | 460.72 | 476.32 | 478.22 | 484.75 | 553.26 | Maintain Status Quo | Afghanistan | AFG | 2022-01-02 | v8 | TRUE
https://raw.githubusercontent.com/mrc-ide/global-lmic-reports/master/AFG/projections.csv | 2020-12-03 | ICU_demand | 162.05 | 171.71 | 178.34 | 179.07 | 181.84 | 207.49 | Maintain Status Quo | Afghanistan | AFG | 2022-01-02 | v8 | TRUE
https://raw.githubusercontent.com/mrc-ide/global-lmic-reports/master/AFG/projections.csv | 2020-12-03 | hospital_incidence | 50.05 | 52.91 | 53.84 | 54.46 | 55.62 | 61.89 | Maintain Status Quo | Afghanistan | AFG | 2022-01-02 | v8 | TRUE
https://raw.githubusercontent.com/mrc-ide/global-lmic-reports/master/AFG/projections.csv | 2020-12-03 | ICU_incidence | 14.31 | 15.13 | 15.39 | 15.57 | 15.9 | 17.69 | Maintain Status Quo | Afghanistan | AFG | 2022-01-02 | v8 | TRUE
https://raw.githubusercontent.com/mrc-ide/global-lmic-reports/master/AFG/projections.csv | 2020-12-03 | prevalence | 39424 | 41413.89 | 42585.95 | 42991.08 | 44142.59 | 48014.5 | Maintain Status Quo | Afghanistan | AFG | 2022-01-02 | v8 | TRUE
https://raw.githubusercontent.com/mrc-ide/global-lmic-reports/master/AFG/projections.csv | 2020-12-03 | cumulative_infections | 852110.78 | 898116.96 | 917360.91 | 925549.14 | 942581.69 | 1032100.34 | Maintain Status Quo | Afghanistan | AFG | 2022-01-02 | v8 | TRUE
https://raw.githubusercontent.com/mrc-ide/global-lmic-reports/master/AFG/projections.csv | 2020-12-03 | cumulative_deaths | 1617.18 | 1714.77 | 1763.78 | 1775.89 | 1822.62 | 1996.12 | Maintain Status Quo | Afghanistan | AFG | 2022-01-02 | v8 | TRUE
https://raw.githubusercontent.com/mrc-ide/global-lmic-reports/master/AFG/projections.csv | 2020-12-03 | Rt | 1 | 1.03 | 1.04 | 1.05 | 1.06 | 1.1 | Maintain Status Quo | Afghanistan | AFG | 2022-01-02 | v8 | TRUE
https://raw.githubusercontent.com/mrc-ide/global-lmic-reports/master/AFG/projections.csv | 2020-12-03 | Reff | 0.98 | 1 | 1.02 | 1.02 | 1.03 | 1.08 | Maintain Status Quo | Afghanistan | AFG | 2022-01-02 | v8 | TRUE
https://raw.githubusercontent.com/mrc-ide/global-lmic-reports/master/AFG/projections.csv | 2020-12-03 | infections | 5868.8 | 6115.67 | 6404.59 | 6438.22 | 6652.51 | 7216.5 | Optimistic | Afghanistan | AFG | 2022-01-02 | v8 | TRUE
https://raw.githubusercontent.com/mrc-ide/global-lmic-reports/master/AFG/projections.csv | 2020-12-03 | deaths | 10.56 | 11.19 | 11.67 | 11.72 | 11.9 | 13.62 | Optimistic | Afghanistan | AFG | 2022-01-02 | v8 | TRUE
https://raw.githubusercontent.com/mrc-ide/global-lmic-reports/master/AFG/projections.csv | 2020-12-03 | hospital_demand | 431.03 | 460.72 | 476.32 | 478.22 | 484.75 | 553.26 | Optimistic | Afghanistan | AFG | 2022-01-02 | v8 | TRUE
https://raw.githubusercontent.com/mrc-ide/global-lmic-reports/master/AFG/projections.csv | 2020-12-03 | ICU_demand | 162.05 | 171.71 | 178.34 | 179.07 | 181.84 | 207.49 | Optimistic | Afghanistan | AFG | 2022-01-02 | v8 | TRUE
https://raw.githubusercontent.com/mrc-ide/global-lmic-reports/master/AFG/projections.csv | 2020-12-03 | hospital_incidence | 50.05 | 52.91 | 53.84 | 54.46 | 55.62 | 61.89 | Optimistic | Afghanistan | AFG | 2022-01-02 | v8 | TRUE
https://raw.githubusercontent.com/mrc-ide/global-lmic-reports/master/AFG/projections.csv | 2020-12-03 | ICU_incidence | 14.31 | 15.13 | 15.39 | 15.57 | 15.9 | 17.69 | Optimistic | Afghanistan | AFG | 2022-01-02 | v8 | TRUE
https://raw.githubusercontent.com/mrc-ide/global-lmic-reports/master/AFG/projections.csv | 2020-12-03 | prevalence | 39424 | 41413.89 | 42585.95 | 42991.08 | 44142.59 | 48014.5 | Optimistic | Afghanistan | AFG | 2022-01-02 | v8 | TRUE
https://raw.githubusercontent.com/mrc-ide/global-lmic-reports/master/AFG/projections.csv | 2020-12-03 | cumulative_infections | 852110.78 | 898116.96 | 917360.91 | 925549.14 | 942581.69 | 1032100.34 | Optimistic | Afghanistan | AFG | 2022-01-02 | v8 | TRUE
https://raw.githubusercontent.com/mrc-ide/global-lmic-reports/master/AFG/projections.csv | 2020-12-03 | cumulative_deaths | 1617.18 | 1714.77 | 1763.78 | 1775.89 | 1822.62 | 1996.12 | Optimistic | Afghanistan | AFG | 2022-01-02 | v8 | TRUE
https://raw.githubusercontent.com/mrc-ide/global-lmic-reports/master/AFG/projections.csv | 2020-12-03 | Rt | 1 | 1.03 | 1.04 | 1.05 | 1.06 | 1.1 | Optimistic | Afghanistan | AFG | 2022-01-02 | v8 | TRUE
https://raw.githubusercontent.com/mrc-ide/global-lmic-reports/master/AFG/projections.csv | 2020-12-03 | Reff | 0.98 | 1 | 1.02 | 1.02 | 1.03 | 1.08 | Optimistic | Afghanistan | AFG | 2022-01-02 | v8 | TRUE
https://raw.githubusercontent.com/mrc-ide/global-lmic-reports/master/AFG/projections.csv | 2020-12-03 | infections | 5868.8 | 6115.67 | 6404.59 | 6438.22 | 6652.51 | 7216.5 | Pessimistic | Afghanistan | AFG | 2022-01-02 | v8 | TRUE
https://raw.githubusercontent.com/mrc-ide/global-lmic-reports/master/AFG/projections.csv | 2020-12-03 | deaths | 10.56 | 11.19 | 11.67 | 11.72 | 11.9 | 13.62 | Pessimistic | Afghanistan | AFG | 2022-01-02 | v8 | TRUE
https://raw.githubusercontent.com/mrc-ide/global-lmic-reports/master/AFG/projections.csv | 2020-12-03 | hospital_demand | 431.03 | 460.72 | 476.32 | 478.22 | 484.75 | 553.26 | Pessimistic | Afghanistan | AFG | 2022-01-02 | v8 | TRUE
https://raw.githubusercontent.com/mrc-ide/global-lmic-reports/master/AFG/projections.csv | 2020-12-03 | ICU_demand | 162.05 | 171.71 | 178.34 | 179.07 | 181.84 | 207.49 | Pessimistic | Afghanistan | AFG | 2022-01-02 | v8 | TRUE
https://raw.githubusercontent.com/mrc-ide/global-lmic-reports/master/AFG/projections.csv | 2020-12-03 | hospital_incidence | 50.05 | 52.91 | 53.84 | 54.46 | 55.62 | 61.89 | Pessimistic | Afghanistan | AFG | 2022-01-02 | v8 | TRUE
https://raw.githubusercontent.com/mrc-ide/global-lmic-reports/master/AFG/projections.csv | 2020-12-03 | ICU_incidence | 14.31 | 15.13 | 15.39 | 15.57 | 15.9 | 17.69 | Pessimistic | Afghanistan | AFG | 2022-01-02 | v8 | TRUE
https://raw.githubusercontent.com/mrc-ide/global-lmic-reports/master/AFG/projections.csv | 2020-12-03 | prevalence | 39424 | 41413.89 | 42585.95 | 42991.08 | 44142.59 | 48014.5 | Pessimistic | Afghanistan | AFG | 2022-01-02 | v8 | TRUE
https://raw.githubusercontent.com/mrc-ide/global-lmic-reports/master/AFG/projections.csv | 2020-12-03 | cumulative_infections | 852110.78 | 898116.96 | 917360.91 | 925549.14 | 942581.69 | 1032100.34 | Pessimistic | Afghanistan | AFG | 2022-01-02 | v8 | TRUE
https://raw.githubusercontent.com/mrc-ide/global-lmic-reports/master/AFG/projections.csv | 2020-12-03 | cumulative_deaths | 1617.18 | 1714.77 | 1763.78 | 1775.89 | 1822.62 | 1996.12 | Pessimistic | Afghanistan | AFG | 2022-01-02 | v8 | TRUE
https://raw.githubusercontent.com/mrc-ide/global-lmic-reports/master/AFG/projections.csv | 2020-12-03 | Rt | 1 | 1.03 | 1.04 | 1.05 | 1.06 | 1.1 | Pessimistic | Afghanistan | AFG | 2022-01-02 | v8 | TRUE
https://raw.githubusercontent.com/mrc-ide/global-lmic-reports/master/AFG/projections.csv | 2020-12-03 | Reff | 0.98 | 1 | 1.02 | 1.02 | 1.03 | 1.08 | Pessimistic | Afghanistan | AFG | 2022-01-02 | v8 | TRUE
https://raw.githubusercontent.com/mrc-ide/global-lmic-reports/master/AFG/projections.csv | 2020-12-03 | infections | 5868.8 | 6115.67 | 6404.59 | 6438.22 | 6652.51 | 7216.5 | Relax Interventions 50% | Afghanistan | AFG | 2022-01-02 | v8 | TRUE
https://raw.githubusercontent.com/mrc-ide/global-lmic-reports/master/AFG/projections.csv | 2020-12-03 | deaths | 10.56 | 11.19 | 11.67 | 11.72 | 11.9 | 13.62 | Relax Interventions 50% | Afghanistan | AFG | 2022-01-02 | v8 | TRUE
https://raw.githubusercontent.com/mrc-ide/global-lmic-reports/master/AFG/projections.csv | 2020-12-03 | hospital_demand | 431.03 | 460.72 | 476.32 | 478.22 | 484.75 | 553.26 | Relax Interventions 50% | Afghanistan | AFG | 2022-01-02 | v8 | TRUE
https://raw.githubusercontent.com/mrc-ide/global-lmic-reports/master/AFG/projections.csv | 2020-12-03 | ICU_demand | 162.05 | 171.71 | 178.34 | 179.07 | 181.84 | 207.49 | Relax Interventions 50% | Afghanistan | AFG | 2022-01-02 | v8 | TRUE
https://raw.githubusercontent.com/mrc-ide/global-lmic-reports/master/AFG/projections.csv | 2020-12-03 | hospital_incidence | 50.05 | 52.91 | 53.84 | 54.46 | 55.62 | 61.89 | Relax Interventions 50% | Afghanistan | AFG | 2022-01-02 | v8 | TRUE
https://raw.githubusercontent.com/mrc-ide/global-lmic-reports/master/AFG/projections.csv | 2020-12-03 | ICU_incidence | 14.31 | 15.13 | 15.39 | 15.57 | 15.9 | 17.69 | Relax Interventions 50% | Afghanistan | AFG | 2022-01-02 | v8 | TRUE
https://raw.githubusercontent.com/mrc-ide/global-lmic-reports/master/AFG/projections.csv | 2020-12-03 | prevalence | 39424 | 41413.89 | 42585.95 | 42991.08 | 44142.59 | 48014.5 | Relax Interventions 50% | Afghanistan | AFG | 2022-01-02 | v8 | TRUE
https://raw.githubusercontent.com/mrc-ide/global-lmic-reports/master/AFG/projections.csv | 2020-12-03 | cumulative_infections | 852110.78 | 898116.96 | 917360.91 | 925549.14 | 942581.69 | 1032100.34 | Relax Interventions 50% | Afghanistan | AFG | 2022-01-02 | v8 | TRUE
https://raw.githubusercontent.com/mrc-ide/global-lmic-reports/master/AFG/projections.csv | 2020-12-03 | cumulative_deaths | 1617.18 | 1714.77 | 1763.78 | 1775.89 | 1822.62 | 1996.12 | Relax Interventions 50% | Afghanistan | AFG | 2022-01-02 | v8 | TRUE
https://raw.githubusercontent.com/mrc-ide/global-lmic-reports/master/AFG/projections.csv | 2020-12-03 | Rt | 1 | 1.03 | 1.04 | 1.05 | 1.06 | 1.1 | Relax Interventions 50% | Afghanistan | AFG | 2022-01-02 | v8 | TRUE
https://raw.githubusercontent.com/mrc-ide/global-lmic-reports/master/AFG/projections.csv | 2020-12-03 | Reff | 0.98 | 1 | 1.02 | 1.02 | 1.03 | 1.08 | Relax Interventions 50% | Afghanistan | AFG | 2022-01-02 | v8 | TRUE
https://raw.githubusercontent.com/mrc-ide/global-lmic-reports/master/AFG/projections.csv | 2020-12-03 | infections | 5624.39 | 6069.85 | 6274.52 | 6347.41 | 6571.02 | 7287.59 | Surged Additional 50% Reduction | Afghanistan | AFG | 2022-01-02 | v8 | TRUE
https://raw.githubusercontent.com/mrc-ide/global-lmic-reports/master/AFG/projections.csv | 2020-12-03 | deaths | 10.58 | 11.16 | 11.59 | 11.6 | 11.97 | 12.69 | Surged Additional 50% Reduction | Afghanistan | AFG | 2022-01-02 | v8 | TRUE
https://raw.githubusercontent.com/mrc-ide/global-lmic-reports/master/AFG/projections.csv | 2020-12-03 | hospital_demand | 434.72 | 457.68 | 471.56 | 473.15 | 484.67 | 518.73 | Surged Additional 50% Reduction | Afghanistan | AFG | 2022-01-02 | v8 | TRUE
https://raw.githubusercontent.com/mrc-ide/global-lmic-reports/master/AFG/projections.csv | 2020-12-03 | ICU_demand | 162.4 | 170.96 | 176.9 | 177.27 | 182.38 | 194.36 | Surged Additional 50% Reduction | Afghanistan | AFG | 2022-01-02 | v8 | TRUE
https://raw.githubusercontent.com/mrc-ide/global-lmic-reports/master/AFG/projections.csv | 2020-12-03 | hospital_incidence | 49.69 | 52.36 | 53.48 | 53.81 | 54.81 | 60.11 | Surged Additional 50% Reduction | Afghanistan | AFG | 2022-01-02 | v8 | TRUE
https://raw.githubusercontent.com/mrc-ide/global-lmic-reports/master/AFG/projections.csv | 2020-12-03 | ICU_incidence | 14.21 | 14.97 | 15.29 | 15.38 | 15.67 | 17.18 | Surged Additional 50% Reduction | Afghanistan | AFG | 2022-01-02 | v8 | TRUE
https://raw.githubusercontent.com/mrc-ide/global-lmic-reports/master/AFG/projections.csv | 2020-12-03 | prevalence | 38391.81 | 41184.95 | 42167.82 | 42430.02 | 43131.02 | 48078.74 | Surged Additional 50% Reduction | Afghanistan | AFG | 2022-01-02 | v8 | TRUE
https://raw.githubusercontent.com/mrc-ide/global-lmic-reports/master/AFG/projections.csv | 2020-12-03 | cumulative_infections | 858096.4 | 891850.43 | 920086.78 | 917708.54 | 941396.69 | 982809.7 | Surged Additional 50% Reduction | Afghanistan | AFG | 2022-01-02 | v8 | TRUE
https://raw.githubusercontent.com/mrc-ide/global-lmic-reports/master/AFG/projections.csv | 2020-12-03 | cumulative_deaths | 1626.84 | 1694.86 | 1755.61 | 1747.97 | 1793.42 | 1875.48 | Surged Additional 50% Reduction | Afghanistan | AFG | 2022-01-02 | v8 | TRUE
https://raw.githubusercontent.com/mrc-ide/global-lmic-reports/master/AFG/projections.csv | 2020-12-03 | Rt | 0.99 | 1.03 | 1.04 | 1.04 | 1.06 | 1.09 | Surged Additional 50% Reduction | Afghanistan | AFG | 2022-01-02 | v8 | TRUE
https://raw.githubusercontent.com/mrc-ide/global-lmic-reports/master/AFG/projections.csv | 2020-12-03 | Reff | 0.97 | 1.01 | 1.02 | 1.02 | 1.03 | 1.07 | Surged Additional 50% Reduction | Afghanistan | AFG | 2022-01-02 | v8 | TRUE
https://raw.githubusercontent.com/mrc-ide/global-lmic-reports/master/AFG/projections.csv | 2020-12-03 | infections | 5624.39 | 6069.85 | 6274.52 | 6347.41 | 6571.02 | 7287.59 | Surged Maintain Status Quo | Afghanistan | AFG | 2022-01-02 | v8 | TRUE
https://raw.githubusercontent.com/mrc-ide/global-lmic-reports/master/AFG/projections.csv | 2020-12-03 | deaths | 10.58 | 11.16 | 11.59 | 11.6 | 11.97 | 12.69 | Surged Maintain Status Quo | Afghanistan | AFG | 2022-01-02 | v8 | TRUE
https://raw.githubusercontent.com/mrc-ide/global-lmic-reports/master/AFG/projections.csv | 2020-12-03 | hospital_demand | 434.72 | 457.68 | 471.56 | 473.15 | 484.67 | 518.73 | Surged Maintain Status Quo | Afghanistan | AFG | 2022-01-02 | v8 | TRUE
https://raw.githubusercontent.com/mrc-ide/global-lmic-reports/master/AFG/projections.csv | 2020-12-03 | ICU_demand | 162.4 | 170.96 | 176.9 | 177.27 | 182.38 | 194.36 | Surged Maintain Status Quo | Afghanistan | AFG | 2022-01-02 | v8 | TRUE
https://raw.githubusercontent.com/mrc-ide/global-lmic-reports/master/AFG/projections.csv | 2020-12-03 | hospital_incidence | 49.69 | 52.36 | 53.48 | 53.81 | 54.81 | 60.11 | Surged Maintain Status Quo | Afghanistan | AFG | 2022-01-02 | v8 | TRUE
https://raw.githubusercontent.com/mrc-ide/global-lmic-reports/master/AFG/projections.csv | 2020-12-03 | ICU_incidence | 14.21 | 14.97 | 15.29 | 15.38 | 15.67 | 17.18 | Surged Maintain Status Quo | Afghanistan | AFG | 2022-01-02 | v8 | TRUE
https://raw.githubusercontent.com/mrc-ide/global-lmic-reports/master/AFG/projections.csv | 2020-12-03 | prevalence | 38391.81 | 41184.95 | 42167.82 | 42430.02 | 43131.02 | 48078.74 | Surged Maintain Status Quo | Afghanistan | AFG | 2022-01-02 | v8 | TRUE
https://raw.githubusercontent.com/mrc-ide/global-lmic-reports/master/AFG/projections.csv | 2020-12-03 | cumulative_infections | 858096.4 | 891850.43 | 920086.78 | 917708.54 | 941396.69 | 982809.7 | Surged Maintain Status Quo | Afghanistan | AFG | 2022-01-02 | v8 | TRUE
https://raw.githubusercontent.com/mrc-ide/global-lmic-reports/master/AFG/projections.csv | 2020-12-03 | cumulative_deaths | 1626.84 | 1694.86 | 1755.61 | 1747.97 | 1793.42 | 1875.48 | Surged Maintain Status Quo | Afghanistan | AFG | 2022-01-02 | v8 | TRUE
https://raw.githubusercontent.com/mrc-ide/global-lmic-reports/master/AFG/projections.csv | 2020-12-03 | Rt | 0.99 | 1.03 | 1.04 | 1.04 | 1.06 | 1.09 | Surged Maintain Status Quo | Afghanistan | AFG | 2022-01-02 | v8 | TRUE
https://raw.githubusercontent.com/mrc-ide/global-lmic-reports/master/AFG/projections.csv | 2020-12-03 | Reff | 0.97 | 1.01 | 1.02 | 1.02 | 1.03 | 1.07 | Surged Maintain Status Quo | Afghanistan | AFG | 2022-01-02 | v8 | TRUE
https://raw.githubusercontent.com/mrc-ide/global-lmic-reports/master/AFG/projections.csv | 2020-12-03 | infections | 5624.39 | 6069.85 | 6274.52 | 6347.41 | 6571.02 | 7287.59 | Surged Optimistic | Afghanistan | AFG | 2022-01-02 | v8 | TRUE
https://raw.githubusercontent.com/mrc-ide/global-lmic-reports/master/AFG/projections.csv | 2020-12-03 | deaths | 10.58 | 11.16 | 11.59 | 11.6 | 11.97 | 12.69 | Surged Optimistic | Afghanistan | AFG | 2022-01-02 | v8 | TRUE
https://raw.githubusercontent.com/mrc-ide/global-lmic-reports/master/AFG/projections.csv | 2020-12-03 | hospital_demand | 434.72 | 457.68 | 471.56 | 473.15 | 484.67 | 518.73 | Surged Optimistic | Afghanistan | AFG | 2022-01-02 | v8 | TRUE
https://raw.githubusercontent.com/mrc-ide/global-lmic-reports/master/AFG/projections.csv | 2020-12-03 | ICU_demand | 162.4 | 170.96 | 176.9 | 177.27 | 182.38 | 194.36 | Surged Optimistic | Afghanistan | AFG | 2022-01-02 | v8 | TRUE
https://raw.githubusercontent.com/mrc-ide/global-lmic-reports/master/AFG/projections.csv | 2020-12-03 | hospital_incidence | 49.69 | 52.36 | 53.48 | 53.81 | 54.81 | 60.11 | Surged Optimistic | Afghanistan | AFG | 2022-01-02 | v8 | TRUE
https://raw.githubusercontent.com/mrc-ide/global-lmic-reports/master/AFG/projections.csv | 2020-12-03 | ICU_incidence | 14.21 | 14.97 | 15.29 | 15.38 | 15.67 | 17.18 | Surged Optimistic | Afghanistan | AFG | 2022-01-02 | v8 | TRUE
https://raw.githubusercontent.com/mrc-ide/global-lmic-reports/master/AFG/projections.csv | 2020-12-03 | prevalence | 38391.81 | 41184.95 | 42167.82 | 42430.02 | 43131.02 | 48078.74 | Surged Optimistic | Afghanistan | AFG | 2022-01-02 | v8 | TRUE
https://raw.githubusercontent.com/mrc-ide/global-lmic-reports/master/AFG/projections.csv | 2020-12-03 | cumulative_infections | 858096.4 | 891850.43 | 920086.78 | 917708.54 | 941396.69 | 982809.7 | Surged Optimistic | Afghanistan | AFG | 2022-01-02 | v8 | TRUE
https://raw.githubusercontent.com/mrc-ide/global-lmic-reports/master/AFG/projections.csv | 2020-12-03 | cumulative_deaths | 1626.84 | 1694.86 | 1755.61 | 1747.97 | 1793.42 | 1875.48 | Surged Optimistic | Afghanistan | AFG | 2022-01-02 | v8 | TRUE
https://raw.githubusercontent.com/mrc-ide/global-lmic-reports/master/AFG/projections.csv | 2020-12-03 | Rt | 0.99 | 1.03 | 1.04 | 1.04 | 1.06 | 1.09 | Surged Optimistic | Afghanistan | AFG | 2022-01-02 | v8 | TRUE
https://raw.githubusercontent.com/mrc-ide/global-lmic-reports/master/AFG/projections.csv | 2020-12-03 | Reff | 0.97 | 1.01 | 1.02 | 1.02 | 1.03 | 1.07 | Surged Optimistic | Afghanistan | AFG | 2022-01-02 | v8 | TRUE
https://raw.githubusercontent.com/mrc-ide/global-lmic-reports/master/AFG/projections.csv | 2020-12-03 | infections | 5624.39 | 6069.85 | 6274.52 | 6347.41 | 6571.02 | 7287.59 | Surged Pessimistic | Afghanistan | AFG | 2022-01-02 | v8 | TRUE
https://raw.githubusercontent.com/mrc-ide/global-lmic-reports/master/AFG/projections.csv | 2020-12-03 | deaths | 10.58 | 11.16 | 11.59 | 11.6 | 11.97 | 12.69 | Surged Pessimistic | Afghanistan | AFG | 2022-01-02 | v8 | TRUE
https://raw.githubusercontent.com/mrc-ide/global-lmic-reports/master/AFG/projections.csv | 2020-12-03 | hospital_demand | 434.72 | 457.68 | 471.56 | 473.15 | 484.67 | 518.73 | Surged Pessimistic | Afghanistan | AFG | 2022-01-02 | v8 | TRUE
https://raw.githubusercontent.com/mrc-ide/global-lmic-reports/master/AFG/projections.csv | 2020-12-03 | ICU_demand | 162.4 | 170.96 | 176.9 | 177.27 | 182.38 | 194.36 | Surged Pessimistic | Afghanistan | AFG | 2022-01-02 | v8 | TRUE
https://raw.githubusercontent.com/mrc-ide/global-lmic-reports/master/AFG/projections.csv | 2020-12-03 | hospital_incidence | 49.69 | 52.36 | 53.48 | 53.81 | 54.81 | 60.11 | Surged Pessimistic | Afghanistan | AFG | 2022-01-02 | v8 | TRUE
https://raw.githubusercontent.com/mrc-ide/global-lmic-reports/master/AFG/projections.csv | 2020-12-03 | ICU_incidence | 14.21 | 14.97 | 15.29 | 15.38 | 15.67 | 17.18 | Surged Pessimistic | Afghanistan | AFG | 2022-01-02 | v8 | TRUE
https://raw.githubusercontent.com/mrc-ide/global-lmic-reports/master/AFG/projections.csv | 2020-12-03 | prevalence | 38391.81 | 41184.95 | 42167.82 | 42430.02 | 43131.02 | 48078.74 | Surged Pessimistic | Afghanistan | AFG | 2022-01-02 | v8 | TRUE
https://raw.githubusercontent.com/mrc-ide/global-lmic-reports/master/AFG/projections.csv | 2020-12-03 | cumulative_infections | 858096.4 | 891850.43 | 920086.78 | 917708.54 | 941396.69 | 982809.7 | Surged Pessimistic | Afghanistan | AFG | 2022-01-02 | v8 | TRUE
https://raw.githubusercontent.com/mrc-ide/global-lmic-reports/master/AFG/projections.csv | 2020-12-03 | cumulative_deaths | 1626.84 | 1694.86 | 1755.61 | 1747.97 | 1793.42 | 1875.48 | Surged Pessimistic | Afghanistan | AFG | 2022-01-02 | v8 | TRUE
https://raw.githubusercontent.com/mrc-ide/global-lmic-reports/master/AFG/projections.csv | 2020-12-03 | Rt | 0.99 | 1.03 | 1.04 | 1.04 | 1.06 | 1.09 | Surged Pessimistic | Afghanistan | AFG | 2022-01-02 | v8 | TRUE
https://raw.githubusercontent.com/mrc-ide/global-lmic-reports/master/AFG/projections.csv | 2020-12-03 | Reff | 0.97 | 1.01 | 1.02 | 1.02 | 1.03 | 1.07 | Surged Pessimistic | Afghanistan | AFG | 2022-01-02 | v8 | TRUE
https://raw.githubusercontent.com/mrc-ide/global-lmic-reports/master/AFG/projections.csv | 2020-12-03 | infections | 5624.39 | 6069.85 | 6274.52 | 6347.41 | 6571.02 | 7287.59 | Surged Relax Interventions 50% | Afghanistan | AFG | 2022-01-02 | v8 | TRUE
https://raw.githubusercontent.com/mrc-ide/global-lmic-reports/master/AFG/projections.csv | 2020-12-03 | deaths | 10.58 | 11.16 | 11.59 | 11.6 | 11.97 | 12.69 | Surged Relax Interventions 50% | Afghanistan | AFG | 2022-01-02 | v8 | TRUE
https://raw.githubusercontent.com/mrc-ide/global-lmic-reports/master/AFG/projections.csv | 2020-12-03 | hospital_demand | 434.72 | 457.68 | 471.56 | 473.15 | 484.67 | 518.73 | Surged Relax Interventions 50% | Afghanistan | AFG | 2022-01-02 | v8 | TRUE
https://raw.githubusercontent.com/mrc-ide/global-lmic-reports/master/AFG/projections.csv | 2020-12-03 | ICU_demand | 162.4 | 170.96 | 176.9 | 177.27 | 182.38 | 194.36 | Surged Relax Interventions 50% | Afghanistan | AFG | 2022-01-02 | v8 | TRUE
https://raw.githubusercontent.com/mrc-ide/global-lmic-reports/master/AFG/projections.csv | 2020-12-03 | hospital_incidence | 49.69 | 52.36 | 53.48 | 53.81 | 54.81 | 60.11 | Surged Relax Interventions 50% | Afghanistan | AFG | 2022-01-02 | v8 | TRUE
https://raw.githubusercontent.com/mrc-ide/global-lmic-reports/master/AFG/projections.csv | 2020-12-03 | ICU_incidence | 14.21 | 14.97 | 15.29 | 15.38 | 15.67 | 17.18 | Surged Relax Interventions 50% | Afghanistan | AFG | 2022-01-02 | v8 | TRUE
https://raw.githubusercontent.com/mrc-ide/global-lmic-reports/master/AFG/projections.csv | 2020-12-03 | prevalence | 38391.81 | 41184.95 | 42167.82 | 42430.02 | 43131.02 | 48078.74 | Surged Relax Interventions 50% | Afghanistan | AFG | 2022-01-02 | v8 | TRUE
https://raw.githubusercontent.com/mrc-ide/global-lmic-reports/master/AFG/projections.csv | 2020-12-03 | cumulative_infections | 858096.4 | 891850.43 | 920086.78 | 917708.54 | 941396.69 | 982809.7 | Surged Relax Interventions 50% | Afghanistan | AFG | 2022-01-02 | v8 | TRUE
https://raw.githubusercontent.com/mrc-ide/global-lmic-reports/master/AFG/projections.csv | 2020-12-03 | cumulative_deaths | 1626.84 | 1694.86 | 1755.61 | 1747.97 | 1793.42 | 1875.48 | Surged Relax Interventions 50% | Afghanistan | AFG | 2022-01-02 | v8 | TRUE
https://raw.githubusercontent.com/mrc-ide/global-lmic-reports/master/AFG/projections.csv | 2020-12-03 | Rt | 0.99 | 1.03 | 1.04 | 1.04 | 1.06 | 1.09 | Surged Relax Interventions 50% | Afghanistan | AFG | 2022-01-02 | v8 | TRUE
https://raw.githubusercontent.com/mrc-ide/global-lmic-reports/master/AFG/projections.csv | 2020-12-03 | Reff | 0.97 | 1.01 | 1.02 | 1.02 | 1.03 | 1.07 | Surged Relax Interventions 50% | Afghanistan | AFG | 2022-01-02 | v8 | TRUE
https://raw.githubusercontent.com/mrc-ide/global-lmic-reports/master/AFG/projections.csv | 2020-12-04 | infections | 5779.84 | 6058.17 | 6331.68 | 6352.1 | 6552.38 | 7140 | Additional 50% Reduction | Afghanistan | AFG | 2022-01-02 | v8 | TRUE
https://raw.githubusercontent.com/mrc-ide/global-lmic-reports/master/AFG/projections.csv | 2020-12-04 | deaths | 10.72 | 11.38 | 11.84 | 11.89 | 12.06 | 13.8 | Additional 50% Reduction | Afghanistan | AFG | 2022-01-02 | v8 | TRUE
https://raw.githubusercontent.com/mrc-ide/global-lmic-reports/master/AFG/projections.csv | 2020-12-04 | hospital_demand | 437.68 | 465.22 | 480.07 | 483.22 | 490.16 | 557.64 | Additional 50% Reduction | Afghanistan | AFG | 2022-01-02 | v8 | TRUE
https://raw.githubusercontent.com/mrc-ide/global-lmic-reports/master/AFG/projections.csv | 2020-12-04 | ICU_demand | 164.21 | 174.46 | 180.58 | 181.41 | 184.21 | 209.77 | Additional 50% Reduction | Afghanistan | AFG | 2022-01-02 | v8 | TRUE
https://raw.githubusercontent.com/mrc-ide/global-lmic-reports/master/AFG/projections.csv | 2020-12-04 | hospital_incidence | 50.32 | 53.18 | 54.21 | 54.76 | 56.04 | 61.98 | Additional 50% Reduction | Afghanistan | AFG | 2022-01-02 | v8 | TRUE
https://raw.githubusercontent.com/mrc-ide/global-lmic-reports/master/AFG/projections.csv | 2020-12-04 | ICU_incidence | 14.39 | 15.2 | 15.5 | 15.65 | 16.02 | 17.72 | Additional 50% Reduction | Afghanistan | AFG | 2022-01-02 | v8 | TRUE
https://raw.githubusercontent.com/mrc-ide/global-lmic-reports/master/AFG/projections.csv | 2020-12-04 | prevalence | 39517.12 | 41462.91 | 42763.23 | 43126.84 | 44337.69 | 48052.47 | Additional 50% Reduction | Afghanistan | AFG | 2022-01-02 | v8 | TRUE
https://raw.githubusercontent.com/mrc-ide/global-lmic-reports/master/AFG/projections.csv | 2020-12-04 | cumulative_infections | 858278.06 | 904251.26 | 923628.27 | 931901.25 | 949135.2 | 1039088.11 | Additional 50% Reduction | Afghanistan | AFG | 2022-01-02 | v8 | TRUE
https://raw.githubusercontent.com/mrc-ide/global-lmic-reports/master/AFG/projections.csv | 2020-12-04 | cumulative_deaths | 1628.18 | 1726.56 | 1775.47 | 1787.78 | 1834.51 | 2009.12 | Additional 50% Reduction | Afghanistan | AFG | 2022-01-02 | v8 | TRUE
https://raw.githubusercontent.com/mrc-ide/global-lmic-reports/master/AFG/projections.csv | 2020-12-04 | Rt | 0.88 | 0.93 | 0.94 | 0.94 | 0.96 | 1.01 | Additional 50% Reduction | Afghanistan | AFG | 2022-01-02 | v8 | TRUE
https://raw.githubusercontent.com/mrc-ide/global-lmic-reports/master/AFG/projections.csv | 2020-12-04 | Reff | 0.86 | 0.91 | 0.92 | 0.92 | 0.94 | 0.99 | Additional 50% Reduction | Afghanistan | AFG | 2022-01-02 | v8 | TRUE
https://raw.githubusercontent.com/mrc-ide/global-lmic-reports/master/AFG/projections.csv | 2020-12-04 | infections | 5779.84 | 6058.17 | 6331.68 | 6352.1 | 6552.38 | 7140 | Maintain Status Quo | Afghanistan | AFG | 2022-01-02 | v8 | TRUE
https://raw.githubusercontent.com/mrc-ide/global-lmic-reports/master/AFG/projections.csv | 2020-12-04 | deaths | 10.72 | 11.38 | 11.84 | 11.89 | 12.06 | 13.8 | Maintain Status Quo | Afghanistan | AFG | 2022-01-02 | v8 | TRUE
https://raw.githubusercontent.com/mrc-ide/global-lmic-reports/master/AFG/projections.csv | 2020-12-04 | hospital_demand | 437.68 | 465.22 | 480.07 | 483.22 | 490.16 | 557.64 | Maintain Status Quo | Afghanistan | AFG | 2022-01-02 | v8 | TRUE
https://raw.githubusercontent.com/mrc-ide/global-lmic-reports/master/AFG/projections.csv | 2020-12-04 | ICU_demand | 164.21 | 174.46 | 180.58 | 181.41 | 184.21 | 209.77 | Maintain Status Quo | Afghanistan | AFG | 2022-01-02 | v8 | TRUE
https://raw.githubusercontent.com/mrc-ide/global-lmic-reports/master/AFG/projections.csv | 2020-12-04 | hospital_incidence | 50.32 | 53.18 | 54.21 | 54.76 | 56.04 | 61.98 | Maintain Status Quo | Afghanistan | AFG | 2022-01-02 | v8 | TRUE
https://raw.githubusercontent.com/mrc-ide/global-lmic-reports/master/AFG/projections.csv | 2020-12-04 | ICU_incidence | 14.39 | 15.2 | 15.5 | 15.65 | 16.02 | 17.72 | Maintain Status Quo | Afghanistan | AFG | 2022-01-02 | v8 | TRUE
https://raw.githubusercontent.com/mrc-ide/global-lmic-reports/master/AFG/projections.csv | 2020-12-04 | prevalence | 39517.12 | 41462.91 | 42763.23 | 43126.84 | 44337.69 | 48052.47 | Maintain Status Quo | Afghanistan | AFG | 2022-01-02 | v8 | TRUE
https://raw.githubusercontent.com/mrc-ide/global-lmic-reports/master/AFG/projections.csv | 2020-12-04 | cumulative_infections | 858278.06 | 904251.26 | 923628.27 | 931901.25 | 949135.2 | 1039088.11 | Maintain Status Quo | Afghanistan | AFG | 2022-01-02 | v8 | TRUE
https://raw.githubusercontent.com/mrc-ide/global-lmic-reports/master/AFG/projections.csv | 2020-12-04 | cumulative_deaths | 1628.18 | 1726.56 | 1775.47 | 1787.78 | 1834.51 | 2009.12 | Maintain Status Quo | Afghanistan | AFG | 2022-01-02 | v8 | TRUE
https://raw.githubusercontent.com/mrc-ide/global-lmic-reports/master/AFG/projections.csv | 2020-12-04 | Rt | 0.88 | 0.93 | 0.94 | 0.94 | 0.96 | 1.01 | Maintain Status Quo | Afghanistan | AFG | 2022-01-02 | v8 | TRUE
https://raw.githubusercontent.com/mrc-ide/global-lmic-reports/master/AFG/projections.csv | 2020-12-04 | Reff | 0.86 | 0.91 | 0.92 | 0.92 | 0.94 | 0.99 | Maintain Status Quo | Afghanistan | AFG | 2022-01-02 | v8 | TRUE
https://raw.githubusercontent.com/mrc-ide/global-lmic-reports/master/AFG/projections.csv | 2020-12-04 | infections | 5779.84 | 6058.17 | 6331.68 | 6352.1 | 6552.38 | 7140 | Optimistic | Afghanistan | AFG | 2022-01-02 | v8 | TRUE
https://raw.githubusercontent.com/mrc-ide/global-lmic-reports/master/AFG/projections.csv | 2020-12-04 | deaths | 10.72 | 11.38 | 11.84 | 11.89 | 12.06 | 13.8 | Optimistic | Afghanistan | AFG | 2022-01-02 | v8 | TRUE
https://raw.githubusercontent.com/mrc-ide/global-lmic-reports/master/AFG/projections.csv | 2020-12-04 | hospital_demand | 437.68 | 465.22 | 480.07 | 483.22 | 490.16 | 557.64 | Optimistic | Afghanistan | AFG | 2022-01-02 | v8 | TRUE
https://raw.githubusercontent.com/mrc-ide/global-lmic-reports/master/AFG/projections.csv | 2020-12-04 | ICU_demand | 164.21 | 174.46 | 180.58 | 181.41 | 184.21 | 209.77 | Optimistic | Afghanistan | AFG | 2022-01-02 | v8 | TRUE
https://raw.githubusercontent.com/mrc-ide/global-lmic-reports/master/AFG/projections.csv | 2020-12-04 | hospital_incidence | 50.32 | 53.18 | 54.21 | 54.76 | 56.04 | 61.98 | Optimistic | Afghanistan | AFG | 2022-01-02 | v8 | TRUE
https://raw.githubusercontent.com/mrc-ide/global-lmic-reports/master/AFG/projections.csv | 2020-12-04 | ICU_incidence | 14.39 | 15.2 | 15.5 | 15.65 | 16.02 | 17.72 | Optimistic | Afghanistan | AFG | 2022-01-02 | v8 | TRUE
https://raw.githubusercontent.com/mrc-ide/global-lmic-reports/master/AFG/projections.csv | 2020-12-04 | prevalence | 39517.12 | 41462.91 | 42763.23 | 43126.84 | 44337.69 | 48052.47 | Optimistic | Afghanistan | AFG | 2022-01-02 | v8 | TRUE
https://raw.githubusercontent.com/mrc-ide/global-lmic-reports/master/AFG/projections.csv | 2020-12-04 | cumulative_infections | 858278.06 | 904251.26 | 923628.27 | 931901.25 | 949135.2 | 1039088.11 | Optimistic | Afghanistan | AFG | 2022-01-02 | v8 | TRUE
https://raw.githubusercontent.com/mrc-ide/global-lmic-reports/master/AFG/projections.csv | 2020-12-04 | cumulative_deaths | 1628.18 | 1726.56 | 1775.47 | 1787.78 | 1834.51 | 2009.12 | Optimistic | Afghanistan | AFG | 2022-01-02 | v8 | TRUE
https://raw.githubusercontent.com/mrc-ide/global-lmic-reports/master/AFG/projections.csv | 2020-12-04 | Rt | 0.88 | 0.93 | 0.94 | 0.94 | 0.96 | 1.01 | Optimistic | Afghanistan | AFG | 2022-01-02 | v8 | TRUE
https://raw.githubusercontent.com/mrc-ide/global-lmic-reports/master/AFG/projections.csv | 2020-12-04 | Reff | 0.86 | 0.91 | 0.92 | 0.92 | 0.94 | 0.99 | Optimistic | Afghanistan | AFG | 2022-01-02 | v8 | TRUE
https://raw.githubusercontent.com/mrc-ide/global-lmic-reports/master/AFG/projections.csv | 2020-12-04 | infections | 5779.84 | 6058.17 | 6331.68 | 6352.1 | 6552.38 | 7140 | Pessimistic | Afghanistan | AFG | 2022-01-02 | v8 | TRUE
https://raw.githubusercontent.com/mrc-ide/global-lmic-reports/master/AFG/projections.csv | 2020-12-04 | deaths | 10.72 | 11.38 | 11.84 | 11.89 | 12.06 | 13.8 | Pessimistic | Afghanistan | AFG | 2022-01-02 | v8 | TRUE
https://raw.githubusercontent.com/mrc-ide/global-lmic-reports/master/AFG/projections.csv | 2020-12-04 | hospital_demand | 437.68 | 465.22 | 480.07 | 483.22 | 490.16 | 557.64 | Pessimistic | Afghanistan | AFG | 2022-01-02 | v8 | TRUE
https://raw.githubusercontent.com/mrc-ide/global-lmic-reports/master/AFG/projections.csv | 2020-12-04 | ICU_demand | 164.21 | 174.46 | 180.58 | 181.41 | 184.21 | 209.77 | Pessimistic | Afghanistan | AFG | 2022-01-02 | v8 | TRUE
https://raw.githubusercontent.com/mrc-ide/global-lmic-reports/master/AFG/projections.csv | 2020-12-04 | hospital_incidence | 50.32 | 53.18 | 54.21 | 54.76 | 56.04 | 61.98 | Pessimistic | Afghanistan | AFG | 2022-01-02 | v8 | TRUE
https://raw.githubusercontent.com/mrc-ide/global-lmic-reports/master/AFG/projections.csv | 2020-12-04 | ICU_incidence | 14.39 | 15.2 | 15.5 | 15.65 | 16.02 | 17.72 | Pessimistic | Afghanistan | AFG | 2022-01-02 | v8 | TRUE
https://raw.githubusercontent.com/mrc-ide/global-lmic-reports/master/AFG/projections.csv | 2020-12-04 | prevalence | 39517.12 | 41462.91 | 42763.23 | 43126.84 | 44337.69 | 48052.47 | Pessimistic | Afghanistan | AFG | 2022-01-02 | v8 | TRUE
https://raw.githubusercontent.com/mrc-ide/global-lmic-reports/master/AFG/projections.csv | 2020-12-04 | cumulative_infections | 858278.06 | 904251.26 | 923628.27 | 931901.25 | 949135.2 | 1039088.11 | Pessimistic | Afghanistan | AFG | 2022-01-02 | v8 | TRUE
https://raw.githubusercontent.com/mrc-ide/global-lmic-reports/master/AFG/projections.csv | 2020-12-04 | cumulative_deaths | 1628.18 | 1726.56 | 1775.47 | 1787.78 | 1834.51 | 2009.12 | Pessimistic | Afghanistan | AFG | 2022-01-02 | v8 | TRUE
https://raw.githubusercontent.com/mrc-ide/global-lmic-reports/master/AFG/projections.csv | 2020-12-04 | Rt | 0.88 | 0.93 | 0.94 | 0.94 | 0.96 | 1.01 | Pessimistic | Afghanistan | AFG | 2022-01-02 | v8 | TRUE
https://raw.githubusercontent.com/mrc-ide/global-lmic-reports/master/AFG/projections.csv | 2020-12-04 | Reff | 0.86 | 0.91 | 0.92 | 0.92 | 0.94 | 0.99 | Pessimistic | Afghanistan | AFG | 2022-01-02 | v8 | TRUE
https://raw.githubusercontent.com/mrc-ide/global-lmic-reports/master/AFG/projections.csv | 2020-12-04 | infections | 5779.84 | 6058.17 | 6331.68 | 6352.1 | 6552.38 | 7140 | Relax Interventions 50% | Afghanistan | AFG | 2022-01-02 | v8 | TRUE
https://raw.githubusercontent.com/mrc-ide/global-lmic-reports/master/AFG/projections.csv | 2020-12-04 | deaths | 10.72 | 11.38 | 11.84 | 11.89 | 12.06 | 13.8 | Relax Interventions 50% | Afghanistan | AFG | 2022-01-02 | v8 | TRUE
https://raw.githubusercontent.com/mrc-ide/global-lmic-reports/master/AFG/projections.csv | 2020-12-04 | hospital_demand | 437.68 | 465.22 | 480.07 | 483.22 | 490.16 | 557.64 | Relax Interventions 50% | Afghanistan | AFG | 2022-01-02 | v8 | TRUE
https://raw.githubusercontent.com/mrc-ide/global-lmic-reports/master/AFG/projections.csv | 2020-12-04 | ICU_demand | 164.21 | 174.46 | 180.58 | 181.41 | 184.21 | 209.77 | Relax Interventions 50% | Afghanistan | AFG | 2022-01-02 | v8 | TRUE
https://raw.githubusercontent.com/mrc-ide/global-lmic-reports/master/AFG/projections.csv | 2020-12-04 | hospital_incidence | 50.32 | 53.18 | 54.21 | 54.76 | 56.04 | 61.98 | Relax Interventions 50% | Afghanistan | AFG | 2022-01-02 | v8 | TRUE
https://raw.githubusercontent.com/mrc-ide/global-lmic-reports/master/AFG/projections.csv | 2020-12-04 | ICU_incidence | 14.39 | 15.2 | 15.5 | 15.65 | 16.02 | 17.72 | Relax Interventions 50% | Afghanistan | AFG | 2022-01-02 | v8 | TRUE
https://raw.githubusercontent.com/mrc-ide/global-lmic-reports/master/AFG/projections.csv | 2020-12-04 | prevalence | 39517.12 | 41462.91 | 42763.23 | 43126.84 | 44337.69 | 48052.47 | Relax Interventions 50% | Afghanistan | AFG | 2022-01-02 | v8 | TRUE
https://raw.githubusercontent.com/mrc-ide/global-lmic-reports/master/AFG/projections.csv | 2020-12-04 | cumulative_infections | 858278.06 | 904251.26 | 923628.27 | 931901.25 | 949135.2 | 1039088.11 | Relax Interventions 50% | Afghanistan | AFG | 2022-01-02 | v8 | TRUE
https://raw.githubusercontent.com/mrc-ide/global-lmic-reports/master/AFG/projections.csv | 2020-12-04 | cumulative_deaths | 1628.18 | 1726.56 | 1775.47 | 1787.78 | 1834.51 | 2009.12 | Relax Interventions 50% | Afghanistan | AFG | 2022-01-02 | v8 | TRUE
https://raw.githubusercontent.com/mrc-ide/global-lmic-reports/master/AFG/projections.csv | 2020-12-04 | Rt | 0.88 | 0.93 | 0.94 | 0.94 | 0.96 | 1.01 | Relax Interventions 50% | Afghanistan | AFG | 2022-01-02 | v8 | TRUE
https://raw.githubusercontent.com/mrc-ide/global-lmic-reports/master/AFG/projections.csv | 2020-12-04 | Reff | 0.86 | 0.91 | 0.92 | 0.92 | 0.94 | 0.99 | Relax Interventions 50% | Afghanistan | AFG | 2022-01-02 | v8 | TRUE
https://raw.githubusercontent.com/mrc-ide/global-lmic-reports/master/AFG/projections.csv | 2020-12-04 | infections | 5550.79 | 5982.23 | 6192.76 | 6266.3 | 6487.1 | 7202.39 | Surged Additional 50% Reduction | Afghanistan | AFG | 2022-01-02 | v8 | TRUE
https://raw.githubusercontent.com/mrc-ide/global-lmic-reports/master/AFG/projections.csv | 2020-12-04 | deaths | 10.76 | 11.34 | 11.76 | 11.77 | 12.11 | 12.9 | Surged Additional 50% Reduction | Afghanistan | AFG | 2022-01-02 | v8 | TRUE
https://raw.githubusercontent.com/mrc-ide/global-lmic-reports/master/AFG/projections.csv | 2020-12-04 | hospital_demand | 440.32 | 462.88 | 475.18 | 478 | 491.2 | 523.19 | Surged Additional 50% Reduction | Afghanistan | AFG | 2022-01-02 | v8 | TRUE
https://raw.githubusercontent.com/mrc-ide/global-lmic-reports/master/AFG/projections.csv | 2020-12-04 | ICU_demand | 164.96 | 173.37 | 178.96 | 179.55 | 184.52 | 196.59 | Surged Additional 50% Reduction | Afghanistan | AFG | 2022-01-02 | v8 | TRUE
https://raw.githubusercontent.com/mrc-ide/global-lmic-reports/master/AFG/projections.csv | 2020-12-04 | hospital_incidence | 49.78 | 52.61 | 53.68 | 54.09 | 55.07 | 60.61 | Surged Additional 50% Reduction | Afghanistan | AFG | 2022-01-02 | v8 | TRUE
https://raw.githubusercontent.com/mrc-ide/global-lmic-reports/master/AFG/projections.csv | 2020-12-04 | ICU_incidence | 14.23 | 15.04 | 15.35 | 15.46 | 15.74 | 17.33 | Surged Additional 50% Reduction | Afghanistan | AFG | 2022-01-02 | v8 | TRUE
https://raw.githubusercontent.com/mrc-ide/global-lmic-reports/master/AFG/projections.csv | 2020-12-04 | prevalence | 38341.75 | 41182.69 | 42190.49 | 42558.23 | 43297.5 | 48363.38 | Surged Additional 50% Reduction | Afghanistan | AFG | 2022-01-02 | v8 | TRUE
https://raw.githubusercontent.com/mrc-ide/global-lmic-reports/master/AFG/projections.csv | 2020-12-04 | cumulative_infections | 864262.13 | 897979 | 925967.7 | 923974.85 | 947750.99 | 989292.05 | Surged Additional 50% Reduction | Afghanistan | AFG | 2022-01-02 | v8 | TRUE
https://raw.githubusercontent.com/mrc-ide/global-lmic-reports/master/AFG/projections.csv | 2020-12-04 | cumulative_deaths | 1638.09 | 1706.43 | 1767.43 | 1759.74 | 1805.51 | 1887.73 | Surged Additional 50% Reduction | Afghanistan | AFG | 2022-01-02 | v8 | TRUE
https://raw.githubusercontent.com/mrc-ide/global-lmic-reports/master/AFG/projections.csv | 2020-12-04 | Rt | 0.89 | 0.92 | 0.94 | 0.94 | 0.96 | 1 | Surged Additional 50% Reduction | Afghanistan | AFG | 2022-01-02 | v8 | TRUE
https://raw.githubusercontent.com/mrc-ide/global-lmic-reports/master/AFG/projections.csv | 2020-12-04 | Reff | 0.87 | 0.89 | 0.92 | 0.92 | 0.93 | 0.98 | Surged Additional 50% Reduction | Afghanistan | AFG | 2022-01-02 | v8 | TRUE
https://raw.githubusercontent.com/mrc-ide/global-lmic-reports/master/AFG/projections.csv | 2020-12-04 | infections | 5550.79 | 5982.23 | 6192.76 | 6266.3 | 6487.1 | 7202.39 | Surged Maintain Status Quo | Afghanistan | AFG | 2022-01-02 | v8 | TRUE
https://raw.githubusercontent.com/mrc-ide/global-lmic-reports/master/AFG/projections.csv | 2020-12-04 | deaths | 10.76 | 11.34 | 11.76 | 11.77 | 12.11 | 12.9 | Surged Maintain Status Quo | Afghanistan | AFG | 2022-01-02 | v8 | TRUE
https://raw.githubusercontent.com/mrc-ide/global-lmic-reports/master/AFG/projections.csv | 2020-12-04 | hospital_demand | 440.32 | 462.88 | 475.18 | 478 | 491.2 | 523.19 | Surged Maintain Status Quo | Afghanistan | AFG | 2022-01-02 | v8 | TRUE
https://raw.githubusercontent.com/mrc-ide/global-lmic-reports/master/AFG/projections.csv | 2020-12-04 | ICU_demand | 164.96 | 173.37 | 178.96 | 179.55 | 184.52 | 196.59 | Surged Maintain Status Quo | Afghanistan | AFG | 2022-01-02 | v8 | TRUE
https://raw.githubusercontent.com/mrc-ide/global-lmic-reports/master/AFG/projections.csv | 2020-12-04 | hospital_incidence | 49.78 | 52.61 | 53.68 | 54.09 | 55.07 | 60.61 | Surged Maintain Status Quo | Afghanistan | AFG | 2022-01-02 | v8 | TRUE
https://raw.githubusercontent.com/mrc-ide/global-lmic-reports/master/AFG/projections.csv | 2020-12-04 | ICU_incidence | 14.23 | 15.04 | 15.35 | 15.46 | 15.74 | 17.33 | Surged Maintain Status Quo | Afghanistan | AFG | 2022-01-02 | v8 | TRUE
https://raw.githubusercontent.com/mrc-ide/global-lmic-reports/master/AFG/projections.csv | 2020-12-04 | prevalence | 38341.75 | 41182.69 | 42190.49 | 42558.23 | 43297.5 | 48363.38 | Surged Maintain Status Quo | Afghanistan | AFG | 2022-01-02 | v8 | TRUE
https://raw.githubusercontent.com/mrc-ide/global-lmic-reports/master/AFG/projections.csv | 2020-12-04 | cumulative_infections | 864262.13 | 897979 | 925967.7 | 923974.85 | 947750.99 | 989292.05 | Surged Maintain Status Quo | Afghanistan | AFG | 2022-01-02 | v8 | TRUE
https://raw.githubusercontent.com/mrc-ide/global-lmic-reports/master/AFG/projections.csv | 2020-12-04 | cumulative_deaths | 1638.09 | 1706.43 | 1767.43 | 1759.74 | 1805.51 | 1887.73 | Surged Maintain Status Quo | Afghanistan | AFG | 2022-01-02 | v8 | TRUE
https://raw.githubusercontent.com/mrc-ide/global-lmic-reports/master/AFG/projections.csv | 2020-12-04 | Rt | 0.89 | 0.92 | 0.94 | 0.94 | 0.96 | 1 | Surged Maintain Status Quo | Afghanistan | AFG | 2022-01-02 | v8 | TRUE
https://raw.githubusercontent.com/mrc-ide/global-lmic-reports/master/AFG/projections.csv | 2020-12-04 | Reff | 0.87 | 0.89 | 0.92 | 0.92 | 0.93 | 0.98 | Surged Maintain Status Quo | Afghanistan | AFG | 2022-01-02 | v8 | TRUE
https://raw.githubusercontent.com/mrc-ide/global-lmic-reports/master/AFG/projections.csv | 2020-12-04 | infections | 5550.79 | 5982.23 | 6192.76 | 6266.3 | 6487.1 | 7202.39 | Surged Optimistic | Afghanistan | AFG | 2022-01-02 | v8 | TRUE
https://raw.githubusercontent.com/mrc-ide/global-lmic-reports/master/AFG/projections.csv | 2020-12-04 | deaths | 10.76 | 11.34 | 11.76 | 11.77 | 12.11 | 12.9 | Surged Optimistic | Afghanistan | AFG | 2022-01-02 | v8 | TRUE
https://raw.githubusercontent.com/mrc-ide/global-lmic-reports/master/AFG/projections.csv | 2020-12-04 | hospital_demand | 440.32 | 462.88 | 475.18 | 478 | 491.2 | 523.19 | Surged Optimistic | Afghanistan | AFG | 2022-01-02 | v8 | TRUE
https://raw.githubusercontent.com/mrc-ide/global-lmic-reports/master/AFG/projections.csv | 2020-12-04 | ICU_demand | 164.96 | 173.37 | 178.96 | 179.55 | 184.52 | 196.59 | Surged Optimistic | Afghanistan | AFG | 2022-01-02 | v8 | TRUE
https://raw.githubusercontent.com/mrc-ide/global-lmic-reports/master/AFG/projections.csv | 2020-12-04 | hospital_incidence | 49.78 | 52.61 | 53.68 | 54.09 | 55.07 | 60.61 | Surged Optimistic | Afghanistan | AFG | 2022-01-02 | v8 | TRUE
https://raw.githubusercontent.com/mrc-ide/global-lmic-reports/master/AFG/projections.csv | 2020-12-04 | ICU_incidence | 14.23 | 15.04 | 15.35 | 15.46 | 15.74 | 17.33 | Surged Optimistic | Afghanistan | AFG | 2022-01-02 | v8 | TRUE
https://raw.githubusercontent.com/mrc-ide/global-lmic-reports/master/AFG/projections.csv | 2020-12-04 | prevalence | 38341.75 | 41182.69 | 42190.49 | 42558.23 | 43297.5 | 48363.38 | Surged Optimistic | Afghanistan | AFG | 2022-01-02 | v8 | TRUE
https://raw.githubusercontent.com/mrc-ide/global-lmic-reports/master/AFG/projections.csv | 2020-12-04 | cumulative_infections | 864262.13 | 897979 | 925967.7 | 923974.85 | 947750.99 | 989292.05 | Surged Optimistic | Afghanistan | AFG | 2022-01-02 | v8 | TRUE
https://raw.githubusercontent.com/mrc-ide/global-lmic-reports/master/AFG/projections.csv | 2020-12-04 | cumulative_deaths | 1638.09 | 1706.43 | 1767.43 | 1759.74 | 1805.51 | 1887.73 | Surged Optimistic | Afghanistan | AFG | 2022-01-02 | v8 | TRUE
https://raw.githubusercontent.com/mrc-ide/global-lmic-reports/master/AFG/projections.csv | 2020-12-04 | Rt | 0.89 | 0.92 | 0.94 | 0.94 | 0.96 | 1 | Surged Optimistic | Afghanistan | AFG | 2022-01-02 | v8 | TRUE
https://raw.githubusercontent.com/mrc-ide/global-lmic-reports/master/AFG/projections.csv | 2020-12-04 | Reff | 0.87 | 0.89 | 0.92 | 0.92 | 0.93 | 0.98 | Surged Optimistic | Afghanistan | AFG | 2022-01-02 | v8 | TRUE
https://raw.githubusercontent.com/mrc-ide/global-lmic-reports/master/AFG/projections.csv | 2020-12-04 | infections | 5550.79 | 5982.23 | 6192.76 | 6266.3 | 6487.1 | 7202.39 | Surged Pessimistic | Afghanistan | AFG | 2022-01-02 | v8 | TRUE
https://raw.githubusercontent.com/mrc-ide/global-lmic-reports/master/AFG/projections.csv | 2020-12-04 | deaths | 10.76 | 11.34 | 11.76 | 11.77 | 12.11 | 12.9 | Surged Pessimistic | Afghanistan | AFG | 2022-01-02 | v8 | TRUE
https://raw.githubusercontent.com/mrc-ide/global-lmic-reports/master/AFG/projections.csv | 2020-12-04 | hospital_demand | 440.32 | 462.88 | 475.18 | 478 | 491.2 | 523.19 | Surged Pessimistic | Afghanistan | AFG | 2022-01-02 | v8 | TRUE
https://raw.githubusercontent.com/mrc-ide/global-lmic-reports/master/AFG/projections.csv | 2020-12-04 | ICU_demand | 164.96 | 173.37 | 178.96 | 179.55 | 184.52 | 196.59 | Surged Pessimistic | Afghanistan | AFG | 2022-01-02 | v8 | TRUE
https://raw.githubusercontent.com/mrc-ide/global-lmic-reports/master/AFG/projections.csv | 2020-12-04 | hospital_incidence | 49.78 | 52.61 | 53.68 | 54.09 | 55.07 | 60.61 | Surged Pessimistic | Afghanistan | AFG | 2022-01-02 | v8 | TRUE
https://raw.githubusercontent.com/mrc-ide/global-lmic-reports/master/AFG/projections.csv | 2020-12-04 | ICU_incidence | 14.23 | 15.04 | 15.35 | 15.46 | 15.74 | 17.33 | Surged Pessimistic | Afghanistan | AFG | 2022-01-02 | v8 | TRUE
https://raw.githubusercontent.com/mrc-ide/global-lmic-reports/master/AFG/projections.csv | 2020-12-04 | prevalence | 38341.75 | 41182.69 | 42190.49 | 42558.23 | 43297.5 | 48363.38 | Surged Pessimistic | Afghanistan | AFG | 2022-01-02 | v8 | TRUE
https://raw.githubusercontent.com/mrc-ide/global-lmic-reports/master/AFG/projections.csv | 2020-12-04 | cumulative_infections | 864262.13 | 897979 | 925967.7 | 923974.85 | 947750.99 | 989292.05 | Surged Pessimistic | Afghanistan | AFG | 2022-01-02 | v8 | TRUE
https://raw.githubusercontent.com/mrc-ide/global-lmic-reports/master/AFG/projections.csv | 2020-12-04 | cumulative_deaths | 1638.09 | 1706.43 | 1767.43 | 1759.74 | 1805.51 | 1887.73 | Surged Pessimistic | Afghanistan | AFG | 2022-01-02 | v8 | TRUE
https://raw.githubusercontent.com/mrc-ide/global-lmic-reports/master/AFG/projections.csv | 2020-12-04 | Rt | 0.89 | 0.92 | 0.94 | 0.94 | 0.96 | 1 | Surged Pessimistic | Afghanistan | AFG | 2022-01-02 | v8 | TRUE
https://raw.githubusercontent.com/mrc-ide/global-lmic-reports/master/AFG/projections.csv | 2020-12-04 | Reff | 0.87 | 0.89 | 0.92 | 0.92 | 0.93 | 0.98 | Surged Pessimistic | Afghanistan | AFG | 2022-01-02 | v8 | TRUE
https://raw.githubusercontent.com/mrc-ide/global-lmic-reports/master/AFG/projections.csv | 2020-12-04 | infections | 5550.79 | 5982.23 | 6192.76 | 6266.3 | 6487.1 | 7202.39 | Surged Relax Interventions 50% | Afghanistan | AFG | 2022-01-02 | v8 | TRUE
https://raw.githubusercontent.com/mrc-ide/global-lmic-reports/master/AFG/projections.csv | 2020-12-04 | deaths | 10.76 | 11.34 | 11.76 | 11.77 | 12.11 | 12.9 | Surged Relax Interventions 50% | Afghanistan | AFG | 2022-01-02 | v8 | TRUE
https://raw.githubusercontent.com/mrc-ide/global-lmic-reports/master/AFG/projections.csv | 2020-12-04 | hospital_demand | 440.32 | 462.88 | 475.18 | 478 | 491.2 | 523.19 | Surged Relax Interventions 50% | Afghanistan | AFG | 2022-01-02 | v8 | TRUE
https://raw.githubusercontent.com/mrc-ide/global-lmic-reports/master/AFG/projections.csv | 2020-12-04 | ICU_demand | 164.96 | 173.37 | 178.96 | 179.55 | 184.52 | 196.59 | Surged Relax Interventions 50% | Afghanistan | AFG | 2022-01-02 | v8 | TRUE
https://raw.githubusercontent.com/mrc-ide/global-lmic-reports/master/AFG/projections.csv | 2020-12-04 | hospital_incidence | 49.78 | 52.61 | 53.68 | 54.09 | 55.07 | 60.61 | Surged Relax Interventions 50% | Afghanistan | AFG | 2022-01-02 | v8 | TRUE
https://raw.githubusercontent.com/mrc-ide/global-lmic-reports/master/AFG/projections.csv | 2020-12-04 | ICU_incidence | 14.23 | 15.04 | 15.35 | 15.46 | 15.74 | 17.33 | Surged Relax Interventions 50% | Afghanistan | AFG | 2022-01-02 | v8 | TRUE
https://raw.githubusercontent.com/mrc-ide/global-lmic-reports/master/AFG/projections.csv | 2020-12-04 | prevalence | 38341.75 | 41182.69 | 42190.49 | 42558.23 | 43297.5 | 48363.38 | Surged Relax Interventions 50% | Afghanistan | AFG | 2022-01-02 | v8 | TRUE
https://raw.githubusercontent.com/mrc-ide/global-lmic-reports/master/AFG/projections.csv | 2020-12-04 | cumulative_infections | 864262.13 | 897979 | 925967.7 | 923974.85 | 947750.99 | 989292.05 | Surged Relax Interventions 50% | Afghanistan | AFG | 2022-01-02 | v8 | TRUE
https://raw.githubusercontent.com/mrc-ide/global-lmic-reports/master/AFG/projections.csv | 2020-12-04 | cumulative_deaths | 1638.09 | 1706.43 | 1767.43 | 1759.74 | 1805.51 | 1887.73 | Surged Relax Interventions 50% | Afghanistan | AFG | 2022-01-02 | v8 | TRUE
https://raw.githubusercontent.com/mrc-ide/global-lmic-reports/master/AFG/projections.csv | 2020-12-04 | Rt | 0.89 | 0.92 | 0.94 | 0.94 | 0.96 | 1 | Surged Relax Interventions 50% | Afghanistan | AFG | 2022-01-02 | v8 | TRUE
https://raw.githubusercontent.com/mrc-ide/global-lmic-reports/master/AFG/projections.csv | 2020-12-04 | Reff | 0.87 | 0.89 | 0.92 | 0.92 | 0.93 | 0.98 | Surged Relax Interventions 50% | Afghanistan | AFG | 2022-01-02 | v8 | TRUE
https://raw.githubusercontent.com/mrc-ide/global-lmic-reports/master/AFG/projections.csv | 2020-12-05 | infections | 5263.57 | 5584.67 | 5723.81 | 5765.86 | 5845.81 | 6589.2 | Additional 50% Reduction | Afghanistan | AFG | 2022-01-02 | v8 | TRUE
https://raw.githubusercontent.com/mrc-ide/global-lmic-reports/master/AFG/projections.csv | 2020-12-05 | deaths | 10.88 | 11.57 | 11.99 | 12.05 | 12.22 | 13.96 | Additional 50% Reduction | Afghanistan | AFG | 2022-01-02 | v8 | TRUE
https://raw.githubusercontent.com/mrc-ide/global-lmic-reports/master/AFG/projections.csv | 2020-12-05 | hospital_demand | 444.21 | 468.81 | 483.63 | 487.91 | 495.36 | 561.5 | Additional 50% Reduction | Afghanistan | AFG | 2022-01-02 | v8 | TRUE
https://raw.githubusercontent.com/mrc-ide/global-lmic-reports/master/AFG/projections.csv | 2020-12-05 | ICU_demand | 166.15 | 176.96 | 182.74 | 183.63 | 186.46 | 211.86 | Additional 50% Reduction | Afghanistan | AFG | 2022-01-02 | v8 | TRUE
https://raw.githubusercontent.com/mrc-ide/global-lmic-reports/master/AFG/projections.csv | 2020-12-05 | hospital_incidence | 50.59 | 53.41 | 54.55 | 55.05 | 56.47 | 62.06 | Additional 50% Reduction | Afghanistan | AFG | 2022-01-02 | v8 | TRUE
https://raw.githubusercontent.com/mrc-ide/global-lmic-reports/master/AFG/projections.csv | 2020-12-05 | ICU_incidence | 14.46 | 15.27 | 15.59 | 15.74 | 16.14 | 17.74 | Additional 50% Reduction | Afghanistan | AFG | 2022-01-02 | v8 | TRUE
https://raw.githubusercontent.com/mrc-ide/global-lmic-reports/master/AFG/projections.csv | 2020-12-05 | prevalence | 39164.99 | 41011.53 | 42302.15 | 42642.36 | 43777.56 | 47602.09 | Additional 50% Reduction | Afghanistan | AFG | 2022-01-02 | v8 | TRUE
https://raw.githubusercontent.com/mrc-ide/global-lmic-reports/master/AFG/projections.csv | 2020-12-05 | cumulative_infections | 863889.24 | 909770.8 | 929113.22 | 937667.11 | 955242.84 | 1045488.95 | Additional 50% Reduction | Afghanistan | AFG | 2022-01-02 | v8 | TRUE
https://raw.githubusercontent.com/mrc-ide/global-lmic-reports/master/AFG/projections.csv | 2020-12-05 | cumulative_deaths | 1639.36 | 1738.48 | 1787.31 | 1799.82 | 1846.56 | 2022.09 | Additional 50% Reduction | Afghanistan | AFG | 2022-01-02 | v8 | TRUE
https://raw.githubusercontent.com/mrc-ide/global-lmic-reports/master/AFG/projections.csv | 2020-12-05 | Rt | 0.86 | 0.91 | 0.92 | 0.92 | 0.95 | 0.98 | Additional 50% Reduction | Afghanistan | AFG | 2022-01-02 | v8 | TRUE
https://raw.githubusercontent.com/mrc-ide/global-lmic-reports/master/AFG/projections.csv | 2020-12-05 | Reff | 0.84 | 0.89 | 0.9 | 0.9 | 0.92 | 0.96 | Additional 50% Reduction | Afghanistan | AFG | 2022-01-02 | v8 | TRUE
https://raw.githubusercontent.com/mrc-ide/global-lmic-reports/master/AFG/projections.csv | 2020-12-05 | infections | 5263.57 | 5584.67 | 5723.81 | 5765.86 | 5845.81 | 6589.2 | Maintain Status Quo | Afghanistan | AFG | 2022-01-02 | v8 | TRUE
https://raw.githubusercontent.com/mrc-ide/global-lmic-reports/master/AFG/projections.csv | 2020-12-05 | deaths | 10.88 | 11.57 | 11.99 | 12.05 | 12.22 | 13.96 | Maintain Status Quo | Afghanistan | AFG | 2022-01-02 | v8 | TRUE
https://raw.githubusercontent.com/mrc-ide/global-lmic-reports/master/AFG/projections.csv | 2020-12-05 | hospital_demand | 444.21 | 468.81 | 483.63 | 487.91 | 495.36 | 561.5 | Maintain Status Quo | Afghanistan | AFG | 2022-01-02 | v8 | TRUE
https://raw.githubusercontent.com/mrc-ide/global-lmic-reports/master/AFG/projections.csv | 2020-12-05 | ICU_demand | 166.15 | 176.96 | 182.74 | 183.63 | 186.46 | 211.86 | Maintain Status Quo | Afghanistan | AFG | 2022-01-02 | v8 | TRUE
https://raw.githubusercontent.com/mrc-ide/global-lmic-reports/master/AFG/projections.csv | 2020-12-05 | hospital_incidence | 50.59 | 53.41 | 54.55 | 55.05 | 56.47 | 62.06 | Maintain Status Quo | Afghanistan | AFG | 2022-01-02 | v8 | TRUE
https://raw.githubusercontent.com/mrc-ide/global-lmic-reports/master/AFG/projections.csv | 2020-12-05 | ICU_incidence | 14.46 | 15.27 | 15.59 | 15.74 | 16.14 | 17.74 | Maintain Status Quo | Afghanistan | AFG | 2022-01-02 | v8 | TRUE
https://raw.githubusercontent.com/mrc-ide/global-lmic-reports/master/AFG/projections.csv | 2020-12-05 | prevalence | 39164.99 | 41011.53 | 42302.15 | 42642.36 | 43777.56 | 47602.09 | Maintain Status Quo | Afghanistan | AFG | 2022-01-02 | v8 | TRUE
https://raw.githubusercontent.com/mrc-ide/global-lmic-reports/master/AFG/projections.csv | 2020-12-05 | cumulative_infections | 863889.24 | 909770.8 | 929113.22 | 937667.11 | 955242.84 | 1045488.95 | Maintain Status Quo | Afghanistan | AFG | 2022-01-02 | v8 | TRUE
https://raw.githubusercontent.com/mrc-ide/global-lmic-reports/master/AFG/projections.csv | 2020-12-05 | cumulative_deaths | 1639.36 | 1738.48 | 1787.31 | 1799.82 | 1846.56 | 2022.09 | Maintain Status Quo | Afghanistan | AFG | 2022-01-02 | v8 | TRUE
https://raw.githubusercontent.com/mrc-ide/global-lmic-reports/master/AFG/projections.csv | 2020-12-05 | Rt | 0.86 | 0.91 | 0.92 | 0.92 | 0.95 | 0.98 | Maintain Status Quo | Afghanistan | AFG | 2022-01-02 | v8 | TRUE
https://raw.githubusercontent.com/mrc-ide/global-lmic-reports/master/AFG/projections.csv | 2020-12-05 | Reff | 0.84 | 0.89 | 0.9 | 0.9 | 0.92 | 0.96 | Maintain Status Quo | Afghanistan | AFG | 2022-01-02 | v8 | TRUE
https://raw.githubusercontent.com/mrc-ide/global-lmic-reports/master/AFG/projections.csv | 2020-12-05 | infections | 5263.57 | 5584.67 | 5723.81 | 5765.86 | 5845.81 | 6589.2 | Optimistic | Afghanistan | AFG | 2022-01-02 | v8 | TRUE
https://raw.githubusercontent.com/mrc-ide/global-lmic-reports/master/AFG/projections.csv | 2020-12-05 | deaths | 10.88 | 11.57 | 11.99 | 12.05 | 12.22 | 13.96 | Optimistic | Afghanistan | AFG | 2022-01-02 | v8 | TRUE
https://raw.githubusercontent.com/mrc-ide/global-lmic-reports/master/AFG/projections.csv | 2020-12-05 | hospital_demand | 444.21 | 468.81 | 483.63 | 487.91 | 495.36 | 561.5 | Optimistic | Afghanistan | AFG | 2022-01-02 | v8 | TRUE
https://raw.githubusercontent.com/mrc-ide/global-lmic-reports/master/AFG/projections.csv | 2020-12-05 | ICU_demand | 166.15 | 176.96 | 182.74 | 183.63 | 186.46 | 211.86 | Optimistic | Afghanistan | AFG | 2022-01-02 | v8 | TRUE
https://raw.githubusercontent.com/mrc-ide/global-lmic-reports/master/AFG/projections.csv | 2020-12-05 | hospital_incidence | 50.59 | 53.41 | 54.55 | 55.05 | 56.47 | 62.06 | Optimistic | Afghanistan | AFG | 2022-01-02 | v8 | TRUE
https://raw.githubusercontent.com/mrc-ide/global-lmic-reports/master/AFG/projections.csv | 2020-12-05 | ICU_incidence | 14.46 | 15.27 | 15.59 | 15.74 | 16.14 | 17.74 | Optimistic | Afghanistan | AFG | 2022-01-02 | v8 | TRUE
https://raw.githubusercontent.com/mrc-ide/global-lmic-reports/master/AFG/projections.csv | 2020-12-05 | prevalence | 39164.99 | 41011.53 | 42302.15 | 42642.36 | 43777.56 | 47602.09 | Optimistic | Afghanistan | AFG | 2022-01-02 | v8 | TRUE
https://raw.githubusercontent.com/mrc-ide/global-lmic-reports/master/AFG/projections.csv | 2020-12-05 | cumulative_infections | 863889.24 | 909770.8 | 929113.22 | 937667.11 | 955242.84 | 1045488.95 | Optimistic | Afghanistan | AFG | 2022-01-02 | v8 | TRUE
https://raw.githubusercontent.com/mrc-ide/global-lmic-reports/master/AFG/projections.csv | 2020-12-05 | cumulative_deaths | 1639.36 | 1738.48 | 1787.31 | 1799.82 | 1846.56 | 2022.09 | Optimistic | Afghanistan | AFG | 2022-01-02 | v8 | TRUE
https://raw.githubusercontent.com/mrc-ide/global-lmic-reports/master/AFG/projections.csv | 2020-12-05 | Rt | 0.86 | 0.91 | 0.92 | 0.92 | 0.95 | 0.98 | Optimistic | Afghanistan | AFG | 2022-01-02 | v8 | TRUE
https://raw.githubusercontent.com/mrc-ide/global-lmic-reports/master/AFG/projections.csv | 2020-12-05 | Reff | 0.84 | 0.89 | 0.9 | 0.9 | 0.92 | 0.96 | Optimistic | Afghanistan | AFG | 2022-01-02 | v8 | TRUE
https://raw.githubusercontent.com/mrc-ide/global-lmic-reports/master/AFG/projections.csv | 2020-12-05 | infections | 5263.57 | 5584.67 | 5723.81 | 5765.86 | 5845.81 | 6589.2 | Pessimistic | Afghanistan | AFG | 2022-01-02 | v8 | TRUE
https://raw.githubusercontent.com/mrc-ide/global-lmic-reports/master/AFG/projections.csv | 2020-12-05 | deaths | 10.88 | 11.57 | 11.99 | 12.05 | 12.22 | 13.96 | Pessimistic | Afghanistan | AFG | 2022-01-02 | v8 | TRUE
https://raw.githubusercontent.com/mrc-ide/global-lmic-reports/master/AFG/projections.csv | 2020-12-05 | hospital_demand | 444.21 | 468.81 | 483.63 | 487.91 | 495.36 | 561.5 | Pessimistic | Afghanistan | AFG | 2022-01-02 | v8 | TRUE
https://raw.githubusercontent.com/mrc-ide/global-lmic-reports/master/AFG/projections.csv | 2020-12-05 | ICU_demand | 166.15 | 176.96 | 182.74 | 183.63 | 186.46 | 211.86 | Pessimistic | Afghanistan | AFG | 2022-01-02 | v8 | TRUE
https://raw.githubusercontent.com/mrc-ide/global-lmic-reports/master/AFG/projections.csv | 2020-12-05 | hospital_incidence | 50.59 | 53.41 | 54.55 | 55.05 | 56.47 | 62.06 | Pessimistic | Afghanistan | AFG | 2022-01-02 | v8 | TRUE
https://raw.githubusercontent.com/mrc-ide/global-lmic-reports/master/AFG/projections.csv | 2020-12-05 | ICU_incidence | 14.46 | 15.27 | 15.59 | 15.74 | 16.14 | 17.74 | Pessimistic | Afghanistan | AFG | 2022-01-02 | v8 | TRUE
https://raw.githubusercontent.com/mrc-ide/global-lmic-reports/master/AFG/projections.csv | 2020-12-05 | prevalence | 39164.99 | 41011.53 | 42302.15 | 42642.36 | 43777.56 | 47602.09 | Pessimistic | Afghanistan | AFG | 2022-01-02 | v8 | TRUE
https://raw.githubusercontent.com/mrc-ide/global-lmic-reports/master/AFG/projections.csv | 2020-12-05 | cumulative_infections | 863889.24 | 909770.8 | 929113.22 | 937667.11 | 955242.84 | 1045488.95 | Pessimistic | Afghanistan | AFG | 2022-01-02 | v8 | TRUE
https://raw.githubusercontent.com/mrc-ide/global-lmic-reports/master/AFG/projections.csv | 2020-12-05 | cumulative_deaths | 1639.36 | 1738.48 | 1787.31 | 1799.82 | 1846.56 | 2022.09 | Pessimistic | Afghanistan | AFG | 2022-01-02 | v8 | TRUE
https://raw.githubusercontent.com/mrc-ide/global-lmic-reports/master/AFG/projections.csv | 2020-12-05 | Rt | 0.86 | 0.91 | 0.92 | 0.92 | 0.95 | 0.98 | Pessimistic | Afghanistan | AFG | 2022-01-02 | v8 | TRUE
https://raw.githubusercontent.com/mrc-ide/global-lmic-reports/master/AFG/projections.csv | 2020-12-05 | Reff | 0.84 | 0.89 | 0.9 | 0.9 | 0.92 | 0.96 | Pessimistic | Afghanistan | AFG | 2022-01-02 | v8 | TRUE
https://raw.githubusercontent.com/mrc-ide/global-lmic-reports/master/AFG/projections.csv | 2020-12-05 | infections | 5263.57 | 5584.67 | 5723.81 | 5765.86 | 5845.81 | 6589.2 | Relax Interventions 50% | Afghanistan | AFG | 2022-01-02 | v8 | TRUE
https://raw.githubusercontent.com/mrc-ide/global-lmic-reports/master/AFG/projections.csv | 2020-12-05 | deaths | 10.88 | 11.57 | 11.99 | 12.05 | 12.22 | 13.96 | Relax Interventions 50% | Afghanistan | AFG | 2022-01-02 | v8 | TRUE
https://raw.githubusercontent.com/mrc-ide/global-lmic-reports/master/AFG/projections.csv | 2020-12-05 | hospital_demand | 444.21 | 468.81 | 483.63 | 487.91 | 495.36 | 561.5 | Relax Interventions 50% | Afghanistan | AFG | 2022-01-02 | v8 | TRUE
https://raw.githubusercontent.com/mrc-ide/global-lmic-reports/master/AFG/projections.csv | 2020-12-05 | ICU_demand | 166.15 | 176.96 | 182.74 | 183.63 | 186.46 | 211.86 | Relax Interventions 50% | Afghanistan | AFG | 2022-01-02 | v8 | TRUE
https://raw.githubusercontent.com/mrc-ide/global-lmic-reports/master/AFG/projections.csv | 2020-12-05 | hospital_incidence | 50.59 | 53.41 | 54.55 | 55.05 | 56.47 | 62.06 | Relax Interventions 50% | Afghanistan | AFG | 2022-01-02 | v8 | TRUE
https://raw.githubusercontent.com/mrc-ide/global-lmic-reports/master/AFG/projections.csv | 2020-12-05 | ICU_incidence | 14.46 | 15.27 | 15.59 | 15.74 | 16.14 | 17.74 | Relax Interventions 50% | Afghanistan | AFG | 2022-01-02 | v8 | TRUE
https://raw.githubusercontent.com/mrc-ide/global-lmic-reports/master/AFG/projections.csv | 2020-12-05 | prevalence | 39164.99 | 41011.53 | 42302.15 | 42642.36 | 43777.56 | 47602.09 | Relax Interventions 50% | Afghanistan | AFG | 2022-01-02 | v8 | TRUE
https://raw.githubusercontent.com/mrc-ide/global-lmic-reports/master/AFG/projections.csv | 2020-12-05 | cumulative_infections | 863889.24 | 909770.8 | 929113.22 | 937667.11 | 955242.84 | 1045488.95 | Relax Interventions 50% | Afghanistan | AFG | 2022-01-02 | v8 | TRUE
https://raw.githubusercontent.com/mrc-ide/global-lmic-reports/master/AFG/projections.csv | 2020-12-05 | cumulative_deaths | 1639.36 | 1738.48 | 1787.31 | 1799.82 | 1846.56 | 2022.09 | Relax Interventions 50% | Afghanistan | AFG | 2022-01-02 | v8 | TRUE
https://raw.githubusercontent.com/mrc-ide/global-lmic-reports/master/AFG/projections.csv | 2020-12-05 | Rt | 0.86 | 0.91 | 0.92 | 0.92 | 0.95 | 0.98 | Relax Interventions 50% | Afghanistan | AFG | 2022-01-02 | v8 | TRUE
https://raw.githubusercontent.com/mrc-ide/global-lmic-reports/master/AFG/projections.csv | 2020-12-05 | Reff | 0.84 | 0.89 | 0.9 | 0.9 | 0.92 | 0.96 | Relax Interventions 50% | Afghanistan | AFG | 2022-01-02 | v8 | TRUE
https://raw.githubusercontent.com/mrc-ide/global-lmic-reports/master/AFG/projections.csv | 2020-12-05 | infections | 5129.03 | 5465.92 | 5601.92 | 5661.53 | 5788.62 | 6345.52 | Surged Additional 50% Reduction | Afghanistan | AFG | 2022-01-02 | v8 | TRUE
https://raw.githubusercontent.com/mrc-ide/global-lmic-reports/master/AFG/projections.csv | 2020-12-05 | deaths | 10.93 | 11.51 | 11.9 | 11.92 | 12.25 | 13.09 | Surged Additional 50% Reduction | Afghanistan | AFG | 2022-01-02 | v8 | TRUE
https://raw.githubusercontent.com/mrc-ide/global-lmic-reports/master/AFG/projections.csv | 2020-12-05 | hospital_demand | 445.78 | 467.28 | 479.14 | 482.54 | 496.36 | 529.64 | Surged Additional 50% Reduction | Afghanistan | AFG | 2022-01-02 | v8 | TRUE
https://raw.githubusercontent.com/mrc-ide/global-lmic-reports/master/AFG/projections.csv | 2020-12-05 | ICU_demand | 167.31 | 175.64 | 180.69 | 181.71 | 186.64 | 198.7 | Surged Additional 50% Reduction | Afghanistan | AFG | 2022-01-02 | v8 | TRUE
https://raw.githubusercontent.com/mrc-ide/global-lmic-reports/master/AFG/projections.csv | 2020-12-05 | hospital_incidence | 49.8 | 52.82 | 53.84 | 54.37 | 55.32 | 61.12 | Surged Additional 50% Reduction | Afghanistan | AFG | 2022-01-02 | v8 | TRUE
https://raw.githubusercontent.com/mrc-ide/global-lmic-reports/master/AFG/projections.csv | 2020-12-05 | ICU_incidence | 14.24 | 15.1 | 15.39 | 15.54 | 15.81 | 17.47 | Surged Additional 50% Reduction | Afghanistan | AFG | 2022-01-02 | v8 | TRUE
https://raw.githubusercontent.com/mrc-ide/global-lmic-reports/master/AFG/projections.csv | 2020-12-05 | prevalence | 38088.52 | 40591.21 | 41765.84 | 42049.7 | 42744.29 | 47624.2 | Surged Additional 50% Reduction | Afghanistan | AFG | 2022-01-02 | v8 | TRUE
https://raw.githubusercontent.com/mrc-ide/global-lmic-reports/master/AFG/projections.csv | 2020-12-05 | cumulative_infections | 869599.55 | 903427.74 | 931670.52 | 929636.37 | 953696.44 | 995397.27 | Surged Additional 50% Reduction | Afghanistan | AFG | 2022-01-02 | v8 | TRUE
https://raw.githubusercontent.com/mrc-ide/global-lmic-reports/master/AFG/projections.csv | 2020-12-05 | cumulative_deaths | 1649.51 | 1718.14 | 1779.35 | 1771.66 | 1817.75 | 1900.13 | Surged Additional 50% Reduction | Afghanistan | AFG | 2022-01-02 | v8 | TRUE
https://raw.githubusercontent.com/mrc-ide/global-lmic-reports/master/AFG/projections.csv | 2020-12-05 | Rt | 0.87 | 0.9 | 0.92 | 0.92 | 0.93 | 0.98 | Surged Additional 50% Reduction | Afghanistan | AFG | 2022-01-02 | v8 | TRUE
https://raw.githubusercontent.com/mrc-ide/global-lmic-reports/master/AFG/projections.csv | 2020-12-05 | Reff | 0.85 | 0.87 | 0.9 | 0.9 | 0.91 | 0.95 | Surged Additional 50% Reduction | Afghanistan | AFG | 2022-01-02 | v8 | TRUE
https://raw.githubusercontent.com/mrc-ide/global-lmic-reports/master/AFG/projections.csv | 2020-12-05 | infections | 5129.03 | 5465.92 | 5601.92 | 5661.53 | 5788.62 | 6345.52 | Surged Maintain Status Quo | Afghanistan | AFG | 2022-01-02 | v8 | TRUE
https://raw.githubusercontent.com/mrc-ide/global-lmic-reports/master/AFG/projections.csv | 2020-12-05 | deaths | 10.93 | 11.51 | 11.9 | 11.92 | 12.25 | 13.09 | Surged Maintain Status Quo | Afghanistan | AFG | 2022-01-02 | v8 | TRUE
https://raw.githubusercontent.com/mrc-ide/global-lmic-reports/master/AFG/projections.csv | 2020-12-05 | hospital_demand | 445.78 | 467.28 | 479.14 | 482.54 | 496.36 | 529.64 | Surged Maintain Status Quo | Afghanistan | AFG | 2022-01-02 | v8 | TRUE
https://raw.githubusercontent.com/mrc-ide/global-lmic-reports/master/AFG/projections.csv | 2020-12-05 | ICU_demand | 167.31 | 175.64 | 180.69 | 181.71 | 186.64 | 198.7 | Surged Maintain Status Quo | Afghanistan | AFG | 2022-01-02 | v8 | TRUE
https://raw.githubusercontent.com/mrc-ide/global-lmic-reports/master/AFG/projections.csv | 2020-12-05 | hospital_incidence | 49.8 | 52.82 | 53.84 | 54.37 | 55.32 | 61.12 | Surged Maintain Status Quo | Afghanistan | AFG | 2022-01-02 | v8 | TRUE
https://raw.githubusercontent.com/mrc-ide/global-lmic-reports/master/AFG/projections.csv | 2020-12-05 | ICU_incidence | 14.24 | 15.1 | 15.39 | 15.54 | 15.81 | 17.47 | Surged Maintain Status Quo | Afghanistan | AFG | 2022-01-02 | v8 | TRUE
https://raw.githubusercontent.com/mrc-ide/global-lmic-reports/master/AFG/projections.csv | 2020-12-05 | prevalence | 38088.52 | 40591.21 | 41765.84 | 42049.7 | 42744.29 | 47624.2 | Surged Maintain Status Quo | Afghanistan | AFG | 2022-01-02 | v8 | TRUE
https://raw.githubusercontent.com/mrc-ide/global-lmic-reports/master/AFG/projections.csv | 2020-12-05 | cumulative_infections | 869599.55 | 903427.74 | 931670.52 | 929636.37 | 953696.44 | 995397.27 | Surged Maintain Status Quo | Afghanistan | AFG | 2022-01-02 | v8 | TRUE
https://raw.githubusercontent.com/mrc-ide/global-lmic-reports/master/AFG/projections.csv | 2020-12-05 | cumulative_deaths | 1649.51 | 1718.14 | 1779.35 | 1771.66 | 1817.75 | 1900.13 | Surged Maintain Status Quo | Afghanistan | AFG | 2022-01-02 | v8 | TRUE
https://raw.githubusercontent.com/mrc-ide/global-lmic-reports/master/AFG/projections.csv | 2020-12-05 | Rt | 0.87 | 0.9 | 0.92 | 0.92 | 0.93 | 0.98 | Surged Maintain Status Quo | Afghanistan | AFG | 2022-01-02 | v8 | TRUE
https://raw.githubusercontent.com/mrc-ide/global-lmic-reports/master/AFG/projections.csv | 2020-12-05 | Reff | 0.85 | 0.87 | 0.9 | 0.9 | 0.91 | 0.95 | Surged Maintain Status Quo | Afghanistan | AFG | 2022-01-02 | v8 | TRUE
https://raw.githubusercontent.com/mrc-ide/global-lmic-reports/master/AFG/projections.csv | 2020-12-05 | infections | 5129.03 | 5465.92 | 5601.92 | 5661.53 | 5788.62 | 6345.52 | Surged Optimistic | Afghanistan | AFG | 2022-01-02 | v8 | TRUE
https://raw.githubusercontent.com/mrc-ide/global-lmic-reports/master/AFG/projections.csv | 2020-12-05 | deaths | 10.93 | 11.51 | 11.9 | 11.92 | 12.25 | 13.09 | Surged Optimistic | Afghanistan | AFG | 2022-01-02 | v8 | TRUE
https://raw.githubusercontent.com/mrc-ide/global-lmic-reports/master/AFG/projections.csv | 2020-12-05 | hospital_demand | 445.78 | 467.28 | 479.14 | 482.54 | 496.36 | 529.64 | Surged Optimistic | Afghanistan | AFG | 2022-01-02 | v8 | TRUE
https://raw.githubusercontent.com/mrc-ide/global-lmic-reports/master/AFG/projections.csv | 2020-12-05 | ICU_demand | 167.31 | 175.64 | 180.69 | 181.71 | 186.64 | 198.7 | Surged Optimistic | Afghanistan | AFG | 2022-01-02 | v8 | TRUE
https://raw.githubusercontent.com/mrc-ide/global-lmic-reports/master/AFG/projections.csv | 2020-12-05 | hospital_incidence | 49.8 | 52.82 | 53.84 | 54.37 | 55.32 | 61.12 | Surged Optimistic | Afghanistan | AFG | 2022-01-02 | v8 | TRUE
https://raw.githubusercontent.com/mrc-ide/global-lmic-reports/master/AFG/projections.csv | 2020-12-05 | ICU_incidence | 14.24 | 15.1 | 15.39 | 15.54 | 15.81 | 17.47 | Surged Optimistic | Afghanistan | AFG | 2022-01-02 | v8 | TRUE
https://raw.githubusercontent.com/mrc-ide/global-lmic-reports/master/AFG/projections.csv | 2020-12-05 | prevalence | 38088.52 | 40591.21 | 41765.84 | 42049.7 | 42744.29 | 47624.2 | Surged Optimistic | Afghanistan | AFG | 2022-01-02 | v8 | TRUE
https://raw.githubusercontent.com/mrc-ide/global-lmic-reports/master/AFG/projections.csv | 2020-12-05 | cumulative_infections | 869599.55 | 903427.74 | 931670.52 | 929636.37 | 953696.44 | 995397.27 | Surged Optimistic | Afghanistan | AFG | 2022-01-02 | v8 | TRUE
https://raw.githubusercontent.com/mrc-ide/global-lmic-reports/master/AFG/projections.csv | 2020-12-05 | cumulative_deaths | 1649.51 | 1718.14 | 1779.35 | 1771.66 | 1817.75 | 1900.13 | Surged Optimistic | Afghanistan | AFG | 2022-01-02 | v8 | TRUE
https://raw.githubusercontent.com/mrc-ide/global-lmic-reports/master/AFG/projections.csv | 2020-12-05 | Rt | 0.87 | 0.9 | 0.92 | 0.92 | 0.93 | 0.98 | Surged Optimistic | Afghanistan | AFG | 2022-01-02 | v8 | TRUE
https://raw.githubusercontent.com/mrc-ide/global-lmic-reports/master/AFG/projections.csv | 2020-12-05 | Reff | 0.85 | 0.87 | 0.9 | 0.9 | 0.91 | 0.95 | Surged Optimistic | Afghanistan | AFG | 2022-01-02 | v8 | TRUE
https://raw.githubusercontent.com/mrc-ide/global-lmic-reports/master/AFG/projections.csv | 2020-12-05 | infections | 5129.03 | 5465.92 | 5601.92 | 5661.53 | 5788.62 | 6345.52 | Surged Pessimistic | Afghanistan | AFG | 2022-01-02 | v8 | TRUE
https://raw.githubusercontent.com/mrc-ide/global-lmic-reports/master/AFG/projections.csv | 2020-12-05 | deaths | 10.93 | 11.51 | 11.9 | 11.92 | 12.25 | 13.09 | Surged Pessimistic | Afghanistan | AFG | 2022-01-02 | v8 | TRUE
https://raw.githubusercontent.com/mrc-ide/global-lmic-reports/master/AFG/projections.csv | 2020-12-05 | hospital_demand | 445.78 | 467.28 | 479.14 | 482.54 | 496.36 | 529.64 | Surged Pessimistic | Afghanistan | AFG | 2022-01-02 | v8 | TRUE
https://raw.githubusercontent.com/mrc-ide/global-lmic-reports/master/AFG/projections.csv | 2020-12-05 | ICU_demand | 167.31 | 175.64 | 180.69 | 181.71 | 186.64 | 198.7 | Surged Pessimistic | Afghanistan | AFG | 2022-01-02 | v8 | TRUE
https://raw.githubusercontent.com/mrc-ide/global-lmic-reports/master/AFG/projections.csv | 2020-12-05 | hospital_incidence | 49.8 | 52.82 | 53.84 | 54.37 | 55.32 | 61.12 | Surged Pessimistic | Afghanistan | AFG | 2022-01-02 | v8 | TRUE
https://raw.githubusercontent.com/mrc-ide/global-lmic-reports/master/AFG/projections.csv | 2020-12-05 | ICU_incidence | 14.24 | 15.1 | 15.39 | 15.54 | 15.81 | 17.47 | Surged Pessimistic | Afghanistan | AFG | 2022-01-02 | v8 | TRUE
https://raw.githubusercontent.com/mrc-ide/global-lmic-reports/master/AFG/projections.csv | 2020-12-05 | prevalence | 38088.52 | 40591.21 | 41765.84 | 42049.7 | 42744.29 | 47624.2 | Surged Pessimistic | Afghanistan | AFG | 2022-01-02 | v8 | TRUE
https://raw.githubusercontent.com/mrc-ide/global-lmic-reports/master/AFG/projections.csv | 2020-12-05 | cumulative_infections | 869599.55 | 903427.74 | 931670.52 | 929636.37 | 953696.44 | 995397.27 | Surged Pessimistic | Afghanistan | AFG | 2022-01-02 | v8 | TRUE
https://raw.githubusercontent.com/mrc-ide/global-lmic-reports/master/AFG/projections.csv | 2020-12-05 | cumulative_deaths | 1649.51 | 1718.14 | 1779.35 | 1771.66 | 1817.75 | 1900.13 | Surged Pessimistic | Afghanistan | AFG | 2022-01-02 | v8 | TRUE
https://raw.githubusercontent.com/mrc-ide/global-lmic-reports/master/AFG/projections.csv | 2020-12-05 | Rt | 0.87 | 0.9 | 0.92 | 0.92 | 0.93 | 0.98 | Surged Pessimistic | Afghanistan | AFG | 2022-01-02 | v8 | TRUE
https://raw.githubusercontent.com/mrc-ide/global-lmic-reports/master/AFG/projections.csv | 2020-12-05 | Reff | 0.85 | 0.87 | 0.9 | 0.9 | 0.91 | 0.95 | Surged Pessimistic | Afghanistan | AFG | 2022-01-02 | v8 | TRUE
https://raw.githubusercontent.com/mrc-ide/global-lmic-reports/master/AFG/projections.csv | 2020-12-05 | infections | 5129.03 | 5465.92 | 5601.92 | 5661.53 | 5788.62 | 6345.52 | Surged Relax Interventions 50% | Afghanistan | AFG | 2022-01-02 | v8 | TRUE
https://raw.githubusercontent.com/mrc-ide/global-lmic-reports/master/AFG/projections.csv | 2020-12-05 | deaths | 10.93 | 11.51 | 11.9 | 11.92 | 12.25 | 13.09 | Surged Relax Interventions 50% | Afghanistan | AFG | 2022-01-02 | v8 | TRUE
https://raw.githubusercontent.com/mrc-ide/global-lmic-reports/master/AFG/projections.csv | 2020-12-05 | hospital_demand | 445.78 | 467.28 | 479.14 | 482.54 | 496.36 | 529.64 | Surged Relax Interventions 50% | Afghanistan | AFG | 2022-01-02 | v8 | TRUE
https://raw.githubusercontent.com/mrc-ide/global-lmic-reports/master/AFG/projections.csv | 2020-12-05 | ICU_demand | 167.31 | 175.64 | 180.69 | 181.71 | 186.64 | 198.7 | Surged Relax Interventions 50% | Afghanistan | AFG | 2022-01-02 | v8 | TRUE
https://raw.githubusercontent.com/mrc-ide/global-lmic-reports/master/AFG/projections.csv | 2020-12-05 | hospital_incidence | 49.8 | 52.82 | 53.84 | 54.37 | 55.32 | 61.12 | Surged Relax Interventions 50% | Afghanistan | AFG | 2022-01-02 | v8 | TRUE
https://raw.githubusercontent.com/mrc-ide/global-lmic-reports/master/AFG/projections.csv | 2020-12-05 | ICU_incidence | 14.24 | 15.1 | 15.39 | 15.54 | 15.81 | 17.47 | Surged Relax Interventions 50% | Afghanistan | AFG | 2022-01-02 | v8 | TRUE
https://raw.githubusercontent.com/mrc-ide/global-lmic-reports/master/AFG/projections.csv | 2020-12-05 | prevalence | 38088.52 | 40591.21 | 41765.84 | 42049.7 | 42744.29 | 47624.2 | Surged Relax Interventions 50% | Afghanistan | AFG | 2022-01-02 | v8 | TRUE
https://raw.githubusercontent.com/mrc-ide/global-lmic-reports/master/AFG/projections.csv | 2020-12-05 | cumulative_infections | 869599.55 | 903427.74 | 931670.52 | 929636.37 | 953696.44 | 995397.27 | Surged Relax Interventions 50% | Afghanistan | AFG | 2022-01-02 | v8 | TRUE
https://raw.githubusercontent.com/mrc-ide/global-lmic-reports/master/AFG/projections.csv | 2020-12-05 | cumulative_deaths | 1649.51 | 1718.14 | 1779.35 | 1771.66 | 1817.75 | 1900.13 | Surged Relax Interventions 50% | Afghanistan | AFG | 2022-01-02 | v8 | TRUE
https://raw.githubusercontent.com/mrc-ide/global-lmic-reports/master/AFG/projections.csv | 2020-12-05 | Rt | 0.87 | 0.9 | 0.92 | 0.92 | 0.93 | 0.98 | Surged Relax Interventions 50% | Afghanistan | AFG | 2022-01-02 | v8 | TRUE
https://raw.githubusercontent.com/mrc-ide/global-lmic-reports/master/AFG/projections.csv | 2020-12-05 | Reff | 0.85 | 0.87 | 0.9 | 0.9 | 0.91 | 0.95 | Surged Relax Interventions 50% | Afghanistan | AFG | 2022-01-02 | v8 | TRUE
https://raw.githubusercontent.com/mrc-ide/global-lmic-reports/master/AFG/projections.csv | 2020-12-06 | infections | 5194.77 | 5471.33 | 5615.53 | 5660.91 | 5746.57 | 6455.26 | Additional 50% Reduction | Afghanistan | AFG | 2022-01-02 | v8 | TRUE
https://raw.githubusercontent.com/mrc-ide/global-lmic-reports/master/AFG/projections.csv | 2020-12-06 | deaths | 11.01 | 11.75 | 12.14 | 12.2 | 12.37 | 14.1 | Additional 50% Reduction | Afghanistan | AFG | 2022-01-02 | v8 | TRUE
https://raw.githubusercontent.com/mrc-ide/global-lmic-reports/master/AFG/projections.csv | 2020-12-06 | hospital_demand | 450.61 | 474.02 | 486.69 | 492.29 | 500.28 | 564.9 | Additional 50% Reduction | Afghanistan | AFG | 2022-01-02 | v8 | TRUE
https://raw.githubusercontent.com/mrc-ide/global-lmic-reports/master/AFG/projections.csv | 2020-12-06 | ICU_demand | 168.82 | 178.79 | 184.54 | 185.72 | 188.68 | 213.76 | Additional 50% Reduction | Afghanistan | AFG | 2022-01-02 | v8 | TRUE
https://raw.githubusercontent.com/mrc-ide/global-lmic-reports/master/AFG/projections.csv | 2020-12-06 | hospital_incidence | 50.79 | 53.52 | 54.88 | 55.28 | 56.81 | 62.09 | Additional 50% Reduction | Afghanistan | AFG | 2022-01-02 | v8 | TRUE
https://raw.githubusercontent.com/mrc-ide/global-lmic-reports/master/AFG/projections.csv | 2020-12-06 | ICU_incidence | 14.52 | 15.3 | 15.69 | 15.8 | 16.24 | 17.75 | Additional 50% Reduction | Afghanistan | AFG | 2022-01-02 | v8 | TRUE
https://raw.githubusercontent.com/mrc-ide/global-lmic-reports/master/AFG/projections.csv | 2020-12-06 | prevalence | 38768.15 | 40466.58 | 41687.8 | 42041.64 | 43118.79 | 47064.75 | Additional 50% Reduction | Afghanistan | AFG | 2022-01-02 | v8 | TRUE
https://raw.githubusercontent.com/mrc-ide/global-lmic-reports/master/AFG/projections.csv | 2020-12-06 | cumulative_infections | 869386.9 | 915242.91 | 934505.52 | 943328.02 | 960929.81 | 1051758.31 | Additional 50% Reduction | Afghanistan | AFG | 2022-01-02 | v8 | TRUE
https://raw.githubusercontent.com/mrc-ide/global-lmic-reports/master/AFG/projections.csv | 2020-12-06 | cumulative_deaths | 1650.71 | 1750.55 | 1799.29 | 1812.02 | 1858.75 | 2035.32 | Additional 50% Reduction | Afghanistan | AFG | 2022-01-02 | v8 | TRUE
https://raw.githubusercontent.com/mrc-ide/global-lmic-reports/master/AFG/projections.csv | 2020-12-06 | Rt | 0.89 | 0.94 | 0.97 | 0.97 | 0.99 | 1.05 | Additional 50% Reduction | Afghanistan | AFG | 2022-01-02 | v8 | TRUE
https://raw.githubusercontent.com/mrc-ide/global-lmic-reports/master/AFG/projections.csv | 2020-12-06 | Reff | 0.87 | 0.92 | 0.94 | 0.94 | 0.96 | 1.02 | Additional 50% Reduction | Afghanistan | AFG | 2022-01-02 | v8 | TRUE
https://raw.githubusercontent.com/mrc-ide/global-lmic-reports/master/AFG/projections.csv | 2020-12-06 | infections | 5194.77 | 5471.33 | 5615.53 | 5660.91 | 5746.57 | 6455.26 | Maintain Status Quo | Afghanistan | AFG | 2022-01-02 | v8 | TRUE
https://raw.githubusercontent.com/mrc-ide/global-lmic-reports/master/AFG/projections.csv | 2020-12-06 | deaths | 11.01 | 11.75 | 12.14 | 12.2 | 12.37 | 14.1 | Maintain Status Quo | Afghanistan | AFG | 2022-01-02 | v8 | TRUE
https://raw.githubusercontent.com/mrc-ide/global-lmic-reports/master/AFG/projections.csv | 2020-12-06 | hospital_demand | 450.61 | 474.02 | 486.69 | 492.29 | 500.28 | 564.9 | Maintain Status Quo | Afghanistan | AFG | 2022-01-02 | v8 | TRUE
https://raw.githubusercontent.com/mrc-ide/global-lmic-reports/master/AFG/projections.csv | 2020-12-06 | ICU_demand | 168.82 | 178.79 | 184.54 | 185.72 | 188.68 | 213.76 | Maintain Status Quo | Afghanistan | AFG | 2022-01-02 | v8 | TRUE
https://raw.githubusercontent.com/mrc-ide/global-lmic-reports/master/AFG/projections.csv | 2020-12-06 | hospital_incidence | 50.79 | 53.52 | 54.88 | 55.28 | 56.81 | 62.09 | Maintain Status Quo | Afghanistan | AFG | 2022-01-02 | v8 | TRUE
https://raw.githubusercontent.com/mrc-ide/global-lmic-reports/master/AFG/projections.csv | 2020-12-06 | ICU_incidence | 14.52 | 15.3 | 15.69 | 15.8 | 16.24 | 17.75 | Maintain Status Quo | Afghanistan | AFG | 2022-01-02 | v8 | TRUE
https://raw.githubusercontent.com/mrc-ide/global-lmic-reports/master/AFG/projections.csv | 2020-12-06 | prevalence | 38768.15 | 40466.58 | 41687.8 | 42041.64 | 43118.79 | 47064.75 | Maintain Status Quo | Afghanistan | AFG | 2022-01-02 | v8 | TRUE
https://raw.githubusercontent.com/mrc-ide/global-lmic-reports/master/AFG/projections.csv | 2020-12-06 | cumulative_infections | 869386.9 | 915242.91 | 934505.52 | 943328.02 | 960929.81 | 1051758.31 | Maintain Status Quo | Afghanistan | AFG | 2022-01-02 | v8 | TRUE
https://raw.githubusercontent.com/mrc-ide/global-lmic-reports/master/AFG/projections.csv | 2020-12-06 | cumulative_deaths | 1650.71 | 1750.55 | 1799.29 | 1812.02 | 1858.75 | 2035.32 | Maintain Status Quo | Afghanistan | AFG | 2022-01-02 | v8 | TRUE
https://raw.githubusercontent.com/mrc-ide/global-lmic-reports/master/AFG/projections.csv | 2020-12-06 | Rt | 0.89 | 0.94 | 0.97 | 0.97 | 0.99 | 1.05 | Maintain Status Quo | Afghanistan | AFG | 2022-01-02 | v8 | TRUE
https://raw.githubusercontent.com/mrc-ide/global-lmic-reports/master/AFG/projections.csv | 2020-12-06 | Reff | 0.87 | 0.92 | 0.94 | 0.94 | 0.96 | 1.02 | Maintain Status Quo | Afghanistan | AFG | 2022-01-02 | v8 | TRUE
https://raw.githubusercontent.com/mrc-ide/global-lmic-reports/master/AFG/projections.csv | 2020-12-06 | infections | 5194.77 | 5471.33 | 5615.53 | 5660.91 | 5746.57 | 6455.26 | Optimistic | Afghanistan | AFG | 2022-01-02 | v8 | TRUE
https://raw.githubusercontent.com/mrc-ide/global-lmic-reports/master/AFG/projections.csv | 2020-12-06 | deaths | 11.01 | 11.75 | 12.14 | 12.2 | 12.37 | 14.1 | Optimistic | Afghanistan | AFG | 2022-01-02 | v8 | TRUE
https://raw.githubusercontent.com/mrc-ide/global-lmic-reports/master/AFG/projections.csv | 2020-12-06 | hospital_demand | 450.61 | 474.02 | 486.69 | 492.29 | 500.28 | 564.9 | Optimistic | Afghanistan | AFG | 2022-01-02 | v8 | TRUE
https://raw.githubusercontent.com/mrc-ide/global-lmic-reports/master/AFG/projections.csv | 2020-12-06 | ICU_demand | 168.82 | 178.79 | 184.54 | 185.72 | 188.68 | 213.76 | Optimistic | Afghanistan | AFG | 2022-01-02 | v8 | TRUE
https://raw.githubusercontent.com/mrc-ide/global-lmic-reports/master/AFG/projections.csv | 2020-12-06 | hospital_incidence | 50.79 | 53.52 | 54.88 | 55.28 | 56.81 | 62.09 | Optimistic | Afghanistan | AFG | 2022-01-02 | v8 | TRUE
https://raw.githubusercontent.com/mrc-ide/global-lmic-reports/master/AFG/projections.csv | 2020-12-06 | ICU_incidence | 14.52 | 15.3 | 15.69 | 15.8 | 16.24 | 17.75 | Optimistic | Afghanistan | AFG | 2022-01-02 | v8 | TRUE
https://raw.githubusercontent.com/mrc-ide/global-lmic-reports/master/AFG/projections.csv | 2020-12-06 | prevalence | 38768.15 | 40466.58 | 41687.8 | 42041.64 | 43118.79 | 47064.75 | Optimistic | Afghanistan | AFG | 2022-01-02 | v8 | TRUE
https://raw.githubusercontent.com/mrc-ide/global-lmic-reports/master/AFG/projections.csv | 2020-12-06 | cumulative_infections | 869386.9 | 915242.91 | 934505.52 | 943328.02 | 960929.81 | 1051758.31 | Optimistic | Afghanistan | AFG | 2022-01-02 | v8 | TRUE
https://raw.githubusercontent.com/mrc-ide/global-lmic-reports/master/AFG/projections.csv | 2020-12-06 | cumulative_deaths | 1650.71 | 1750.55 | 1799.29 | 1812.02 | 1858.75 | 2035.32 | Optimistic | Afghanistan | AFG | 2022-01-02 | v8 | TRUE
https://raw.githubusercontent.com/mrc-ide/global-lmic-reports/master/AFG/projections.csv | 2020-12-06 | Rt | 0.89 | 0.94 | 0.97 | 0.97 | 0.99 | 1.05 | Optimistic | Afghanistan | AFG | 2022-01-02 | v8 | TRUE
https://raw.githubusercontent.com/mrc-ide/global-lmic-reports/master/AFG/projections.csv | 2020-12-06 | Reff | 0.87 | 0.92 | 0.94 | 0.94 | 0.96 | 1.02 | Optimistic | Afghanistan | AFG | 2022-01-02 | v8 | TRUE
https://raw.githubusercontent.com/mrc-ide/global-lmic-reports/master/AFG/projections.csv | 2020-12-06 | infections | 5194.77 | 5471.33 | 5615.53 | 5660.91 | 5746.57 | 6455.26 | Pessimistic | Afghanistan | AFG | 2022-01-02 | v8 | TRUE
https://raw.githubusercontent.com/mrc-ide/global-lmic-reports/master/AFG/projections.csv | 2020-12-06 | deaths | 11.01 | 11.75 | 12.14 | 12.2 | 12.37 | 14.1 | Pessimistic | Afghanistan | AFG | 2022-01-02 | v8 | TRUE
https://raw.githubusercontent.com/mrc-ide/global-lmic-reports/master/AFG/projections.csv | 2020-12-06 | hospital_demand | 450.61 | 474.02 | 486.69 | 492.29 | 500.28 | 564.9 | Pessimistic | Afghanistan | AFG | 2022-01-02 | v8 | TRUE
https://raw.githubusercontent.com/mrc-ide/global-lmic-reports/master/AFG/projections.csv | 2020-12-06 | ICU_demand | 168.82 | 178.79 | 184.54 | 185.72 | 188.68 | 213.76 | Pessimistic | Afghanistan | AFG | 2022-01-02 | v8 | TRUE
https://raw.githubusercontent.com/mrc-ide/global-lmic-reports/master/AFG/projections.csv | 2020-12-06 | hospital_incidence | 50.79 | 53.52 | 54.88 | 55.28 | 56.81 | 62.09 | Pessimistic | Afghanistan | AFG | 2022-01-02 | v8 | TRUE
https://raw.githubusercontent.com/mrc-ide/global-lmic-reports/master/AFG/projections.csv | 2020-12-06 | ICU_incidence | 14.52 | 15.3 | 15.69 | 15.8 | 16.24 | 17.75 | Pessimistic | Afghanistan | AFG | 2022-01-02 | v8 | TRUE
https://raw.githubusercontent.com/mrc-ide/global-lmic-reports/master/AFG/projections.csv | 2020-12-06 | prevalence | 38768.15 | 40466.58 | 41687.8 | 42041.64 | 43118.79 | 47064.75 | Pessimistic | Afghanistan | AFG | 2022-01-02 | v8 | TRUE
https://raw.githubusercontent.com/mrc-ide/global-lmic-reports/master/AFG/projections.csv | 2020-12-06 | cumulative_infections | 869386.9 | 915242.91 | 934505.52 | 943328.02 | 960929.81 | 1051758.31 | Pessimistic | Afghanistan | AFG | 2022-01-02 | v8 | TRUE
https://raw.githubusercontent.com/mrc-ide/global-lmic-reports/master/AFG/projections.csv | 2020-12-06 | cumulative_deaths | 1650.71 | 1750.55 | 1799.29 | 1812.02 | 1858.75 | 2035.32 | Pessimistic | Afghanistan | AFG | 2022-01-02 | v8 | TRUE
https://raw.githubusercontent.com/mrc-ide/global-lmic-reports/master/AFG/projections.csv | 2020-12-06 | Rt | 0.89 | 0.94 | 0.97 | 0.97 | 0.99 | 1.05 | Pessimistic | Afghanistan | AFG | 2022-01-02 | v8 | TRUE
https://raw.githubusercontent.com/mrc-ide/global-lmic-reports/master/AFG/projections.csv | 2020-12-06 | Reff | 0.87 | 0.92 | 0.94 | 0.94 | 0.96 | 1.02 | Pessimistic | Afghanistan | AFG | 2022-01-02 | v8 | TRUE
https://raw.githubusercontent.com/mrc-ide/global-lmic-reports/master/AFG/projections.csv | 2020-12-06 | infections | 5194.77 | 5471.33 | 5615.53 | 5660.91 | 5746.57 | 6455.26 | Relax Interventions 50% | Afghanistan | AFG | 2022-01-02 | v8 | TRUE
https://raw.githubusercontent.com/mrc-ide/global-lmic-reports/master/AFG/projections.csv | 2020-12-06 | deaths | 11.01 | 11.75 | 12.14 | 12.2 | 12.37 | 14.1 | Relax Interventions 50% | Afghanistan | AFG | 2022-01-02 | v8 | TRUE
https://raw.githubusercontent.com/mrc-ide/global-lmic-reports/master/AFG/projections.csv | 2020-12-06 | hospital_demand | 450.61 | 474.02 | 486.69 | 492.29 | 500.28 | 564.9 | Relax Interventions 50% | Afghanistan | AFG | 2022-01-02 | v8 | TRUE
https://raw.githubusercontent.com/mrc-ide/global-lmic-reports/master/AFG/projections.csv | 2020-12-06 | ICU_demand | 168.82 | 178.79 | 184.54 | 185.72 | 188.68 | 213.76 | Relax Interventions 50% | Afghanistan | AFG | 2022-01-02 | v8 | TRUE
https://raw.githubusercontent.com/mrc-ide/global-lmic-reports/master/AFG/projections.csv | 2020-12-06 | hospital_incidence | 50.79 | 53.52 | 54.88 | 55.28 | 56.81 | 62.09 | Relax Interventions 50% | Afghanistan | AFG | 2022-01-02 | v8 | TRUE
https://raw.githubusercontent.com/mrc-ide/global-lmic-reports/master/AFG/projections.csv | 2020-12-06 | ICU_incidence | 14.52 | 15.3 | 15.69 | 15.8 | 16.24 | 17.75 | Relax Interventions 50% | Afghanistan | AFG | 2022-01-02 | v8 | TRUE
https://raw.githubusercontent.com/mrc-ide/global-lmic-reports/master/AFG/projections.csv | 2020-12-06 | prevalence | 38768.15 | 40466.58 | 41687.8 | 42041.64 | 43118.79 | 47064.75 | Relax Interventions 50% | Afghanistan | AFG | 2022-01-02 | v8 | TRUE
https://raw.githubusercontent.com/mrc-ide/global-lmic-reports/master/AFG/projections.csv | 2020-12-06 | cumulative_infections | 869386.9 | 915242.91 | 934505.52 | 943328.02 | 960929.81 | 1051758.31 | Relax Interventions 50% | Afghanistan | AFG | 2022-01-02 | v8 | TRUE
https://raw.githubusercontent.com/mrc-ide/global-lmic-reports/master/AFG/projections.csv | 2020-12-06 | cumulative_deaths | 1650.71 | 1750.55 | 1799.29 | 1812.02 | 1858.75 | 2035.32 | Relax Interventions 50% | Afghanistan | AFG | 2022-01-02 | v8 | TRUE
https://raw.githubusercontent.com/mrc-ide/global-lmic-reports/master/AFG/projections.csv | 2020-12-06 | Rt | 0.89 | 0.94 | 0.97 | 0.97 | 0.99 | 1.05 | Relax Interventions 50% | Afghanistan | AFG | 2022-01-02 | v8 | TRUE
https://raw.githubusercontent.com/mrc-ide/global-lmic-reports/master/AFG/projections.csv | 2020-12-06 | Reff | 0.87 | 0.92 | 0.94 | 0.94 | 0.96 | 1.02 | Relax Interventions 50% | Afghanistan | AFG | 2022-01-02 | v8 | TRUE
https://raw.githubusercontent.com/mrc-ide/global-lmic-reports/master/AFG/projections.csv | 2020-12-06 | infections | 5036.14 | 5370.73 | 5508.3 | 5560.55 | 5680.01 | 6224.61 | Surged Additional 50% Reduction | Afghanistan | AFG | 2022-01-02 | v8 | TRUE
https://raw.githubusercontent.com/mrc-ide/global-lmic-reports/master/AFG/projections.csv | 2020-12-06 | deaths | 11.1 | 11.66 | 12.02 | 12.07 | 12.38 | 13.22 | Surged Additional 50% Reduction | Afghanistan | AFG | 2022-01-02 | v8 | TRUE
https://raw.githubusercontent.com/mrc-ide/global-lmic-reports/master/AFG/projections.csv | 2020-12-06 | hospital_demand | 450.9 | 472.04 | 483.36 | 486.77 | 498.76 | 536.02 | Surged Additional 50% Reduction | Afghanistan | AFG | 2022-01-02 | v8 | TRUE
https://raw.githubusercontent.com/mrc-ide/global-lmic-reports/master/AFG/projections.csv | 2020-12-06 | ICU_demand | 169.58 | 177.92 | 182.55 | 183.74 | 189.21 | 201.43 | Surged Additional 50% Reduction | Afghanistan | AFG | 2022-01-02 | v8 | TRUE
https://raw.githubusercontent.com/mrc-ide/global-lmic-reports/master/AFG/projections.csv | 2020-12-06 | hospital_incidence | 49.79 | 53.04 | 53.95 | 54.58 | 55.51 | 61.51 | Surged Additional 50% Reduction | Afghanistan | AFG | 2022-01-02 | v8 | TRUE
https://raw.githubusercontent.com/mrc-ide/global-lmic-reports/master/AFG/projections.csv | 2020-12-06 | ICU_incidence | 14.23 | 15.16 | 15.42 | 15.6 | 15.87 | 17.58 | Surged Additional 50% Reduction | Afghanistan | AFG | 2022-01-02 | v8 | TRUE
https://raw.githubusercontent.com/mrc-ide/global-lmic-reports/master/AFG/projections.csv | 2020-12-06 | prevalence | 37759.69 | 40082.96 | 41114.94 | 41431.02 | 42089.06 | 46757.27 | Surged Additional 50% Reduction | Afghanistan | AFG | 2022-01-02 | v8 | TRUE
https://raw.githubusercontent.com/mrc-ide/global-lmic-reports/master/AFG/projections.csv | 2020-12-06 | cumulative_infections | 874827.44 | 908773.6 | 937267.87 | 935196.92 | 959542.03 | 1001347.84 | Surged Additional 50% Reduction | Afghanistan | AFG | 2022-01-02 | v8 | TRUE
https://raw.githubusercontent.com/mrc-ide/global-lmic-reports/master/AFG/projections.csv | 2020-12-06 | cumulative_deaths | 1661.07 | 1729.99 | 1791.36 | 1783.73 | 1830.32 | 1912.67 | Surged Additional 50% Reduction | Afghanistan | AFG | 2022-01-02 | v8 | TRUE
https://raw.githubusercontent.com/mrc-ide/global-lmic-reports/master/AFG/projections.csv | 2020-12-06 | Rt | 0.9 | 0.94 | 0.96 | 0.96 | 0.98 | 1.01 | Surged Additional 50% Reduction | Afghanistan | AFG | 2022-01-02 | v8 | TRUE
https://raw.githubusercontent.com/mrc-ide/global-lmic-reports/master/AFG/projections.csv | 2020-12-06 | Reff | 0.88 | 0.92 | 0.93 | 0.94 | 0.95 | 0.99 | Surged Additional 50% Reduction | Afghanistan | AFG | 2022-01-02 | v8 | TRUE
https://raw.githubusercontent.com/mrc-ide/global-lmic-reports/master/AFG/projections.csv | 2020-12-06 | infections | 5036.14 | 5370.73 | 5508.3 | 5560.55 | 5680.01 | 6224.61 | Surged Maintain Status Quo | Afghanistan | AFG | 2022-01-02 | v8 | TRUE
https://raw.githubusercontent.com/mrc-ide/global-lmic-reports/master/AFG/projections.csv | 2020-12-06 | deaths | 11.1 | 11.66 | 12.02 | 12.07 | 12.38 | 13.22 | Surged Maintain Status Quo | Afghanistan | AFG | 2022-01-02 | v8 | TRUE
https://raw.githubusercontent.com/mrc-ide/global-lmic-reports/master/AFG/projections.csv | 2020-12-06 | hospital_demand | 450.9 | 472.04 | 483.36 | 486.77 | 498.76 | 536.02 | Surged Maintain Status Quo | Afghanistan | AFG | 2022-01-02 | v8 | TRUE
https://raw.githubusercontent.com/mrc-ide/global-lmic-reports/master/AFG/projections.csv | 2020-12-06 | ICU_demand | 169.58 | 177.92 | 182.55 | 183.74 | 189.21 | 201.43 | Surged Maintain Status Quo | Afghanistan | AFG | 2022-01-02 | v8 | TRUE
https://raw.githubusercontent.com/mrc-ide/global-lmic-reports/master/AFG/projections.csv | 2020-12-06 | hospital_incidence | 49.79 | 53.04 | 53.95 | 54.58 | 55.51 | 61.51 | Surged Maintain Status Quo | Afghanistan | AFG | 2022-01-02 | v8 | TRUE
https://raw.githubusercontent.com/mrc-ide/global-lmic-reports/master/AFG/projections.csv | 2020-12-06 | ICU_incidence | 14.23 | 15.16 | 15.42 | 15.6 | 15.87 | 17.58 | Surged Maintain Status Quo | Afghanistan | AFG | 2022-01-02 | v8 | TRUE
https://raw.githubusercontent.com/mrc-ide/global-lmic-reports/master/AFG/projections.csv | 2020-12-06 | prevalence | 37759.69 | 40082.96 | 41114.94 | 41431.02 | 42089.06 | 46757.27 | Surged Maintain Status Quo | Afghanistan | AFG | 2022-01-02 | v8 | TRUE
https://raw.githubusercontent.com/mrc-ide/global-lmic-reports/master/AFG/projections.csv | 2020-12-06 | cumulative_infections | 874827.44 | 908773.6 | 937267.87 | 935196.92 | 959542.03 | 1001347.84 | Surged Maintain Status Quo | Afghanistan | AFG | 2022-01-02 | v8 | TRUE
https://raw.githubusercontent.com/mrc-ide/global-lmic-reports/master/AFG/projections.csv | 2020-12-06 | cumulative_deaths | 1661.07 | 1729.99 | 1791.36 | 1783.73 | 1830.32 | 1912.67 | Surged Maintain Status Quo | Afghanistan | AFG | 2022-01-02 | v8 | TRUE
https://raw.githubusercontent.com/mrc-ide/global-lmic-reports/master/AFG/projections.csv | 2020-12-06 | Rt | 0.9 | 0.94 | 0.96 | 0.96 | 0.98 | 1.01 | Surged Maintain Status Quo | Afghanistan | AFG | 2022-01-02 | v8 | TRUE
https://raw.githubusercontent.com/mrc-ide/global-lmic-reports/master/AFG/projections.csv | 2020-12-06 | Reff | 0.88 | 0.92 | 0.93 | 0.94 | 0.95 | 0.99 | Surged Maintain Status Quo | Afghanistan | AFG | 2022-01-02 | v8 | TRUE
https://raw.githubusercontent.com/mrc-ide/global-lmic-reports/master/AFG/projections.csv | 2020-12-06 | infections | 5036.14 | 5370.73 | 5508.3 | 5560.55 | 5680.01 | 6224.61 | Surged Optimistic | Afghanistan | AFG | 2022-01-02 | v8 | TRUE
https://raw.githubusercontent.com/mrc-ide/global-lmic-reports/master/AFG/projections.csv | 2020-12-06 | deaths | 11.1 | 11.66 | 12.02 | 12.07 | 12.38 | 13.22 | Surged Optimistic | Afghanistan | AFG | 2022-01-02 | v8 | TRUE
https://raw.githubusercontent.com/mrc-ide/global-lmic-reports/master/AFG/projections.csv | 2020-12-06 | hospital_demand | 450.9 | 472.04 | 483.36 | 486.77 | 498.76 | 536.02 | Surged Optimistic | Afghanistan | AFG | 2022-01-02 | v8 | TRUE
https://raw.githubusercontent.com/mrc-ide/global-lmic-reports/master/AFG/projections.csv | 2020-12-06 | ICU_demand | 169.58 | 177.92 | 182.55 | 183.74 | 189.21 | 201.43 | Surged Optimistic | Afghanistan | AFG | 2022-01-02 | v8 | TRUE
https://raw.githubusercontent.com/mrc-ide/global-lmic-reports/master/AFG/projections.csv | 2020-12-06 | hospital_incidence | 49.79 | 53.04 | 53.95 | 54.58 | 55.51 | 61.51 | Surged Optimistic | Afghanistan | AFG | 2022-01-02 | v8 | TRUE
https://raw.githubusercontent.com/mrc-ide/global-lmic-reports/master/AFG/projections.csv | 2020-12-06 | ICU_incidence | 14.23 | 15.16 | 15.42 | 15.6 | 15.87 | 17.58 | Surged Optimistic | Afghanistan | AFG | 2022-01-02 | v8 | TRUE
https://raw.githubusercontent.com/mrc-ide/global-lmic-reports/master/AFG/projections.csv | 2020-12-06 | prevalence | 37759.69 | 40082.96 | 41114.94 | 41431.02 | 42089.06 | 46757.27 | Surged Optimistic | Afghanistan | AFG | 2022-01-02 | v8 | TRUE
https://raw.githubusercontent.com/mrc-ide/global-lmic-reports/master/AFG/projections.csv | 2020-12-06 | cumulative_infections | 874827.44 | 908773.6 | 937267.87 | 935196.92 | 959542.03 | 1001347.84 | Surged Optimistic | Afghanistan | AFG | 2022-01-02 | v8 | TRUE
https://raw.githubusercontent.com/mrc-ide/global-lmic-reports/master/AFG/projections.csv | 2020-12-06 | cumulative_deaths | 1661.07 | 1729.99 | 1791.36 | 1783.73 | 1830.32 | 1912.67 | Surged Optimistic | Afghanistan | AFG | 2022-01-02 | v8 | TRUE
https://raw.githubusercontent.com/mrc-ide/global-lmic-reports/master/AFG/projections.csv | 2020-12-06 | Rt | 0.9 | 0.94 | 0.96 | 0.96 | 0.98 | 1.01 | Surged Optimistic | Afghanistan | AFG | 2022-01-02 | v8 | TRUE
https://raw.githubusercontent.com/mrc-ide/global-lmic-reports/master/AFG/projections.csv | 2020-12-06 | Reff | 0.88 | 0.92 | 0.93 | 0.94 | 0.95 | 0.99 | Surged Optimistic | Afghanistan | AFG | 2022-01-02 | v8 | TRUE
https://raw.githubusercontent.com/mrc-ide/global-lmic-reports/master/AFG/projections.csv | 2020-12-06 | infections | 5036.14 | 5370.73 | 5508.3 | 5560.55 | 5680.01 | 6224.61 | Surged Pessimistic | Afghanistan | AFG | 2022-01-02 | v8 | TRUE
https://raw.githubusercontent.com/mrc-ide/global-lmic-reports/master/AFG/projections.csv | 2020-12-06 | deaths | 11.1 | 11.66 | 12.02 | 12.07 | 12.38 | 13.22 | Surged Pessimistic | Afghanistan | AFG | 2022-01-02 | v8 | TRUE
https://raw.githubusercontent.com/mrc-ide/global-lmic-reports/master/AFG/projections.csv | 2020-12-06 | hospital_demand | 450.9 | 472.04 | 483.36 | 486.77 | 498.76 | 536.02 | Surged Pessimistic | Afghanistan | AFG | 2022-01-02 | v8 | TRUE
https://raw.githubusercontent.com/mrc-ide/global-lmic-reports/master/AFG/projections.csv | 2020-12-06 | ICU_demand | 169.58 | 177.92 | 182.55 | 183.74 | 189.21 | 201.43 | Surged Pessimistic | Afghanistan | AFG | 2022-01-02 | v8 | TRUE
https://raw.githubusercontent.com/mrc-ide/global-lmic-reports/master/AFG/projections.csv | 2020-12-06 | hospital_incidence | 49.79 | 53.04 | 53.95 | 54.58 | 55.51 | 61.51 | Surged Pessimistic | Afghanistan | AFG | 2022-01-02 | v8 | TRUE
https://raw.githubusercontent.com/mrc-ide/global-lmic-reports/master/AFG/projections.csv | 2020-12-06 | ICU_incidence | 14.23 | 15.16 | 15.42 | 15.6 | 15.87 | 17.58 | Surged Pessimistic | Afghanistan | AFG | 2022-01-02 | v8 | TRUE
https://raw.githubusercontent.com/mrc-ide/global-lmic-reports/master/AFG/projections.csv | 2020-12-06 | prevalence | 37759.69 | 40082.96 | 41114.94 | 41431.02 | 42089.06 | 46757.27 | Surged Pessimistic | Afghanistan | AFG | 2022-01-02 | v8 | TRUE
https://raw.githubusercontent.com/mrc-ide/global-lmic-reports/master/AFG/projections.csv | 2020-12-06 | cumulative_infections | 874827.44 | 908773.6 | 937267.87 | 935196.92 | 959542.03 | 1001347.84 | Surged Pessimistic | Afghanistan | AFG | 2022-01-02 | v8 | TRUE
https://raw.githubusercontent.com/mrc-ide/global-lmic-reports/master/AFG/projections.csv | 2020-12-06 | cumulative_deaths | 1661.07 | 1729.99 | 1791.36 | 1783.73 | 1830.32 | 1912.67 | Surged Pessimistic | Afghanistan | AFG | 2022-01-02 | v8 | TRUE
https://raw.githubusercontent.com/mrc-ide/global-lmic-reports/master/AFG/projections.csv | 2020-12-06 | Rt | 0.9 | 0.94 | 0.96 | 0.96 | 0.98 | 1.01 | Surged Pessimistic | Afghanistan | AFG | 2022-01-02 | v8 | TRUE
https://raw.githubusercontent.com/mrc-ide/global-lmic-reports/master/AFG/projections.csv | 2020-12-06 | Reff | 0.88 | 0.92 | 0.93 | 0.94 | 0.95 | 0.99 | Surged Pessimistic | Afghanistan | AFG | 2022-01-02 | v8 | TRUE
https://raw.githubusercontent.com/mrc-ide/global-lmic-reports/master/AFG/projections.csv | 2020-12-06 | infections | 5036.14 | 5370.73 | 5508.3 | 5560.55 | 5680.01 | 6224.61 | Surged Relax Interventions 50% | Afghanistan | AFG | 2022-01-02 | v8 | TRUE
https://raw.githubusercontent.com/mrc-ide/global-lmic-reports/master/AFG/projections.csv | 2020-12-06 | deaths | 11.1 | 11.66 | 12.02 | 12.07 | 12.38 | 13.22 | Surged Relax Interventions 50% | Afghanistan | AFG | 2022-01-02 | v8 | TRUE
https://raw.githubusercontent.com/mrc-ide/global-lmic-reports/master/AFG/projections.csv | 2020-12-06 | hospital_demand | 450.9 | 472.04 | 483.36 | 486.77 | 498.76 | 536.02 | Surged Relax Interventions 50% | Afghanistan | AFG | 2022-01-02 | v8 | TRUE
https://raw.githubusercontent.com/mrc-ide/global-lmic-reports/master/AFG/projections.csv | 2020-12-06 | ICU_demand | 169.58 | 177.92 | 182.55 | 183.74 | 189.21 | 201.43 | Surged Relax Interventions 50% | Afghanistan | AFG | 2022-01-02 | v8 | TRUE
https://raw.githubusercontent.com/mrc-ide/global-lmic-reports/master/AFG/projections.csv | 2020-12-06 | hospital_incidence | 49.79 | 53.04 | 53.95 | 54.58 | 55.51 | 61.51 | Surged Relax Interventions 50% | Afghanistan | AFG | 2022-01-02 | v8 | TRUE
https://raw.githubusercontent.com/mrc-ide/global-lmic-reports/master/AFG/projections.csv | 2020-12-06 | ICU_incidence | 14.23 | 15.16 | 15.42 | 15.6 | 15.87 | 17.58 | Surged Relax Interventions 50% | Afghanistan | AFG | 2022-01-02 | v8 | TRUE
https://raw.githubusercontent.com/mrc-ide/global-lmic-reports/master/AFG/projections.csv | 2020-12-06 | prevalence | 37759.69 | 40082.96 | 41114.94 | 41431.02 | 42089.06 | 46757.27 | Surged Relax Interventions 50% | Afghanistan | AFG | 2022-01-02 | v8 | TRUE
https://raw.githubusercontent.com/mrc-ide/global-lmic-reports/master/AFG/projections.csv | 2020-12-06 | cumulative_infections | 874827.44 | 908773.6 | 937267.87 | 935196.92 | 959542.03 | 1001347.84 | Surged Relax Interventions 50% | Afghanistan | AFG | 2022-01-02 | v8 | TRUE
https://raw.githubusercontent.com/mrc-ide/global-lmic-reports/master/AFG/projections.csv | 2020-12-06 | cumulative_deaths | 1661.07 | 1729.99 | 1791.36 | 1783.73 | 1830.32 | 1912.67 | Surged Relax Interventions 50% | Afghanistan | AFG | 2022-01-02 | v8 | TRUE
https://raw.githubusercontent.com/mrc-ide/global-lmic-reports/master/AFG/projections.csv | 2020-12-06 | Rt | 0.9 | 0.94 | 0.96 | 0.96 | 0.98 | 1.01 | Surged Relax Interventions 50% | Afghanistan | AFG | 2022-01-02 | v8 | TRUE
https://raw.githubusercontent.com/mrc-ide/global-lmic-reports/master/AFG/projections.csv | 2020-12-06 | Reff | 0.88 | 0.92 | 0.93 | 0.94 | 0.95 | 0.99 | Surged Relax Interventions 50% | Afghanistan | AFG | 2022-01-02 | v8 | TRUE
https://raw.githubusercontent.com/mrc-ide/global-lmic-reports/master/AFG/projections.csv | 2020-12-07 | infections | 5299.95 | 5711.13 | 5819 | 5878.45 | 5979.39 | 6716.29 | Additional 50% Reduction | Afghanistan | AFG | 2022-01-02 | v8 | TRUE
https://raw.githubusercontent.com/mrc-ide/global-lmic-reports/master/AFG/projections.csv | 2020-12-07 | deaths | 11.17 | 11.88 | 12.26 | 12.33 | 12.51 | 14.23 | Additional 50% Reduction | Afghanistan | AFG | 2022-01-02 | v8 | TRUE
https://raw.githubusercontent.com/mrc-ide/global-lmic-reports/master/AFG/projections.csv | 2020-12-07 | hospital_demand | 455.74 | 480.21 | 489.64 | 496.29 | 504.87 | 567.81 | Additional 50% Reduction | Afghanistan | AFG | 2022-01-02 | v8 | TRUE
https://raw.githubusercontent.com/mrc-ide/global-lmic-reports/master/AFG/projections.csv | 2020-12-07 | ICU_demand | 171.41 | 180.67 | 185.99 | 187.66 | 190.82 | 215.46 | Additional 50% Reduction | Afghanistan | AFG | 2022-01-02 | v8 | TRUE
https://raw.githubusercontent.com/mrc-ide/global-lmic-reports/master/AFG/projections.csv | 2020-12-07 | hospital_incidence | 50.88 | 53.51 | 54.79 | 55.35 | 56.81 | 62.01 | Additional 50% Reduction | Afghanistan | AFG | 2022-01-02 | v8 | TRUE
https://raw.githubusercontent.com/mrc-ide/global-lmic-reports/master/AFG/projections.csv | 2020-12-07 | ICU_incidence | 14.54 | 15.3 | 15.66 | 15.82 | 16.24 | 17.73 | Additional 50% Reduction | Afghanistan | AFG | 2022-01-02 | v8 | TRUE
https://raw.githubusercontent.com/mrc-ide/global-lmic-reports/master/AFG/projections.csv | 2020-12-07 | prevalence | 38338.76 | 40190.62 | 41396.5 | 41681.11 | 42668.35 | 46803.31 | Additional 50% Reduction | Afghanistan | AFG | 2022-01-02 | v8 | TRUE
https://raw.githubusercontent.com/mrc-ide/global-lmic-reports/master/AFG/projections.csv | 2020-12-07 | cumulative_infections | 875171.69 | 920822.87 | 940222.62 | 949206.47 | 966604.5 | 1058258.45 | Additional 50% Reduction | Afghanistan | AFG | 2022-01-02 | v8 | TRUE
https://raw.githubusercontent.com/mrc-ide/global-lmic-reports/master/AFG/projections.csv | 2020-12-07 | cumulative_deaths | 1662.22 | 1762.73 | 1811.39 | 1824.35 | 1871.08 | 2048.85 | Additional 50% Reduction | Afghanistan | AFG | 2022-01-02 | v8 | TRUE
https://raw.githubusercontent.com/mrc-ide/global-lmic-reports/master/AFG/projections.csv | 2020-12-07 | Rt | 0.89 | 0.94 | 0.96 | 0.96 | 0.98 | 1.04 | Additional 50% Reduction | Afghanistan | AFG | 2022-01-02 | v8 | TRUE
https://raw.githubusercontent.com/mrc-ide/global-lmic-reports/master/AFG/projections.csv | 2020-12-07 | Reff | 0.86 | 0.91 | 0.94 | 0.93 | 0.95 | 1.01 | Additional 50% Reduction | Afghanistan | AFG | 2022-01-02 | v8 | TRUE
https://raw.githubusercontent.com/mrc-ide/global-lmic-reports/master/AFG/projections.csv | 2020-12-07 | infections | 5299.95 | 5711.13 | 5819 | 5878.45 | 5979.39 | 6716.29 | Maintain Status Quo | Afghanistan | AFG | 2022-01-02 | v8 | TRUE
https://raw.githubusercontent.com/mrc-ide/global-lmic-reports/master/AFG/projections.csv | 2020-12-07 | deaths | 11.17 | 11.88 | 12.26 | 12.33 | 12.51 | 14.23 | Maintain Status Quo | Afghanistan | AFG | 2022-01-02 | v8 | TRUE
https://raw.githubusercontent.com/mrc-ide/global-lmic-reports/master/AFG/projections.csv | 2020-12-07 | hospital_demand | 455.74 | 480.21 | 489.64 | 496.29 | 504.87 | 567.81 | Maintain Status Quo | Afghanistan | AFG | 2022-01-02 | v8 | TRUE
https://raw.githubusercontent.com/mrc-ide/global-lmic-reports/master/AFG/projections.csv | 2020-12-07 | ICU_demand | 171.41 | 180.67 | 185.99 | 187.66 | 190.82 | 215.46 | Maintain Status Quo | Afghanistan | AFG | 2022-01-02 | v8 | TRUE
https://raw.githubusercontent.com/mrc-ide/global-lmic-reports/master/AFG/projections.csv | 2020-12-07 | hospital_incidence | 50.88 | 53.51 | 54.79 | 55.35 | 56.81 | 62.01 | Maintain Status Quo | Afghanistan | AFG | 2022-01-02 | v8 | TRUE
https://raw.githubusercontent.com/mrc-ide/global-lmic-reports/master/AFG/projections.csv | 2020-12-07 | ICU_incidence | 14.54 | 15.3 | 15.66 | 15.82 | 16.24 | 17.73 | Maintain Status Quo | Afghanistan | AFG | 2022-01-02 | v8 | TRUE
https://raw.githubusercontent.com/mrc-ide/global-lmic-reports/master/AFG/projections.csv | 2020-12-07 | prevalence | 38338.76 | 40190.62 | 41396.5 | 41681.11 | 42668.35 | 46803.31 | Maintain Status Quo | Afghanistan | AFG | 2022-01-02 | v8 | TRUE
https://raw.githubusercontent.com/mrc-ide/global-lmic-reports/master/AFG/projections.csv | 2020-12-07 | cumulative_infections | 875171.69 | 920822.87 | 940222.62 | 949206.47 | 966604.5 | 1058258.45 | Maintain Status Quo | Afghanistan | AFG | 2022-01-02 | v8 | TRUE
https://raw.githubusercontent.com/mrc-ide/global-lmic-reports/master/AFG/projections.csv | 2020-12-07 | cumulative_deaths | 1662.22 | 1762.73 | 1811.39 | 1824.35 | 1871.08 | 2048.85 | Maintain Status Quo | Afghanistan | AFG | 2022-01-02 | v8 | TRUE
https://raw.githubusercontent.com/mrc-ide/global-lmic-reports/master/AFG/projections.csv | 2020-12-07 | Rt | 0.89 | 0.94 | 0.96 | 0.96 | 0.98 | 1.04 | Maintain Status Quo | Afghanistan | AFG | 2022-01-02 | v8 | TRUE
https://raw.githubusercontent.com/mrc-ide/global-lmic-reports/master/AFG/projections.csv | 2020-12-07 | Reff | 0.86 | 0.91 | 0.94 | 0.93 | 0.95 | 1.01 | Maintain Status Quo | Afghanistan | AFG | 2022-01-02 | v8 | TRUE
https://raw.githubusercontent.com/mrc-ide/global-lmic-reports/master/AFG/projections.csv | 2020-12-07 | infections | 5299.95 | 5711.13 | 5819 | 5878.45 | 5979.39 | 6716.29 | Optimistic | Afghanistan | AFG | 2022-01-02 | v8 | TRUE
https://raw.githubusercontent.com/mrc-ide/global-lmic-reports/master/AFG/projections.csv | 2020-12-07 | deaths | 11.17 | 11.88 | 12.26 | 12.33 | 12.51 | 14.23 | Optimistic | Afghanistan | AFG | 2022-01-02 | v8 | TRUE
https://raw.githubusercontent.com/mrc-ide/global-lmic-reports/master/AFG/projections.csv | 2020-12-07 | hospital_demand | 455.74 | 480.21 | 489.64 | 496.29 | 504.87 | 567.81 | Optimistic | Afghanistan | AFG | 2022-01-02 | v8 | TRUE
https://raw.githubusercontent.com/mrc-ide/global-lmic-reports/master/AFG/projections.csv | 2020-12-07 | ICU_demand | 171.41 | 180.67 | 185.99 | 187.66 | 190.82 | 215.46 | Optimistic | Afghanistan | AFG | 2022-01-02 | v8 | TRUE
https://raw.githubusercontent.com/mrc-ide/global-lmic-reports/master/AFG/projections.csv | 2020-12-07 | hospital_incidence | 50.88 | 53.51 | 54.79 | 55.35 | 56.81 | 62.01 | Optimistic | Afghanistan | AFG | 2022-01-02 | v8 | TRUE
https://raw.githubusercontent.com/mrc-ide/global-lmic-reports/master/AFG/projections.csv | 2020-12-07 | ICU_incidence | 14.54 | 15.3 | 15.66 | 15.82 | 16.24 | 17.73 | Optimistic | Afghanistan | AFG | 2022-01-02 | v8 | TRUE
https://raw.githubusercontent.com/mrc-ide/global-lmic-reports/master/AFG/projections.csv | 2020-12-07 | prevalence | 38338.76 | 40190.62 | 41396.5 | 41681.11 | 42668.35 | 46803.31 | Optimistic | Afghanistan | AFG | 2022-01-02 | v8 | TRUE
https://raw.githubusercontent.com/mrc-ide/global-lmic-reports/master/AFG/projections.csv | 2020-12-07 | cumulative_infections | 875171.69 | 920822.87 | 940222.62 | 949206.47 | 966604.5 | 1058258.45 | Optimistic | Afghanistan | AFG | 2022-01-02 | v8 | TRUE
https://raw.githubusercontent.com/mrc-ide/global-lmic-reports/master/AFG/projections.csv | 2020-12-07 | cumulative_deaths | 1662.22 | 1762.73 | 1811.39 | 1824.35 | 1871.08 | 2048.85 | Optimistic | Afghanistan | AFG | 2022-01-02 | v8 | TRUE
https://raw.githubusercontent.com/mrc-ide/global-lmic-reports/master/AFG/projections.csv | 2020-12-07 | Rt | 0.89 | 0.94 | 0.96 | 0.96 | 0.98 | 1.04 | Optimistic | Afghanistan | AFG | 2022-01-02 | v8 | TRUE
https://raw.githubusercontent.com/mrc-ide/global-lmic-reports/master/AFG/projections.csv | 2020-12-07 | Reff | 0.86 | 0.91 | 0.94 | 0.93 | 0.95 | 1.01 | Optimistic | Afghanistan | AFG | 2022-01-02 | v8 | TRUE
https://raw.githubusercontent.com/mrc-ide/global-lmic-reports/master/AFG/projections.csv | 2020-12-07 | infections | 5299.95 | 5711.13 | 5819 | 5878.45 | 5979.39 | 6716.29 | Pessimistic | Afghanistan | AFG | 2022-01-02 | v8 | TRUE
https://raw.githubusercontent.com/mrc-ide/global-lmic-reports/master/AFG/projections.csv | 2020-12-07 | deaths | 11.17 | 11.88 | 12.26 | 12.33 | 12.51 | 14.23 | Pessimistic | Afghanistan | AFG | 2022-01-02 | v8 | TRUE
https://raw.githubusercontent.com/mrc-ide/global-lmic-reports/master/AFG/projections.csv | 2020-12-07 | hospital_demand | 455.74 | 480.21 | 489.64 | 496.29 | 504.87 | 567.81 | Pessimistic | Afghanistan | AFG | 2022-01-02 | v8 | TRUE
https://raw.githubusercontent.com/mrc-ide/global-lmic-reports/master/AFG/projections.csv | 2020-12-07 | ICU_demand | 171.41 | 180.67 | 185.99 | 187.66 | 190.82 | 215.46 | Pessimistic | Afghanistan | AFG | 2022-01-02 | v8 | TRUE
https://raw.githubusercontent.com/mrc-ide/global-lmic-reports/master/AFG/projections.csv | 2020-12-07 | hospital_incidence | 50.88 | 53.51 | 54.79 | 55.35 | 56.81 | 62.01 | Pessimistic | Afghanistan | AFG | 2022-01-02 | v8 | TRUE
https://raw.githubusercontent.com/mrc-ide/global-lmic-reports/master/AFG/projections.csv | 2020-12-07 | ICU_incidence | 14.54 | 15.3 | 15.66 | 15.82 | 16.24 | 17.73 | Pessimistic | Afghanistan | AFG | 2022-01-02 | v8 | TRUE
https://raw.githubusercontent.com/mrc-ide/global-lmic-reports/master/AFG/projections.csv | 2020-12-07 | prevalence | 38338.76 | 40190.62 | 41396.5 | 41681.11 | 42668.35 | 46803.31 | Pessimistic | Afghanistan | AFG | 2022-01-02 | v8 | TRUE
https://raw.githubusercontent.com/mrc-ide/global-lmic-reports/master/AFG/projections.csv | 2020-12-07 | cumulative_infections | 875171.69 | 920822.87 | 940222.62 | 949206.47 | 966604.5 | 1058258.45 | Pessimistic | Afghanistan | AFG | 2022-01-02 | v8 | TRUE
https://raw.githubusercontent.com/mrc-ide/global-lmic-reports/master/AFG/projections.csv | 2020-12-07 | cumulative_deaths | 1662.22 | 1762.73 | 1811.39 | 1824.35 | 1871.08 | 2048.85 | Pessimistic | Afghanistan | AFG | 2022-01-02 | v8 | TRUE
https://raw.githubusercontent.com/mrc-ide/global-lmic-reports/master/AFG/projections.csv | 2020-12-07 | Rt | 0.89 | 0.94 | 0.96 | 0.96 | 0.98 | 1.04 | Pessimistic | Afghanistan | AFG | 2022-01-02 | v8 | TRUE
https://raw.githubusercontent.com/mrc-ide/global-lmic-reports/master/AFG/projections.csv | 2020-12-07 | Reff | 0.86 | 0.91 | 0.94 | 0.93 | 0.95 | 1.01 | Pessimistic | Afghanistan | AFG | 2022-01-02 | v8 | TRUE
https://raw.githubusercontent.com/mrc-ide/global-lmic-reports/master/AFG/projections.csv | 2020-12-07 | infections | 5299.95 | 5711.13 | 5819 | 5878.45 | 5979.39 | 6716.29 | Relax Interventions 50% | Afghanistan | AFG | 2022-01-02 | v8 | TRUE
https://raw.githubusercontent.com/mrc-ide/global-lmic-reports/master/AFG/projections.csv | 2020-12-07 | deaths | 11.17 | 11.88 | 12.26 | 12.33 | 12.51 | 14.23 | Relax Interventions 50% | Afghanistan | AFG | 2022-01-02 | v8 | TRUE
https://raw.githubusercontent.com/mrc-ide/global-lmic-reports/master/AFG/projections.csv | 2020-12-07 | hospital_demand | 455.74 | 480.21 | 489.64 | 496.29 | 504.87 | 567.81 | Relax Interventions 50% | Afghanistan | AFG | 2022-01-02 | v8 | TRUE
https://raw.githubusercontent.com/mrc-ide/global-lmic-reports/master/AFG/projections.csv | 2020-12-07 | ICU_demand | 171.41 | 180.67 | 185.99 | 187.66 | 190.82 | 215.46 | Relax Interventions 50% | Afghanistan | AFG | 2022-01-02 | v8 | TRUE
https://raw.githubusercontent.com/mrc-ide/global-lmic-reports/master/AFG/projections.csv | 2020-12-07 | hospital_incidence | 50.88 | 53.51 | 54.79 | 55.35 | 56.81 | 62.01 | Relax Interventions 50% | Afghanistan | AFG | 2022-01-02 | v8 | TRUE
https://raw.githubusercontent.com/mrc-ide/global-lmic-reports/master/AFG/projections.csv | 2020-12-07 | ICU_incidence | 14.54 | 15.3 | 15.66 | 15.82 | 16.24 | 17.73 | Relax Interventions 50% | Afghanistan | AFG | 2022-01-02 | v8 | TRUE
https://raw.githubusercontent.com/mrc-ide/global-lmic-reports/master/AFG/projections.csv | 2020-12-07 | prevalence | 38338.76 | 40190.62 | 41396.5 | 41681.11 | 42668.35 | 46803.31 | Relax Interventions 50% | Afghanistan | AFG | 2022-01-02 | v8 | TRUE
https://raw.githubusercontent.com/mrc-ide/global-lmic-reports/master/AFG/projections.csv | 2020-12-07 | cumulative_infections | 875171.69 | 920822.87 | 940222.62 | 949206.47 | 966604.5 | 1058258.45 | Relax Interventions 50% | Afghanistan | AFG | 2022-01-02 | v8 | TRUE
https://raw.githubusercontent.com/mrc-ide/global-lmic-reports/master/AFG/projections.csv | 2020-12-07 | cumulative_deaths | 1662.22 | 1762.73 | 1811.39 | 1824.35 | 1871.08 | 2048.85 | Relax Interventions 50% | Afghanistan | AFG | 2022-01-02 | v8 | TRUE
https://raw.githubusercontent.com/mrc-ide/global-lmic-reports/master/AFG/projections.csv | 2020-12-07 | Rt | 0.89 | 0.94 | 0.96 | 0.96 | 0.98 | 1.04 | Relax Interventions 50% | Afghanistan | AFG | 2022-01-02 | v8 | TRUE
https://raw.githubusercontent.com/mrc-ide/global-lmic-reports/master/AFG/projections.csv | 2020-12-07 | Reff | 0.86 | 0.91 | 0.94 | 0.93 | 0.95 | 1.01 | Relax Interventions 50% | Afghanistan | AFG | 2022-01-02 | v8 | TRUE
https://raw.githubusercontent.com/mrc-ide/global-lmic-reports/master/AFG/projections.csv | 2020-12-07 | infections | 5188.51 | 5556.66 | 5694.72 | 5759.58 | 5922.83 | 6557.95 | Surged Additional 50% Reduction | Afghanistan | AFG | 2022-01-02 | v8 | TRUE
https://raw.githubusercontent.com/mrc-ide/global-lmic-reports/master/AFG/projections.csv | 2020-12-07 | deaths | 11.25 | 11.81 | 12.13 | 12.2 | 12.54 | 13.35 | Surged Additional 50% Reduction | Afghanistan | AFG | 2022-01-02 | v8 | TRUE
https://raw.githubusercontent.com/mrc-ide/global-lmic-reports/master/AFG/projections.csv | 2020-12-07 | hospital_demand | 454.69 | 477.39 | 488.01 | 490.62 | 502.05 | 542.33 | Surged Additional 50% Reduction | Afghanistan | AFG | 2022-01-02 | v8 | TRUE
https://raw.githubusercontent.com/mrc-ide/global-lmic-reports/master/AFG/projections.csv | 2020-12-07 | ICU_demand | 171.73 | 180.04 | 184.56 | 185.62 | 190.64 | 204.02 | Surged Additional 50% Reduction | Afghanistan | AFG | 2022-01-02 | v8 | TRUE
https://raw.githubusercontent.com/mrc-ide/global-lmic-reports/master/AFG/projections.csv | 2020-12-07 | hospital_incidence | 49.72 | 53.14 | 54.09 | 54.63 | 55.54 | 61.67 | Surged Additional 50% Reduction | Afghanistan | AFG | 2022-01-02 | v8 | TRUE
https://raw.githubusercontent.com/mrc-ide/global-lmic-reports/master/AFG/projections.csv | 2020-12-07 | ICU_incidence | 14.21 | 15.19 | 15.46 | 15.62 | 15.88 | 17.63 | Surged Additional 50% Reduction | Afghanistan | AFG | 2022-01-02 | v8 | TRUE
https://raw.githubusercontent.com/mrc-ide/global-lmic-reports/master/AFG/projections.csv | 2020-12-07 | prevalence | 37436.96 | 39631.82 | 40546.29 | 41036.49 | 41616.54 | 46280 | Surged Additional 50% Reduction | Afghanistan | AFG | 2022-01-02 | v8 | TRUE
https://raw.githubusercontent.com/mrc-ide/global-lmic-reports/master/AFG/projections.csv | 2020-12-07 | cumulative_infections | 880254.24 | 914293.6 | 943011.1 | 940956.51 | 965617.97 | 1007604.78 | Surged Additional 50% Reduction | Afghanistan | AFG | 2022-01-02 | v8 | TRUE
https://raw.githubusercontent.com/mrc-ide/global-lmic-reports/master/AFG/projections.csv | 2020-12-07 | cumulative_deaths | 1672.78 | 1741.96 | 1803.46 | 1795.93 | 1843.02 | 1925.35 | Surged Additional 50% Reduction | Afghanistan | AFG | 2022-01-02 | v8 | TRUE
https://raw.githubusercontent.com/mrc-ide/global-lmic-reports/master/AFG/projections.csv | 2020-12-07 | Rt | 0.9 | 0.93 | 0.95 | 0.95 | 0.97 | 1.01 | Surged Additional 50% Reduction | Afghanistan | AFG | 2022-01-02 | v8 | TRUE
https://raw.githubusercontent.com/mrc-ide/global-lmic-reports/master/AFG/projections.csv | 2020-12-07 | Reff | 0.88 | 0.91 | 0.93 | 0.93 | 0.94 | 0.99 | Surged Additional 50% Reduction | Afghanistan | AFG | 2022-01-02 | v8 | TRUE
https://raw.githubusercontent.com/mrc-ide/global-lmic-reports/master/AFG/projections.csv | 2020-12-07 | infections | 5188.51 | 5556.66 | 5694.72 | 5759.58 | 5922.83 | 6557.95 | Surged Maintain Status Quo | Afghanistan | AFG | 2022-01-02 | v8 | TRUE
https://raw.githubusercontent.com/mrc-ide/global-lmic-reports/master/AFG/projections.csv | 2020-12-07 | deaths | 11.25 | 11.81 | 12.13 | 12.2 | 12.54 | 13.35 | Surged Maintain Status Quo | Afghanistan | AFG | 2022-01-02 | v8 | TRUE
https://raw.githubusercontent.com/mrc-ide/global-lmic-reports/master/AFG/projections.csv | 2020-12-07 | hospital_demand | 454.69 | 477.39 | 488.01 | 490.62 | 502.05 | 542.33 | Surged Maintain Status Quo | Afghanistan | AFG | 2022-01-02 | v8 | TRUE
https://raw.githubusercontent.com/mrc-ide/global-lmic-reports/master/AFG/projections.csv | 2020-12-07 | ICU_demand | 171.73 | 180.04 | 184.56 | 185.62 | 190.64 | 204.02 | Surged Maintain Status Quo | Afghanistan | AFG | 2022-01-02 | v8 | TRUE
https://raw.githubusercontent.com/mrc-ide/global-lmic-reports/master/AFG/projections.csv | 2020-12-07 | hospital_incidence | 49.72 | 53.14 | 54.09 | 54.63 | 55.54 | 61.67 | Surged Maintain Status Quo | Afghanistan | AFG | 2022-01-02 | v8 | TRUE
https://raw.githubusercontent.com/mrc-ide/global-lmic-reports/master/AFG/projections.csv | 2020-12-07 | ICU_incidence | 14.21 | 15.19 | 15.46 | 15.62 | 15.88 | 17.63 | Surged Maintain Status Quo | Afghanistan | AFG | 2022-01-02 | v8 | TRUE
https://raw.githubusercontent.com/mrc-ide/global-lmic-reports/master/AFG/projections.csv | 2020-12-07 | prevalence | 37436.96 | 39631.82 | 40546.29 | 41036.49 | 41616.54 | 46280 | Surged Maintain Status Quo | Afghanistan | AFG | 2022-01-02 | v8 | TRUE
https://raw.githubusercontent.com/mrc-ide/global-lmic-reports/master/AFG/projections.csv | 2020-12-07 | cumulative_infections | 880254.24 | 914293.6 | 943011.1 | 940956.51 | 965617.97 | 1007604.78 | Surged Maintain Status Quo | Afghanistan | AFG | 2022-01-02 | v8 | TRUE
https://raw.githubusercontent.com/mrc-ide/global-lmic-reports/master/AFG/projections.csv | 2020-12-07 | cumulative_deaths | 1672.78 | 1741.96 | 1803.46 | 1795.93 | 1843.02 | 1925.35 | Surged Maintain Status Quo | Afghanistan | AFG | 2022-01-02 | v8 | TRUE
https://raw.githubusercontent.com/mrc-ide/global-lmic-reports/master/AFG/projections.csv | 2020-12-07 | Rt | 0.9 | 0.93 | 0.95 | 0.95 | 0.97 | 1.01 | Surged Maintain Status Quo | Afghanistan | AFG | 2022-01-02 | v8 | TRUE
https://raw.githubusercontent.com/mrc-ide/global-lmic-reports/master/AFG/projections.csv | 2020-12-07 | Reff | 0.88 | 0.91 | 0.93 | 0.93 | 0.94 | 0.99 | Surged Maintain Status Quo | Afghanistan | AFG | 2022-01-02 | v8 | TRUE
https://raw.githubusercontent.com/mrc-ide/global-lmic-reports/master/AFG/projections.csv | 2020-12-07 | infections | 5188.51 | 5556.66 | 5694.72 | 5759.58 | 5922.83 | 6557.95 | Surged Optimistic | Afghanistan | AFG | 2022-01-02 | v8 | TRUE
https://raw.githubusercontent.com/mrc-ide/global-lmic-reports/master/AFG/projections.csv | 2020-12-07 | deaths | 11.25 | 11.81 | 12.13 | 12.2 | 12.54 | 13.35 | Surged Optimistic | Afghanistan | AFG | 2022-01-02 | v8 | TRUE
https://raw.githubusercontent.com/mrc-ide/global-lmic-reports/master/AFG/projections.csv | 2020-12-07 | hospital_demand | 454.69 | 477.39 | 488.01 | 490.62 | 502.05 | 542.33 | Surged Optimistic | Afghanistan | AFG | 2022-01-02 | v8 | TRUE
https://raw.githubusercontent.com/mrc-ide/global-lmic-reports/master/AFG/projections.csv | 2020-12-07 | ICU_demand | 171.73 | 180.04 | 184.56 | 185.62 | 190.64 | 204.02 | Surged Optimistic | Afghanistan | AFG | 2022-01-02 | v8 | TRUE
https://raw.githubusercontent.com/mrc-ide/global-lmic-reports/master/AFG/projections.csv | 2020-12-07 | hospital_incidence | 49.72 | 53.14 | 54.09 | 54.63 | 55.54 | 61.67 | Surged Optimistic | Afghanistan | AFG | 2022-01-02 | v8 | TRUE
https://raw.githubusercontent.com/mrc-ide/global-lmic-reports/master/AFG/projections.csv | 2020-12-07 | ICU_incidence | 14.21 | 15.19 | 15.46 | 15.62 | 15.88 | 17.63 | Surged Optimistic | Afghanistan | AFG | 2022-01-02 | v8 | TRUE
https://raw.githubusercontent.com/mrc-ide/global-lmic-reports/master/AFG/projections.csv | 2020-12-07 | prevalence | 37436.96 | 39631.82 | 40546.29 | 41036.49 | 41616.54 | 46280 | Surged Optimistic | Afghanistan | AFG | 2022-01-02 | v8 | TRUE
https://raw.githubusercontent.com/mrc-ide/global-lmic-reports/master/AFG/projections.csv | 2020-12-07 | cumulative_infections | 880254.24 | 914293.6 | 943011.1 | 940956.51 | 965617.97 | 1007604.78 | Surged Optimistic | Afghanistan | AFG | 2022-01-02 | v8 | TRUE
https://raw.githubusercontent.com/mrc-ide/global-lmic-reports/master/AFG/projections.csv | 2020-12-07 | cumulative_deaths | 1672.78 | 1741.96 | 1803.46 | 1795.93 | 1843.02 | 1925.35 | Surged Optimistic | Afghanistan | AFG | 2022-01-02 | v8 | TRUE
https://raw.githubusercontent.com/mrc-ide/global-lmic-reports/master/AFG/projections.csv | 2020-12-07 | Rt | 0.9 | 0.93 | 0.95 | 0.95 | 0.97 | 1.01 | Surged Optimistic | Afghanistan | AFG | 2022-01-02 | v8 | TRUE
https://raw.githubusercontent.com/mrc-ide/global-lmic-reports/master/AFG/projections.csv | 2020-12-07 | Reff | 0.88 | 0.91 | 0.93 | 0.93 | 0.94 | 0.99 | Surged Optimistic | Afghanistan | AFG | 2022-01-02 | v8 | TRUE
https://raw.githubusercontent.com/mrc-ide/global-lmic-reports/master/AFG/projections.csv | 2020-12-07 | infections | 5188.51 | 5556.66 | 5694.72 | 5759.58 | 5922.83 | 6557.95 | Surged Pessimistic | Afghanistan | AFG | 2022-01-02 | v8 | TRUE
https://raw.githubusercontent.com/mrc-ide/global-lmic-reports/master/AFG/projections.csv | 2020-12-07 | deaths | 11.25 | 11.81 | 12.13 | 12.2 | 12.54 | 13.35 | Surged Pessimistic | Afghanistan | AFG | 2022-01-02 | v8 | TRUE
https://raw.githubusercontent.com/mrc-ide/global-lmic-reports/master/AFG/projections.csv | 2020-12-07 | hospital_demand | 454.69 | 477.39 | 488.01 | 490.62 | 502.05 | 542.33 | Surged Pessimistic | Afghanistan | AFG | 2022-01-02 | v8 | TRUE
https://raw.githubusercontent.com/mrc-ide/global-lmic-reports/master/AFG/projections.csv | 2020-12-07 | ICU_demand | 171.73 | 180.04 | 184.56 | 185.62 | 190.64 | 204.02 | Surged Pessimistic | Afghanistan | AFG | 2022-01-02 | v8 | TRUE
https://raw.githubusercontent.com/mrc-ide/global-lmic-reports/master/AFG/projections.csv | 2020-12-07 | hospital_incidence | 49.72 | 53.14 | 54.09 | 54.63 | 55.54 | 61.67 | Surged Pessimistic | Afghanistan | AFG | 2022-01-02 | v8 | TRUE
https://raw.githubusercontent.com/mrc-ide/global-lmic-reports/master/AFG/projections.csv | 2020-12-07 | ICU_incidence | 14.21 | 15.19 | 15.46 | 15.62 | 15.88 | 17.63 | Surged Pessimistic | Afghanistan | AFG | 2022-01-02 | v8 | TRUE
https://raw.githubusercontent.com/mrc-ide/global-lmic-reports/master/AFG/projections.csv | 2020-12-07 | prevalence | 37436.96 | 39631.82 | 40546.29 | 41036.49 | 41616.54 | 46280 | Surged Pessimistic | Afghanistan | AFG | 2022-01-02 | v8 | TRUE
https://raw.githubusercontent.com/mrc-ide/global-lmic-reports/master/AFG/projections.csv | 2020-12-07 | cumulative_infections | 880254.24 | 914293.6 | 943011.1 | 940956.51 | 965617.97 | 1007604.78 | Surged Pessimistic | Afghanistan | AFG | 2022-01-02 | v8 | TRUE
https://raw.githubusercontent.com/mrc-ide/global-lmic-reports/master/AFG/projections.csv | 2020-12-07 | cumulative_deaths | 1672.78 | 1741.96 | 1803.46 | 1795.93 | 1843.02 | 1925.35 | Surged Pessimistic | Afghanistan | AFG | 2022-01-02 | v8 | TRUE
https://raw.githubusercontent.com/mrc-ide/global-lmic-reports/master/AFG/projections.csv | 2020-12-07 | Rt | 0.9 | 0.93 | 0.95 | 0.95 | 0.97 | 1.01 | Surged Pessimistic | Afghanistan | AFG | 2022-01-02 | v8 | TRUE
https://raw.githubusercontent.com/mrc-ide/global-lmic-reports/master/AFG/projections.csv | 2020-12-07 | Reff | 0.88 | 0.91 | 0.93 | 0.93 | 0.94 | 0.99 | Surged Pessimistic | Afghanistan | AFG | 2022-01-02 | v8 | TRUE
https://raw.githubusercontent.com/mrc-ide/global-lmic-reports/master/AFG/projections.csv | 2020-12-07 | infections | 5188.51 | 5556.66 | 5694.72 | 5759.58 | 5922.83 | 6557.95 | Surged Relax Interventions 50% | Afghanistan | AFG | 2022-01-02 | v8 | TRUE
https://raw.githubusercontent.com/mrc-ide/global-lmic-reports/master/AFG/projections.csv | 2020-12-07 | deaths | 11.25 | 11.81 | 12.13 | 12.2 | 12.54 | 13.35 | Surged Relax Interventions 50% | Afghanistan | AFG | 2022-01-02 | v8 | TRUE
https://raw.githubusercontent.com/mrc-ide/global-lmic-reports/master/AFG/projections.csv | 2020-12-07 | hospital_demand | 454.69 | 477.39 | 488.01 | 490.62 | 502.05 | 542.33 | Surged Relax Interventions 50% | Afghanistan | AFG | 2022-01-02 | v8 | TRUE
https://raw.githubusercontent.com/mrc-ide/global-lmic-reports/master/AFG/projections.csv | 2020-12-07 | ICU_demand | 171.73 | 180.04 | 184.56 | 185.62 | 190.64 | 204.02 | Surged Relax Interventions 50% | Afghanistan | AFG | 2022-01-02 | v8 | TRUE
https://raw.githubusercontent.com/mrc-ide/global-lmic-reports/master/AFG/projections.csv | 2020-12-07 | hospital_incidence | 49.72 | 53.14 | 54.09 | 54.63 | 55.54 | 61.67 | Surged Relax Interventions 50% | Afghanistan | AFG | 2022-01-02 | v8 | TRUE
https://raw.githubusercontent.com/mrc-ide/global-lmic-reports/master/AFG/projections.csv | 2020-12-07 | ICU_incidence | 14.21 | 15.19 | 15.46 | 15.62 | 15.88 | 17.63 | Surged Relax Interventions 50% | Afghanistan | AFG | 2022-01-02 | v8 | TRUE
https://raw.githubusercontent.com/mrc-ide/global-lmic-reports/master/AFG/projections.csv | 2020-12-07 | prevalence | 37436.96 | 39631.82 | 40546.29 | 41036.49 | 41616.54 | 46280 | Surged Relax Interventions 50% | Afghanistan | AFG | 2022-01-02 | v8 | TRUE
https://raw.githubusercontent.com/mrc-ide/global-lmic-reports/master/AFG/projections.csv | 2020-12-07 | cumulative_infections | 880254.24 | 914293.6 | 943011.1 | 940956.51 | 965617.97 | 1007604.78 | Surged Relax Interventions 50% | Afghanistan | AFG | 2022-01-02 | v8 | TRUE
https://raw.githubusercontent.com/mrc-ide/global-lmic-reports/master/AFG/projections.csv | 2020-12-07 | cumulative_deaths | 1672.78 | 1741.96 | 1803.46 | 1795.93 | 1843.02 | 1925.35 | Surged Relax Interventions 50% | Afghanistan | AFG | 2022-01-02 | v8 | TRUE
https://raw.githubusercontent.com/mrc-ide/global-lmic-reports/master/AFG/projections.csv | 2020-12-07 | Rt | 0.9 | 0.93 | 0.95 | 0.95 | 0.97 | 1.01 | Surged Relax Interventions 50% | Afghanistan | AFG | 2022-01-02 | v8 | TRUE
https://raw.githubusercontent.com/mrc-ide/global-lmic-reports/master/AFG/projections.csv | 2020-12-07 | Reff | 0.88 | 0.91 | 0.93 | 0.93 | 0.94 | 0.99 | Surged Relax Interventions 50% | Afghanistan | AFG | 2022-01-02 | v8 | TRUE
https://raw.githubusercontent.com/mrc-ide/global-lmic-reports/master/AFG/projections.csv | 2020-12-08 | infections | 5220.36 | 5592.76 | 5719.39 | 5792.05 | 5885.82 | 6624.56 | Additional 50% Reduction | Afghanistan | AFG | 2022-01-02 | v8 | TRUE
https://raw.githubusercontent.com/mrc-ide/global-lmic-reports/master/AFG/projections.csv | 2020-12-08 | deaths | 11.34 | 11.99 | 12.37 | 12.46 | 12.65 | 14.34 | Additional 50% Reduction | Afghanistan | AFG | 2022-01-02 | v8 | TRUE
https://raw.githubusercontent.com/mrc-ide/global-lmic-reports/master/AFG/projections.csv | 2020-12-08 | hospital_demand | 459.47 | 485.03 | 492.49 | 499.78 | 509.24 | 570.16 | Additional 50% Reduction | Afghanistan | AFG | 2022-01-02 | v8 | TRUE
https://raw.githubusercontent.com/mrc-ide/global-lmic-reports/master/AFG/projections.csv | 2020-12-08 | ICU_demand | 173.86 | 182.86 | 187.36 | 189.43 | 192.79 | 216.95 | Additional 50% Reduction | Afghanistan | AFG | 2022-01-02 | v8 | TRUE
https://raw.githubusercontent.com/mrc-ide/global-lmic-reports/master/AFG/projections.csv | 2020-12-08 | hospital_incidence | 50.81 | 53.34 | 54.74 | 55.25 | 56.63 | 61.81 | Additional 50% Reduction | Afghanistan | AFG | 2022-01-02 | v8 | TRUE
https://raw.githubusercontent.com/mrc-ide/global-lmic-reports/master/AFG/projections.csv | 2020-12-08 | ICU_incidence | 14.53 | 15.25 | 15.65 | 15.79 | 16.19 | 17.67 | Additional 50% Reduction | Afghanistan | AFG | 2022-01-02 | v8 | TRUE
https://raw.githubusercontent.com/mrc-ide/global-lmic-reports/master/AFG/projections.csv | 2020-12-08 | prevalence | 37856.32 | 39890.67 | 41015.56 | 41280.11 | 42193.01 | 46492.26 | Additional 50% Reduction | Afghanistan | AFG | 2022-01-02 | v8 | TRUE
https://raw.githubusercontent.com/mrc-ide/global-lmic-reports/master/AFG/projections.csv | 2020-12-08 | cumulative_infections | 880870.04 | 926312.63 | 945882.2 | 954998.52 | 972179.28 | 1064655.53 | Additional 50% Reduction | Afghanistan | AFG | 2022-01-02 | v8 | TRUE
https://raw.githubusercontent.com/mrc-ide/global-lmic-reports/master/AFG/projections.csv | 2020-12-08 | cumulative_deaths | 1673.88 | 1775.03 | 1823.61 | 1836.82 | 1883.53 | 2062.54 | Additional 50% Reduction | Afghanistan | AFG | 2022-01-02 | v8 | TRUE
https://raw.githubusercontent.com/mrc-ide/global-lmic-reports/master/AFG/projections.csv | 2020-12-08 | Rt | 0.89 | 0.93 | 0.96 | 0.96 | 0.98 | 1.03 | Additional 50% Reduction | Afghanistan | AFG | 2022-01-02 | v8 | TRUE
https://raw.githubusercontent.com/mrc-ide/global-lmic-reports/master/AFG/projections.csv | 2020-12-08 | Reff | 0.86 | 0.91 | 0.93 | 0.93 | 0.95 | 1.01 | Additional 50% Reduction | Afghanistan | AFG | 2022-01-02 | v8 | TRUE
https://raw.githubusercontent.com/mrc-ide/global-lmic-reports/master/AFG/projections.csv | 2020-12-08 | infections | 5220.36 | 5592.76 | 5719.39 | 5792.05 | 5885.82 | 6624.56 | Maintain Status Quo | Afghanistan | AFG | 2022-01-02 | v8 | TRUE
https://raw.githubusercontent.com/mrc-ide/global-lmic-reports/master/AFG/projections.csv | 2020-12-08 | deaths | 11.34 | 11.99 | 12.37 | 12.46 | 12.65 | 14.34 | Maintain Status Quo | Afghanistan | AFG | 2022-01-02 | v8 | TRUE
https://raw.githubusercontent.com/mrc-ide/global-lmic-reports/master/AFG/projections.csv | 2020-12-08 | hospital_demand | 459.47 | 485.03 | 492.49 | 499.78 | 509.24 | 570.16 | Maintain Status Quo | Afghanistan | AFG | 2022-01-02 | v8 | TRUE
https://raw.githubusercontent.com/mrc-ide/global-lmic-reports/master/AFG/projections.csv | 2020-12-08 | ICU_demand | 173.86 | 182.86 | 187.36 | 189.43 | 192.79 | 216.95 | Maintain Status Quo | Afghanistan | AFG | 2022-01-02 | v8 | TRUE
https://raw.githubusercontent.com/mrc-ide/global-lmic-reports/master/AFG/projections.csv | 2020-12-08 | hospital_incidence | 50.81 | 53.34 | 54.74 | 55.25 | 56.63 | 61.81 | Maintain Status Quo | Afghanistan | AFG | 2022-01-02 | v8 | TRUE
https://raw.githubusercontent.com/mrc-ide/global-lmic-reports/master/AFG/projections.csv | 2020-12-08 | ICU_incidence | 14.53 | 15.25 | 15.65 | 15.79 | 16.19 | 17.67 | Maintain Status Quo | Afghanistan | AFG | 2022-01-02 | v8 | TRUE
https://raw.githubusercontent.com/mrc-ide/global-lmic-reports/master/AFG/projections.csv | 2020-12-08 | prevalence | 37856.32 | 39890.67 | 41015.56 | 41280.11 | 42193.01 | 46492.26 | Maintain Status Quo | Afghanistan | AFG | 2022-01-02 | v8 | TRUE
https://raw.githubusercontent.com/mrc-ide/global-lmic-reports/master/AFG/projections.csv | 2020-12-08 | cumulative_infections | 880870.04 | 926312.63 | 945882.2 | 954998.52 | 972179.28 | 1064655.53 | Maintain Status Quo | Afghanistan | AFG | 2022-01-02 | v8 | TRUE
https://raw.githubusercontent.com/mrc-ide/global-lmic-reports/master/AFG/projections.csv | 2020-12-08 | cumulative_deaths | 1673.88 | 1775.03 | 1823.61 | 1836.82 | 1883.53 | 2062.54 | Maintain Status Quo | Afghanistan | AFG | 2022-01-02 | v8 | TRUE
https://raw.githubusercontent.com/mrc-ide/global-lmic-reports/master/AFG/projections.csv | 2020-12-08 | Rt | 0.89 | 0.93 | 0.96 | 0.96 | 0.98 | 1.03 | Maintain Status Quo | Afghanistan | AFG | 2022-01-02 | v8 | TRUE
https://raw.githubusercontent.com/mrc-ide/global-lmic-reports/master/AFG/projections.csv | 2020-12-08 | Reff | 0.86 | 0.91 | 0.93 | 0.93 | 0.95 | 1.01 | Maintain Status Quo | Afghanistan | AFG | 2022-01-02 | v8 | TRUE
https://raw.githubusercontent.com/mrc-ide/global-lmic-reports/master/AFG/projections.csv | 2020-12-08 | infections | 5220.36 | 5592.76 | 5719.39 | 5792.05 | 5885.82 | 6624.56 | Optimistic | Afghanistan | AFG | 2022-01-02 | v8 | TRUE
https://raw.githubusercontent.com/mrc-ide/global-lmic-reports/master/AFG/projections.csv | 2020-12-08 | deaths | 11.34 | 11.99 | 12.37 | 12.46 | 12.65 | 14.34 | Optimistic | Afghanistan | AFG | 2022-01-02 | v8 | TRUE
https://raw.githubusercontent.com/mrc-ide/global-lmic-reports/master/AFG/projections.csv | 2020-12-08 | hospital_demand | 459.47 | 485.03 | 492.49 | 499.78 | 509.24 | 570.16 | Optimistic | Afghanistan | AFG | 2022-01-02 | v8 | TRUE
https://raw.githubusercontent.com/mrc-ide/global-lmic-reports/master/AFG/projections.csv | 2020-12-08 | ICU_demand | 173.86 | 182.86 | 187.36 | 189.43 | 192.79 | 216.95 | Optimistic | Afghanistan | AFG | 2022-01-02 | v8 | TRUE
https://raw.githubusercontent.com/mrc-ide/global-lmic-reports/master/AFG/projections.csv | 2020-12-08 | hospital_incidence | 50.81 | 53.34 | 54.74 | 55.25 | 56.63 | 61.81 | Optimistic | Afghanistan | AFG | 2022-01-02 | v8 | TRUE
https://raw.githubusercontent.com/mrc-ide/global-lmic-reports/master/AFG/projections.csv | 2020-12-08 | ICU_incidence | 14.53 | 15.25 | 15.65 | 15.79 | 16.19 | 17.67 | Optimistic | Afghanistan | AFG | 2022-01-02 | v8 | TRUE
https://raw.githubusercontent.com/mrc-ide/global-lmic-reports/master/AFG/projections.csv | 2020-12-08 | prevalence | 37856.32 | 39890.67 | 41015.56 | 41280.11 | 42193.01 | 46492.26 | Optimistic | Afghanistan | AFG | 2022-01-02 | v8 | TRUE
https://raw.githubusercontent.com/mrc-ide/global-lmic-reports/master/AFG/projections.csv | 2020-12-08 | cumulative_infections | 880870.04 | 926312.63 | 945882.2 | 954998.52 | 972179.28 | 1064655.53 | Optimistic | Afghanistan | AFG | 2022-01-02 | v8 | TRUE
https://raw.githubusercontent.com/mrc-ide/global-lmic-reports/master/AFG/projections.csv | 2020-12-08 | cumulative_deaths | 1673.88 | 1775.03 | 1823.61 | 1836.82 | 1883.53 | 2062.54 | Optimistic | Afghanistan | AFG | 2022-01-02 | v8 | TRUE
https://raw.githubusercontent.com/mrc-ide/global-lmic-reports/master/AFG/projections.csv | 2020-12-08 | Rt | 0.89 | 0.93 | 0.96 | 0.96 | 0.98 | 1.03 | Optimistic | Afghanistan | AFG | 2022-01-02 | v8 | TRUE
https://raw.githubusercontent.com/mrc-ide/global-lmic-reports/master/AFG/projections.csv | 2020-12-08 | Reff | 0.86 | 0.91 | 0.93 | 0.93 | 0.95 | 1.01 | Optimistic | Afghanistan | AFG | 2022-01-02 | v8 | TRUE
https://raw.githubusercontent.com/mrc-ide/global-lmic-reports/master/AFG/projections.csv | 2020-12-08 | infections | 5220.36 | 5592.76 | 5719.39 | 5792.05 | 5885.82 | 6624.56 | Pessimistic | Afghanistan | AFG | 2022-01-02 | v8 | TRUE
https://raw.githubusercontent.com/mrc-ide/global-lmic-reports/master/AFG/projections.csv | 2020-12-08 | deaths | 11.34 | 11.99 | 12.37 | 12.46 | 12.65 | 14.34 | Pessimistic | Afghanistan | AFG | 2022-01-02 | v8 | TRUE
https://raw.githubusercontent.com/mrc-ide/global-lmic-reports/master/AFG/projections.csv | 2020-12-08 | hospital_demand | 459.47 | 485.03 | 492.49 | 499.78 | 509.24 | 570.16 | Pessimistic | Afghanistan | AFG | 2022-01-02 | v8 | TRUE
https://raw.githubusercontent.com/mrc-ide/global-lmic-reports/master/AFG/projections.csv | 2020-12-08 | ICU_demand | 173.86 | 182.86 | 187.36 | 189.43 | 192.79 | 216.95 | Pessimistic | Afghanistan | AFG | 2022-01-02 | v8 | TRUE
https://raw.githubusercontent.com/mrc-ide/global-lmic-reports/master/AFG/projections.csv | 2020-12-08 | hospital_incidence | 50.81 | 53.34 | 54.74 | 55.25 | 56.63 | 61.81 | Pessimistic | Afghanistan | AFG | 2022-01-02 | v8 | TRUE
https://raw.githubusercontent.com/mrc-ide/global-lmic-reports/master/AFG/projections.csv | 2020-12-08 | ICU_incidence | 14.53 | 15.25 | 15.65 | 15.79 | 16.19 | 17.67 | Pessimistic | Afghanistan | AFG | 2022-01-02 | v8 | TRUE
https://raw.githubusercontent.com/mrc-ide/global-lmic-reports/master/AFG/projections.csv | 2020-12-08 | prevalence | 37856.32 | 39890.67 | 41015.56 | 41280.11 | 42193.01 | 46492.26 | Pessimistic | Afghanistan | AFG | 2022-01-02 | v8 | TRUE
https://raw.githubusercontent.com/mrc-ide/global-lmic-reports/master/AFG/projections.csv | 2020-12-08 | cumulative_infections | 880870.04 | 926312.63 | 945882.2 | 954998.52 | 972179.28 | 1064655.53 | Pessimistic | Afghanistan | AFG | 2022-01-02 | v8 | TRUE
https://raw.githubusercontent.com/mrc-ide/global-lmic-reports/master/AFG/projections.csv | 2020-12-08 | cumulative_deaths | 1673.88 | 1775.03 | 1823.61 | 1836.82 | 1883.53 | 2062.54 | Pessimistic | Afghanistan | AFG | 2022-01-02 | v8 | TRUE
https://raw.githubusercontent.com/mrc-ide/global-lmic-reports/master/AFG/projections.csv | 2020-12-08 | Rt | 0.89 | 0.93 | 0.96 | 0.96 | 0.98 | 1.03 | Pessimistic | Afghanistan | AFG | 2022-01-02 | v8 | TRUE
https://raw.githubusercontent.com/mrc-ide/global-lmic-reports/master/AFG/projections.csv | 2020-12-08 | Reff | 0.86 | 0.91 | 0.93 | 0.93 | 0.95 | 1.01 | Pessimistic | Afghanistan | AFG | 2022-01-02 | v8 | TRUE
https://raw.githubusercontent.com/mrc-ide/global-lmic-reports/master/AFG/projections.csv | 2020-12-08 | infections | 5220.36 | 5592.76 | 5719.39 | 5792.05 | 5885.82 | 6624.56 | Relax Interventions 50% | Afghanistan | AFG | 2022-01-02 | v8 | TRUE
https://raw.githubusercontent.com/mrc-ide/global-lmic-reports/master/AFG/projections.csv | 2020-12-08 | deaths | 11.34 | 11.99 | 12.37 | 12.46 | 12.65 | 14.34 | Relax Interventions 50% | Afghanistan | AFG | 2022-01-02 | v8 | TRUE
https://raw.githubusercontent.com/mrc-ide/global-lmic-reports/master/AFG/projections.csv | 2020-12-08 | hospital_demand | 459.47 | 485.03 | 492.49 | 499.78 | 509.24 | 570.16 | Relax Interventions 50% | Afghanistan | AFG | 2022-01-02 | v8 | TRUE
https://raw.githubusercontent.com/mrc-ide/global-lmic-reports/master/AFG/projections.csv | 2020-12-08 | ICU_demand | 173.86 | 182.86 | 187.36 | 189.43 | 192.79 | 216.95 | Relax Interventions 50% | Afghanistan | AFG | 2022-01-02 | v8 | TRUE
https://raw.githubusercontent.com/mrc-ide/global-lmic-reports/master/AFG/projections.csv | 2020-12-08 | hospital_incidence | 50.81 | 53.34 | 54.74 | 55.25 | 56.63 | 61.81 | Relax Interventions 50% | Afghanistan | AFG | 2022-01-02 | v8 | TRUE
https://raw.githubusercontent.com/mrc-ide/global-lmic-reports/master/AFG/projections.csv | 2020-12-08 | ICU_incidence | 14.53 | 15.25 | 15.65 | 15.79 | 16.19 | 17.67 | Relax Interventions 50% | Afghanistan | AFG | 2022-01-02 | v8 | TRUE
https://raw.githubusercontent.com/mrc-ide/global-lmic-reports/master/AFG/projections.csv | 2020-12-08 | prevalence | 37856.32 | 39890.67 | 41015.56 | 41280.11 | 42193.01 | 46492.26 | Relax Interventions 50% | Afghanistan | AFG | 2022-01-02 | v8 | TRUE
https://raw.githubusercontent.com/mrc-ide/global-lmic-reports/master/AFG/projections.csv | 2020-12-08 | cumulative_infections | 880870.04 | 926312.63 | 945882.2 | 954998.52 | 972179.28 | 1064655.53 | Relax Interventions 50% | Afghanistan | AFG | 2022-01-02 | v8 | TRUE
https://raw.githubusercontent.com/mrc-ide/global-lmic-reports/master/AFG/projections.csv | 2020-12-08 | cumulative_deaths | 1673.88 | 1775.03 | 1823.61 | 1836.82 | 1883.53 | 2062.54 | Relax Interventions 50% | Afghanistan | AFG | 2022-01-02 | v8 | TRUE
https://raw.githubusercontent.com/mrc-ide/global-lmic-reports/master/AFG/projections.csv | 2020-12-08 | Rt | 0.89 | 0.93 | 0.96 | 0.96 | 0.98 | 1.03 | Relax Interventions 50% | Afghanistan | AFG | 2022-01-02 | v8 | TRUE
https://raw.githubusercontent.com/mrc-ide/global-lmic-reports/master/AFG/projections.csv | 2020-12-08 | Reff | 0.86 | 0.91 | 0.93 | 0.93 | 0.95 | 1.01 | Relax Interventions 50% | Afghanistan | AFG | 2022-01-02 | v8 | TRUE
https://raw.githubusercontent.com/mrc-ide/global-lmic-reports/master/AFG/projections.csv | 2020-12-08 | infections | 5093.19 | 5458.29 | 5603.74 | 5674.84 | 5830.22 | 6441.47 | Surged Additional 50% Reduction | Afghanistan | AFG | 2022-01-02 | v8 | TRUE
https://raw.githubusercontent.com/mrc-ide/global-lmic-reports/master/AFG/projections.csv | 2020-12-08 | deaths | 11.39 | 11.94 | 12.24 | 12.33 | 12.69 | 13.52 | Surged Additional 50% Reduction | Afghanistan | AFG | 2022-01-02 | v8 | TRUE
https://raw.githubusercontent.com/mrc-ide/global-lmic-reports/master/AFG/projections.csv | 2020-12-08 | hospital_demand | 457.32 | 481.27 | 491.38 | 493.96 | 504.3 | 548.08 | Surged Additional 50% Reduction | Afghanistan | AFG | 2022-01-02 | v8 | TRUE
https://raw.githubusercontent.com/mrc-ide/global-lmic-reports/master/AFG/projections.csv | 2020-12-08 | ICU_demand | 173.56 | 181.87 | 186.11 | 187.32 | 192 | 206.56 | Surged Additional 50% Reduction | Afghanistan | AFG | 2022-01-02 | v8 | TRUE
https://raw.githubusercontent.com/mrc-ide/global-lmic-reports/master/AFG/projections.csv | 2020-12-08 | hospital_incidence | 49.58 | 52.82 | 54.08 | 54.51 | 55.38 | 61.57 | Surged Additional 50% Reduction | Afghanistan | AFG | 2022-01-02 | v8 | TRUE
https://raw.githubusercontent.com/mrc-ide/global-lmic-reports/master/AFG/projections.csv | 2020-12-08 | ICU_incidence | 14.17 | 15.1 | 15.46 | 15.58 | 15.83 | 17.6 | Surged Additional 50% Reduction | Afghanistan | AFG | 2022-01-02 | v8 | TRUE
https://raw.githubusercontent.com/mrc-ide/global-lmic-reports/master/AFG/projections.csv | 2020-12-08 | prevalence | 37027.24 | 39324.62 | 40080.23 | 40606.2 | 41194.32 | 45750.11 | Surged Additional 50% Reduction | Afghanistan | AFG | 2022-01-02 | v8 | TRUE
https://raw.githubusercontent.com/mrc-ide/global-lmic-reports/master/AFG/projections.csv | 2020-12-08 | cumulative_infections | 885573.08 | 919721.79 | 948693.43 | 946631.34 | 971640.69 | 1013762.79 | Surged Additional 50% Reduction | Afghanistan | AFG | 2022-01-02 | v8 | TRUE
https://raw.githubusercontent.com/mrc-ide/global-lmic-reports/master/AFG/projections.csv | 2020-12-08 | cumulative_deaths | 1684.61 | 1754.04 | 1815.62 | 1808.26 | 1855.74 | 1938.15 | Surged Additional 50% Reduction | Afghanistan | AFG | 2022-01-02 | v8 | TRUE
https://raw.githubusercontent.com/mrc-ide/global-lmic-reports/master/AFG/projections.csv | 2020-12-08 | Rt | 0.9 | 0.93 | 0.95 | 0.95 | 0.97 | 1.01 | Surged Additional 50% Reduction | Afghanistan | AFG | 2022-01-02 | v8 | TRUE
https://raw.githubusercontent.com/mrc-ide/global-lmic-reports/master/AFG/projections.csv | 2020-12-08 | Reff | 0.88 | 0.91 | 0.93 | 0.93 | 0.94 | 0.99 | Surged Additional 50% Reduction | Afghanistan | AFG | 2022-01-02 | v8 | TRUE
https://raw.githubusercontent.com/mrc-ide/global-lmic-reports/master/AFG/projections.csv | 2020-12-08 | infections | 5093.19 | 5458.29 | 5603.74 | 5674.84 | 5830.22 | 6441.47 | Surged Maintain Status Quo | Afghanistan | AFG | 2022-01-02 | v8 | TRUE
https://raw.githubusercontent.com/mrc-ide/global-lmic-reports/master/AFG/projections.csv | 2020-12-08 | deaths | 11.39 | 11.94 | 12.24 | 12.33 | 12.69 | 13.52 | Surged Maintain Status Quo | Afghanistan | AFG | 2022-01-02 | v8 | TRUE
https://raw.githubusercontent.com/mrc-ide/global-lmic-reports/master/AFG/projections.csv | 2020-12-08 | hospital_demand | 457.32 | 481.27 | 491.38 | 493.96 | 504.3 | 548.08 | Surged Maintain Status Quo | Afghanistan | AFG | 2022-01-02 | v8 | TRUE
https://raw.githubusercontent.com/mrc-ide/global-lmic-reports/master/AFG/projections.csv | 2020-12-08 | ICU_demand | 173.56 | 181.87 | 186.11 | 187.32 | 192 | 206.56 | Surged Maintain Status Quo | Afghanistan | AFG | 2022-01-02 | v8 | TRUE
https://raw.githubusercontent.com/mrc-ide/global-lmic-reports/master/AFG/projections.csv | 2020-12-08 | hospital_incidence | 49.58 | 52.82 | 54.08 | 54.51 | 55.38 | 61.57 | Surged Maintain Status Quo | Afghanistan | AFG | 2022-01-02 | v8 | TRUE
https://raw.githubusercontent.com/mrc-ide/global-lmic-reports/master/AFG/projections.csv | 2020-12-08 | ICU_incidence | 14.17 | 15.1 | 15.46 | 15.58 | 15.83 | 17.6 | Surged Maintain Status Quo | Afghanistan | AFG | 2022-01-02 | v8 | TRUE
https://raw.githubusercontent.com/mrc-ide/global-lmic-reports/master/AFG/projections.csv | 2020-12-08 | prevalence | 37027.24 | 39324.62 | 40080.23 | 40606.2 | 41194.32 | 45750.11 | Surged Maintain Status Quo | Afghanistan | AFG | 2022-01-02 | v8 | TRUE
https://raw.githubusercontent.com/mrc-ide/global-lmic-reports/master/AFG/projections.csv | 2020-12-08 | cumulative_infections | 885573.08 | 919721.79 | 948693.43 | 946631.34 | 971640.69 | 1013762.79 | Surged Maintain Status Quo | Afghanistan | AFG | 2022-01-02 | v8 | TRUE
https://raw.githubusercontent.com/mrc-ide/global-lmic-reports/master/AFG/projections.csv | 2020-12-08 | cumulative_deaths | 1684.61 | 1754.04 | 1815.62 | 1808.26 | 1855.74 | 1938.15 | Surged Maintain Status Quo | Afghanistan | AFG | 2022-01-02 | v8 | TRUE
https://raw.githubusercontent.com/mrc-ide/global-lmic-reports/master/AFG/projections.csv | 2020-12-08 | Rt | 0.9 | 0.93 | 0.95 | 0.95 | 0.97 | 1.01 | Surged Maintain Status Quo | Afghanistan | AFG | 2022-01-02 | v8 | TRUE
https://raw.githubusercontent.com/mrc-ide/global-lmic-reports/master/AFG/projections.csv | 2020-12-08 | Reff | 0.88 | 0.91 | 0.93 | 0.93 | 0.94 | 0.99 | Surged Maintain Status Quo | Afghanistan | AFG | 2022-01-02 | v8 | TRUE
https://raw.githubusercontent.com/mrc-ide/global-lmic-reports/master/AFG/projections.csv | 2020-12-08 | infections | 5093.19 | 5458.29 | 5603.74 | 5674.84 | 5830.22 | 6441.47 | Surged Optimistic | Afghanistan | AFG | 2022-01-02 | v8 | TRUE
https://raw.githubusercontent.com/mrc-ide/global-lmic-reports/master/AFG/projections.csv | 2020-12-08 | deaths | 11.39 | 11.94 | 12.24 | 12.33 | 12.69 | 13.52 | Surged Optimistic | Afghanistan | AFG | 2022-01-02 | v8 | TRUE
https://raw.githubusercontent.com/mrc-ide/global-lmic-reports/master/AFG/projections.csv | 2020-12-08 | hospital_demand | 457.32 | 481.27 | 491.38 | 493.96 | 504.3 | 548.08 | Surged Optimistic | Afghanistan | AFG | 2022-01-02 | v8 | TRUE
https://raw.githubusercontent.com/mrc-ide/global-lmic-reports/master/AFG/projections.csv | 2020-12-08 | ICU_demand | 173.56 | 181.87 | 186.11 | 187.32 | 192 | 206.56 | Surged Optimistic | Afghanistan | AFG | 2022-01-02 | v8 | TRUE
https://raw.githubusercontent.com/mrc-ide/global-lmic-reports/master/AFG/projections.csv | 2020-12-08 | hospital_incidence | 49.58 | 52.82 | 54.08 | 54.51 | 55.38 | 61.57 | Surged Optimistic | Afghanistan | AFG | 2022-01-02 | v8 | TRUE
https://raw.githubusercontent.com/mrc-ide/global-lmic-reports/master/AFG/projections.csv | 2020-12-08 | ICU_incidence | 14.17 | 15.1 | 15.46 | 15.58 | 15.83 | 17.6 | Surged Optimistic | Afghanistan | AFG | 2022-01-02 | v8 | TRUE
https://raw.githubusercontent.com/mrc-ide/global-lmic-reports/master/AFG/projections.csv | 2020-12-08 | prevalence | 37027.24 | 39324.62 | 40080.23 | 40606.2 | 41194.32 | 45750.11 | Surged Optimistic | Afghanistan | AFG | 2022-01-02 | v8 | TRUE
https://raw.githubusercontent.com/mrc-ide/global-lmic-reports/master/AFG/projections.csv | 2020-12-08 | cumulative_infections | 885573.08 | 919721.79 | 948693.43 | 946631.34 | 971640.69 | 1013762.79 | Surged Optimistic | Afghanistan | AFG | 2022-01-02 | v8 | TRUE
https://raw.githubusercontent.com/mrc-ide/global-lmic-reports/master/AFG/projections.csv | 2020-12-08 | cumulative_deaths | 1684.61 | 1754.04 | 1815.62 | 1808.26 | 1855.74 | 1938.15 | Surged Optimistic | Afghanistan | AFG | 2022-01-02 | v8 | TRUE
https://raw.githubusercontent.com/mrc-ide/global-lmic-reports/master/AFG/projections.csv | 2020-12-08 | Rt | 0.9 | 0.93 | 0.95 | 0.95 | 0.97 | 1.01 | Surged Optimistic | Afghanistan | AFG | 2022-01-02 | v8 | TRUE
https://raw.githubusercontent.com/mrc-ide/global-lmic-reports/master/AFG/projections.csv | 2020-12-08 | Reff | 0.88 | 0.91 | 0.93 | 0.93 | 0.94 | 0.99 | Surged Optimistic | Afghanistan | AFG | 2022-01-02 | v8 | TRUE
https://raw.githubusercontent.com/mrc-ide/global-lmic-reports/master/AFG/projections.csv | 2020-12-08 | infections | 5093.19 | 5458.29 | 5603.74 | 5674.84 | 5830.22 | 6441.47 | Surged Pessimistic | Afghanistan | AFG | 2022-01-02 | v8 | TRUE
https://raw.githubusercontent.com/mrc-ide/global-lmic-reports/master/AFG/projections.csv | 2020-12-08 | deaths | 11.39 | 11.94 | 12.24 | 12.33 | 12.69 | 13.52 | Surged Pessimistic | Afghanistan | AFG | 2022-01-02 | v8 | TRUE
https://raw.githubusercontent.com/mrc-ide/global-lmic-reports/master/AFG/projections.csv | 2020-12-08 | hospital_demand | 457.32 | 481.27 | 491.38 | 493.96 | 504.3 | 548.08 | Surged Pessimistic | Afghanistan | AFG | 2022-01-02 | v8 | TRUE
https://raw.githubusercontent.com/mrc-ide/global-lmic-reports/master/AFG/projections.csv | 2020-12-08 | ICU_demand | 173.56 | 181.87 | 186.11 | 187.32 | 192 | 206.56 | Surged Pessimistic | Afghanistan | AFG | 2022-01-02 | v8 | TRUE
https://raw.githubusercontent.com/mrc-ide/global-lmic-reports/master/AFG/projections.csv | 2020-12-08 | hospital_incidence | 49.58 | 52.82 | 54.08 | 54.51 | 55.38 | 61.57 | Surged Pessimistic | Afghanistan | AFG | 2022-01-02 | v8 | TRUE
https://raw.githubusercontent.com/mrc-ide/global-lmic-reports/master/AFG/projections.csv | 2020-12-08 | ICU_incidence | 14.17 | 15.1 | 15.46 | 15.58 | 15.83 | 17.6 | Surged Pessimistic | Afghanistan | AFG | 2022-01-02 | v8 | TRUE
https://raw.githubusercontent.com/mrc-ide/global-lmic-reports/master/AFG/projections.csv | 2020-12-08 | prevalence | 37027.24 | 39324.62 | 40080.23 | 40606.2 | 41194.32 | 45750.11 | Surged Pessimistic | Afghanistan | AFG | 2022-01-02 | v8 | TRUE
https://raw.githubusercontent.com/mrc-ide/global-lmic-reports/master/AFG/projections.csv | 2020-12-08 | cumulative_infections | 885573.08 | 919721.79 | 948693.43 | 946631.34 | 971640.69 | 1013762.79 | Surged Pessimistic | Afghanistan | AFG | 2022-01-02 | v8 | TRUE
https://raw.githubusercontent.com/mrc-ide/global-lmic-reports/master/AFG/projections.csv | 2020-12-08 | cumulative_deaths | 1684.61 | 1754.04 | 1815.62 | 1808.26 | 1855.74 | 1938.15 | Surged Pessimistic | Afghanistan | AFG | 2022-01-02 | v8 | TRUE
https://raw.githubusercontent.com/mrc-ide/global-lmic-reports/master/AFG/projections.csv | 2020-12-08 | Rt | 0.9 | 0.93 | 0.95 | 0.95 | 0.97 | 1.01 | Surged Pessimistic | Afghanistan | AFG | 2022-01-02 | v8 | TRUE
https://raw.githubusercontent.com/mrc-ide/global-lmic-reports/master/AFG/projections.csv | 2020-12-08 | Reff | 0.88 | 0.91 | 0.93 | 0.93 | 0.94 | 0.99 | Surged Pessimistic | Afghanistan | AFG | 2022-01-02 | v8 | TRUE
https://raw.githubusercontent.com/mrc-ide/global-lmic-reports/master/AFG/projections.csv | 2020-12-08 | infections | 5093.19 | 5458.29 | 5603.74 | 5674.84 | 5830.22 | 6441.47 | Surged Relax Interventions 50% | Afghanistan | AFG | 2022-01-02 | v8 | TRUE
https://raw.githubusercontent.com/mrc-ide/global-lmic-reports/master/AFG/projections.csv | 2020-12-08 | deaths | 11.39 | 11.94 | 12.24 | 12.33 | 12.69 | 13.52 | Surged Relax Interventions 50% | Afghanistan | AFG | 2022-01-02 | v8 | TRUE
https://raw.githubusercontent.com/mrc-ide/global-lmic-reports/master/AFG/projections.csv | 2020-12-08 | hospital_demand | 457.32 | 481.27 | 491.38 | 493.96 | 504.3 | 548.08 | Surged Relax Interventions 50% | Afghanistan | AFG | 2022-01-02 | v8 | TRUE
https://raw.githubusercontent.com/mrc-ide/global-lmic-reports/master/AFG/projections.csv | 2020-12-08 | ICU_demand | 173.56 | 181.87 | 186.11 | 187.32 | 192 | 206.56 | Surged Relax Interventions 50% | Afghanistan | AFG | 2022-01-02 | v8 | TRUE
https://raw.githubusercontent.com/mrc-ide/global-lmic-reports/master/AFG/projections.csv | 2020-12-08 | hospital_incidence | 49.58 | 52.82 | 54.08 | 54.51 | 55.38 | 61.57 | Surged Relax Interventions 50% | Afghanistan | AFG | 2022-01-02 | v8 | TRUE
https://raw.githubusercontent.com/mrc-ide/global-lmic-reports/master/AFG/projections.csv | 2020-12-08 | ICU_incidence | 14.17 | 15.1 | 15.46 | 15.58 | 15.83 | 17.6 | Surged Relax Interventions 50% | Afghanistan | AFG | 2022-01-02 | v8 | TRUE
https://raw.githubusercontent.com/mrc-ide/global-lmic-reports/master/AFG/projections.csv | 2020-12-08 | prevalence | 37027.24 | 39324.62 | 40080.23 | 40606.2 | 41194.32 | 45750.11 | Surged Relax Interventions 50% | Afghanistan | AFG | 2022-01-02 | v8 | TRUE
https://raw.githubusercontent.com/mrc-ide/global-lmic-reports/master/AFG/projections.csv | 2020-12-08 | cumulative_infections | 885573.08 | 919721.79 | 948693.43 | 946631.34 | 971640.69 | 1013762.79 | Surged Relax Interventions 50% | Afghanistan | AFG | 2022-01-02 | v8 | TRUE
https://raw.githubusercontent.com/mrc-ide/global-lmic-reports/master/AFG/projections.csv | 2020-12-08 | cumulative_deaths | 1684.61 | 1754.04 | 1815.62 | 1808.26 | 1855.74 | 1938.15 | Surged Relax Interventions 50% | Afghanistan | AFG | 2022-01-02 | v8 | TRUE
https://raw.githubusercontent.com/mrc-ide/global-lmic-reports/master/AFG/projections.csv | 2020-12-08 | Rt | 0.9 | 0.93 | 0.95 | 0.95 | 0.97 | 1.01 | Surged Relax Interventions 50% | Afghanistan | AFG | 2022-01-02 | v8 | TRUE
https://raw.githubusercontent.com/mrc-ide/global-lmic-reports/master/AFG/projections.csv | 2020-12-08 | Reff | 0.88 | 0.91 | 0.93 | 0.93 | 0.94 | 0.99 | Surged Relax Interventions 50% | Afghanistan | AFG | 2022-01-02 | v8 | TRUE
https://raw.githubusercontent.com/mrc-ide/global-lmic-reports/master/AFG/projections.csv | 2020-12-09 | infections | 5138.17 | 5495.42 | 5665.06 | 5732.12 | 5855.83 | 6574.74 | Additional 50% Reduction | Afghanistan | AFG | 2022-01-02 | v8 | TRUE
https://raw.githubusercontent.com/mrc-ide/global-lmic-reports/master/AFG/projections.csv | 2020-12-09 | deaths | 11.51 | 12.11 | 12.45 | 12.58 | 12.79 | 14.44 | Additional 50% Reduction | Afghanistan | AFG | 2022-01-02 | v8 | TRUE
https://raw.githubusercontent.com/mrc-ide/global-lmic-reports/master/AFG/projections.csv | 2020-12-09 | hospital_demand | 462.29 | 487.97 | 495.96 | 502.65 | 512.31 | 571.93 | Additional 50% Reduction | Afghanistan | AFG | 2022-01-02 | v8 | TRUE
https://raw.githubusercontent.com/mrc-ide/global-lmic-reports/master/AFG/projections.csv | 2020-12-09 | ICU_demand | 175.63 | 185.15 | 188.59 | 190.97 | 194.54 | 218.22 | Additional 50% Reduction | Afghanistan | AFG | 2022-01-02 | v8 | TRUE
https://raw.githubusercontent.com/mrc-ide/global-lmic-reports/master/AFG/projections.csv | 2020-12-09 | hospital_incidence | 50.65 | 53.03 | 54.55 | 55.01 | 56.35 | 61.55 | Additional 50% Reduction | Afghanistan | AFG | 2022-01-02 | v8 | TRUE
https://raw.githubusercontent.com/mrc-ide/global-lmic-reports/master/AFG/projections.csv | 2020-12-09 | ICU_incidence | 14.48 | 15.16 | 15.59 | 15.73 | 16.11 | 17.59 | Additional 50% Reduction | Afghanistan | AFG | 2022-01-02 | v8 | TRUE
https://raw.githubusercontent.com/mrc-ide/global-lmic-reports/master/AFG/projections.csv | 2020-12-09 | prevalence | 37401.98 | 39535.93 | 40613.66 | 40874.89 | 41709.91 | 46169.42 | Additional 50% Reduction | Afghanistan | AFG | 2022-01-02 | v8 | TRUE
https://raw.githubusercontent.com/mrc-ide/global-lmic-reports/master/AFG/projections.csv | 2020-12-09 | cumulative_infections | 886520.05 | 931572.07 | 951493.23 | 960730.64 | 977717.2 | 1070980.89 | Additional 50% Reduction | Afghanistan | AFG | 2022-01-02 | v8 | TRUE
https://raw.githubusercontent.com/mrc-ide/global-lmic-reports/master/AFG/projections.csv | 2020-12-09 | cumulative_deaths | 1685.69 | 1787.44 | 1835.93 | 1849.4 | 1896.18 | 2076.36 | Additional 50% Reduction | Afghanistan | AFG | 2022-01-02 | v8 | TRUE
https://raw.githubusercontent.com/mrc-ide/global-lmic-reports/master/AFG/projections.csv | 2020-12-09 | Rt | 0.88 | 0.93 | 0.95 | 0.95 | 0.97 | 1.03 | Additional 50% Reduction | Afghanistan | AFG | 2022-01-02 | v8 | TRUE
https://raw.githubusercontent.com/mrc-ide/global-lmic-reports/master/AFG/projections.csv | 2020-12-09 | Reff | 0.86 | 0.91 | 0.93 | 0.93 | 0.95 | 1 | Additional 50% Reduction | Afghanistan | AFG | 2022-01-02 | v8 | TRUE
https://raw.githubusercontent.com/mrc-ide/global-lmic-reports/master/AFG/projections.csv | 2020-12-09 | infections | 5138.17 | 5495.42 | 5665.06 | 5732.12 | 5855.83 | 6574.74 | Maintain Status Quo | Afghanistan | AFG | 2022-01-02 | v8 | TRUE
https://raw.githubusercontent.com/mrc-ide/global-lmic-reports/master/AFG/projections.csv | 2020-12-09 | deaths | 11.51 | 12.11 | 12.45 | 12.58 | 12.79 | 14.44 | Maintain Status Quo | Afghanistan | AFG | 2022-01-02 | v8 | TRUE
https://raw.githubusercontent.com/mrc-ide/global-lmic-reports/master/AFG/projections.csv | 2020-12-09 | hospital_demand | 462.29 | 487.97 | 495.96 | 502.65 | 512.31 | 571.93 | Maintain Status Quo | Afghanistan | AFG | 2022-01-02 | v8 | TRUE
https://raw.githubusercontent.com/mrc-ide/global-lmic-reports/master/AFG/projections.csv | 2020-12-09 | ICU_demand | 175.63 | 185.15 | 188.59 | 190.97 | 194.54 | 218.22 | Maintain Status Quo | Afghanistan | AFG | 2022-01-02 | v8 | TRUE
https://raw.githubusercontent.com/mrc-ide/global-lmic-reports/master/AFG/projections.csv | 2020-12-09 | hospital_incidence | 50.65 | 53.03 | 54.55 | 55.01 | 56.35 | 61.55 | Maintain Status Quo | Afghanistan | AFG | 2022-01-02 | v8 | TRUE
https://raw.githubusercontent.com/mrc-ide/global-lmic-reports/master/AFG/projections.csv | 2020-12-09 | ICU_incidence | 14.48 | 15.16 | 15.59 | 15.73 | 16.11 | 17.59 | Maintain Status Quo | Afghanistan | AFG | 2022-01-02 | v8 | TRUE
https://raw.githubusercontent.com/mrc-ide/global-lmic-reports/master/AFG/projections.csv | 2020-12-09 | prevalence | 37401.98 | 39535.93 | 40613.66 | 40874.89 | 41709.91 | 46169.42 | Maintain Status Quo | Afghanistan | AFG | 2022-01-02 | v8 | TRUE
https://raw.githubusercontent.com/mrc-ide/global-lmic-reports/master/AFG/projections.csv | 2020-12-09 | cumulative_infections | 886520.05 | 931572.07 | 951493.23 | 960730.64 | 977717.2 | 1070980.89 | Maintain Status Quo | Afghanistan | AFG | 2022-01-02 | v8 | TRUE
https://raw.githubusercontent.com/mrc-ide/global-lmic-reports/master/AFG/projections.csv | 2020-12-09 | cumulative_deaths | 1685.69 | 1787.44 | 1835.93 | 1849.4 | 1896.18 | 2076.36 | Maintain Status Quo | Afghanistan | AFG | 2022-01-02 | v8 | TRUE
https://raw.githubusercontent.com/mrc-ide/global-lmic-reports/master/AFG/projections.csv | 2020-12-09 | Rt | 0.88 | 0.93 | 0.95 | 0.95 | 0.97 | 1.03 | Maintain Status Quo | Afghanistan | AFG | 2022-01-02 | v8 | TRUE
https://raw.githubusercontent.com/mrc-ide/global-lmic-reports/master/AFG/projections.csv | 2020-12-09 | Reff | 0.86 | 0.91 | 0.93 | 0.93 | 0.95 | 1 | Maintain Status Quo | Afghanistan | AFG | 2022-01-02 | v8 | TRUE
https://raw.githubusercontent.com/mrc-ide/global-lmic-reports/master/AFG/projections.csv | 2020-12-09 | infections | 5138.17 | 5495.42 | 5665.06 | 5732.12 | 5855.83 | 6574.74 | Optimistic | Afghanistan | AFG | 2022-01-02 | v8 | TRUE
https://raw.githubusercontent.com/mrc-ide/global-lmic-reports/master/AFG/projections.csv | 2020-12-09 | deaths | 11.51 | 12.11 | 12.45 | 12.58 | 12.79 | 14.44 | Optimistic | Afghanistan | AFG | 2022-01-02 | v8 | TRUE
https://raw.githubusercontent.com/mrc-ide/global-lmic-reports/master/AFG/projections.csv | 2020-12-09 | hospital_demand | 462.29 | 487.97 | 495.96 | 502.65 | 512.31 | 571.93 | Optimistic | Afghanistan | AFG | 2022-01-02 | v8 | TRUE
https://raw.githubusercontent.com/mrc-ide/global-lmic-reports/master/AFG/projections.csv | 2020-12-09 | ICU_demand | 175.63 | 185.15 | 188.59 | 190.97 | 194.54 | 218.22 | Optimistic | Afghanistan | AFG | 2022-01-02 | v8 | TRUE
https://raw.githubusercontent.com/mrc-ide/global-lmic-reports/master/AFG/projections.csv | 2020-12-09 | hospital_incidence | 50.65 | 53.03 | 54.55 | 55.01 | 56.35 | 61.55 | Optimistic | Afghanistan | AFG | 2022-01-02 | v8 | TRUE
https://raw.githubusercontent.com/mrc-ide/global-lmic-reports/master/AFG/projections.csv | 2020-12-09 | ICU_incidence | 14.48 | 15.16 | 15.59 | 15.73 | 16.11 | 17.59 | Optimistic | Afghanistan | AFG | 2022-01-02 | v8 | TRUE
https://raw.githubusercontent.com/mrc-ide/global-lmic-reports/master/AFG/projections.csv | 2020-12-09 | prevalence | 37401.98 | 39535.93 | 40613.66 | 40874.89 | 41709.91 | 46169.42 | Optimistic | Afghanistan | AFG | 2022-01-02 | v8 | TRUE
https://raw.githubusercontent.com/mrc-ide/global-lmic-reports/master/AFG/projections.csv | 2020-12-09 | cumulative_infections | 886520.05 | 931572.07 | 951493.23 | 960730.64 | 977717.2 | 1070980.89 | Optimistic | Afghanistan | AFG | 2022-01-02 | v8 | TRUE
https://raw.githubusercontent.com/mrc-ide/global-lmic-reports/master/AFG/projections.csv | 2020-12-09 | cumulative_deaths | 1685.69 | 1787.44 | 1835.93 | 1849.4 | 1896.18 | 2076.36 | Optimistic | Afghanistan | AFG | 2022-01-02 | v8 | TRUE
https://raw.githubusercontent.com/mrc-ide/global-lmic-reports/master/AFG/projections.csv | 2020-12-09 | Rt | 0.88 | 0.93 | 0.95 | 0.95 | 0.97 | 1.03 | Optimistic | Afghanistan | AFG | 2022-01-02 | v8 | TRUE
https://raw.githubusercontent.com/mrc-ide/global-lmic-reports/master/AFG/projections.csv | 2020-12-09 | Reff | 0.86 | 0.91 | 0.93 | 0.93 | 0.95 | 1 | Optimistic | Afghanistan | AFG | 2022-01-02 | v8 | TRUE
https://raw.githubusercontent.com/mrc-ide/global-lmic-reports/master/AFG/projections.csv | 2020-12-09 | infections | 5138.17 | 5495.42 | 5665.06 | 5732.12 | 5855.83 | 6574.74 | Pessimistic | Afghanistan | AFG | 2022-01-02 | v8 | TRUE
https://raw.githubusercontent.com/mrc-ide/global-lmic-reports/master/AFG/projections.csv | 2020-12-09 | deaths | 11.51 | 12.11 | 12.45 | 12.58 | 12.79 | 14.44 | Pessimistic | Afghanistan | AFG | 2022-01-02 | v8 | TRUE
https://raw.githubusercontent.com/mrc-ide/global-lmic-reports/master/AFG/projections.csv | 2020-12-09 | hospital_demand | 462.29 | 487.97 | 495.96 | 502.65 | 512.31 | 571.93 | Pessimistic | Afghanistan | AFG | 2022-01-02 | v8 | TRUE
https://raw.githubusercontent.com/mrc-ide/global-lmic-reports/master/AFG/projections.csv | 2020-12-09 | ICU_demand | 175.63 | 185.15 | 188.59 | 190.97 | 194.54 | 218.22 | Pessimistic | Afghanistan | AFG | 2022-01-02 | v8 | TRUE
https://raw.githubusercontent.com/mrc-ide/global-lmic-reports/master/AFG/projections.csv | 2020-12-09 | hospital_incidence | 50.65 | 53.03 | 54.55 | 55.01 | 56.35 | 61.55 | Pessimistic | Afghanistan | AFG | 2022-01-02 | v8 | TRUE
https://raw.githubusercontent.com/mrc-ide/global-lmic-reports/master/AFG/projections.csv | 2020-12-09 | ICU_incidence | 14.48 | 15.16 | 15.59 | 15.73 | 16.11 | 17.59 | Pessimistic | Afghanistan | AFG | 2022-01-02 | v8 | TRUE
https://raw.githubusercontent.com/mrc-ide/global-lmic-reports/master/AFG/projections.csv | 2020-12-09 | prevalence | 37401.98 | 39535.93 | 40613.66 | 40874.89 | 41709.91 | 46169.42 | Pessimistic | Afghanistan | AFG | 2022-01-02 | v8 | TRUE
https://raw.githubusercontent.com/mrc-ide/global-lmic-reports/master/AFG/projections.csv | 2020-12-09 | cumulative_infections | 886520.05 | 931572.07 | 951493.23 | 960730.64 | 977717.2 | 1070980.89 | Pessimistic | Afghanistan | AFG | 2022-01-02 | v8 | TRUE
https://raw.githubusercontent.com/mrc-ide/global-lmic-reports/master/AFG/projections.csv | 2020-12-09 | cumulative_deaths | 1685.69 | 1787.44 | 1835.93 | 1849.4 | 1896.18 | 2076.36 | Pessimistic | Afghanistan | AFG | 2022-01-02 | v8 | TRUE
https://raw.githubusercontent.com/mrc-ide/global-lmic-reports/master/AFG/projections.csv | 2020-12-09 | Rt | 0.88 | 0.93 | 0.95 | 0.95 | 0.97 | 1.03 | Pessimistic | Afghanistan | AFG | 2022-01-02 | v8 | TRUE
https://raw.githubusercontent.com/mrc-ide/global-lmic-reports/master/AFG/projections.csv | 2020-12-09 | Reff | 0.86 | 0.91 | 0.93 | 0.93 | 0.95 | 1 | Pessimistic | Afghanistan | AFG | 2022-01-02 | v8 | TRUE
https://raw.githubusercontent.com/mrc-ide/global-lmic-reports/master/AFG/projections.csv | 2020-12-09 | infections | 5138.17 | 5495.42 | 5665.06 | 5732.12 | 5855.83 | 6574.74 | Relax Interventions 50% | Afghanistan | AFG | 2022-01-02 | v8 | TRUE
https://raw.githubusercontent.com/mrc-ide/global-lmic-reports/master/AFG/projections.csv | 2020-12-09 | deaths | 11.51 | 12.11 | 12.45 | 12.58 | 12.79 | 14.44 | Relax Interventions 50% | Afghanistan | AFG | 2022-01-02 | v8 | TRUE
https://raw.githubusercontent.com/mrc-ide/global-lmic-reports/master/AFG/projections.csv | 2020-12-09 | hospital_demand | 462.29 | 487.97 | 495.96 | 502.65 | 512.31 | 571.93 | Relax Interventions 50% | Afghanistan | AFG | 2022-01-02 | v8 | TRUE
https://raw.githubusercontent.com/mrc-ide/global-lmic-reports/master/AFG/projections.csv | 2020-12-09 | ICU_demand | 175.63 | 185.15 | 188.59 | 190.97 | 194.54 | 218.22 | Relax Interventions 50% | Afghanistan | AFG | 2022-01-02 | v8 | TRUE
https://raw.githubusercontent.com/mrc-ide/global-lmic-reports/master/AFG/projections.csv | 2020-12-09 | hospital_incidence | 50.65 | 53.03 | 54.55 | 55.01 | 56.35 | 61.55 | Relax Interventions 50% | Afghanistan | AFG | 2022-01-02 | v8 | TRUE
https://raw.githubusercontent.com/mrc-ide/global-lmic-reports/master/AFG/projections.csv | 2020-12-09 | ICU_incidence | 14.48 | 15.16 | 15.59 | 15.73 | 16.11 | 17.59 | Relax Interventions 50% | Afghanistan | AFG | 2022-01-02 | v8 | TRUE
https://raw.githubusercontent.com/mrc-ide/global-lmic-reports/master/AFG/projections.csv | 2020-12-09 | prevalence | 37401.98 | 39535.93 | 40613.66 | 40874.89 | 41709.91 | 46169.42 | Relax Interventions 50% | Afghanistan | AFG | 2022-01-02 | v8 | TRUE
https://raw.githubusercontent.com/mrc-ide/global-lmic-reports/master/AFG/projections.csv | 2020-12-09 | cumulative_infections | 886520.05 | 931572.07 | 951493.23 | 960730.64 | 977717.2 | 1070980.89 | Relax Interventions 50% | Afghanistan | AFG | 2022-01-02 | v8 | TRUE
https://raw.githubusercontent.com/mrc-ide/global-lmic-reports/master/AFG/projections.csv | 2020-12-09 | cumulative_deaths | 1685.69 | 1787.44 | 1835.93 | 1849.4 | 1896.18 | 2076.36 | Relax Interventions 50% | Afghanistan | AFG | 2022-01-02 | v8 | TRUE
https://raw.githubusercontent.com/mrc-ide/global-lmic-reports/master/AFG/projections.csv | 2020-12-09 | Rt | 0.88 | 0.93 | 0.95 | 0.95 | 0.97 | 1.03 | Relax Interventions 50% | Afghanistan | AFG | 2022-01-02 | v8 | TRUE
https://raw.githubusercontent.com/mrc-ide/global-lmic-reports/master/AFG/projections.csv | 2020-12-09 | Reff | 0.86 | 0.91 | 0.93 | 0.93 | 0.95 | 1 | Relax Interventions 50% | Afghanistan | AFG | 2022-01-02 | v8 | TRUE
https://raw.githubusercontent.com/mrc-ide/global-lmic-reports/master/AFG/projections.csv | 2020-12-09 | infections | 5015.16 | 5374.8 | 5539.06 | 5613.06 | 5779.69 | 6395.8 | Surged Additional 50% Reduction | Afghanistan | AFG | 2022-01-02 | v8 | TRUE
https://raw.githubusercontent.com/mrc-ide/global-lmic-reports/master/AFG/projections.csv | 2020-12-09 | deaths | 11.52 | 12.06 | 12.36 | 12.44 | 12.76 | 13.68 | Surged Additional 50% Reduction | Afghanistan | AFG | 2022-01-02 | v8 | TRUE
https://raw.githubusercontent.com/mrc-ide/global-lmic-reports/master/AFG/projections.csv | 2020-12-09 | hospital_demand | 458.99 | 484.24 | 493.74 | 496.67 | 506.31 | 552.83 | Surged Additional 50% Reduction | Afghanistan | AFG | 2022-01-02 | v8 | TRUE
https://raw.githubusercontent.com/mrc-ide/global-lmic-reports/master/AFG/projections.csv | 2020-12-09 | ICU_demand | 174.89 | 183.63 | 187.65 | 188.8 | 193.16 | 208.84 | Surged Additional 50% Reduction | Afghanistan | AFG | 2022-01-02 | v8 | TRUE
https://raw.githubusercontent.com/mrc-ide/global-lmic-reports/master/AFG/projections.csv | 2020-12-09 | hospital_incidence | 49.39 | 52.47 | 53.88 | 54.25 | 55.09 | 61.23 | Surged Additional 50% Reduction | Afghanistan | AFG | 2022-01-02 | v8 | TRUE
https://raw.githubusercontent.com/mrc-ide/global-lmic-reports/master/AFG/projections.csv | 2020-12-09 | ICU_incidence | 14.12 | 15 | 15.4 | 15.51 | 15.75 | 17.5 | Surged Additional 50% Reduction | Afghanistan | AFG | 2022-01-02 | v8 | TRUE
https://raw.githubusercontent.com/mrc-ide/global-lmic-reports/master/AFG/projections.csv | 2020-12-09 | prevalence | 36577.45 | 38999.7 | 39590.75 | 40173.54 | 40873.29 | 45275.03 | Surged Additional 50% Reduction | Afghanistan | AFG | 2022-01-02 | v8 | TRUE
https://raw.githubusercontent.com/mrc-ide/global-lmic-reports/master/AFG/projections.csv | 2020-12-09 | cumulative_infections | 890811.55 | 925412.06 | 954333.37 | 952244.4 | 977613.71 | 1019866.59 | Surged Additional 50% Reduction | Afghanistan | AFG | 2022-01-02 | v8 | TRUE
https://raw.githubusercontent.com/mrc-ide/global-lmic-reports/master/AFG/projections.csv | 2020-12-09 | cumulative_deaths | 1696.56 | 1766.22 | 1827.84 | 1820.7 | 1868.08 | 1951.07 | Surged Additional 50% Reduction | Afghanistan | AFG | 2022-01-02 | v8 | TRUE
https://raw.githubusercontent.com/mrc-ide/global-lmic-reports/master/AFG/projections.csv | 2020-12-09 | Rt | 0.9 | 0.93 | 0.95 | 0.95 | 0.96 | 1.01 | Surged Additional 50% Reduction | Afghanistan | AFG | 2022-01-02 | v8 | TRUE
https://raw.githubusercontent.com/mrc-ide/global-lmic-reports/master/AFG/projections.csv | 2020-12-09 | Reff | 0.87 | 0.9 | 0.92 | 0.92 | 0.94 | 0.98 | Surged Additional 50% Reduction | Afghanistan | AFG | 2022-01-02 | v8 | TRUE
https://raw.githubusercontent.com/mrc-ide/global-lmic-reports/master/AFG/projections.csv | 2020-12-09 | infections | 5015.16 | 5374.8 | 5539.06 | 5613.06 | 5779.69 | 6395.8 | Surged Maintain Status Quo | Afghanistan | AFG | 2022-01-02 | v8 | TRUE
https://raw.githubusercontent.com/mrc-ide/global-lmic-reports/master/AFG/projections.csv | 2020-12-09 | deaths | 11.52 | 12.06 | 12.36 | 12.44 | 12.76 | 13.68 | Surged Maintain Status Quo | Afghanistan | AFG | 2022-01-02 | v8 | TRUE
https://raw.githubusercontent.com/mrc-ide/global-lmic-reports/master/AFG/projections.csv | 2020-12-09 | hospital_demand | 458.99 | 484.24 | 493.74 | 496.67 | 506.31 | 552.83 | Surged Maintain Status Quo | Afghanistan | AFG | 2022-01-02 | v8 | TRUE
https://raw.githubusercontent.com/mrc-ide/global-lmic-reports/master/AFG/projections.csv | 2020-12-09 | ICU_demand | 174.89 | 183.63 | 187.65 | 188.8 | 193.16 | 208.84 | Surged Maintain Status Quo | Afghanistan | AFG | 2022-01-02 | v8 | TRUE
https://raw.githubusercontent.com/mrc-ide/global-lmic-reports/master/AFG/projections.csv | 2020-12-09 | hospital_incidence | 49.39 | 52.47 | 53.88 | 54.25 | 55.09 | 61.23 | Surged Maintain Status Quo | Afghanistan | AFG | 2022-01-02 | v8 | TRUE
https://raw.githubusercontent.com/mrc-ide/global-lmic-reports/master/AFG/projections.csv | 2020-12-09 | ICU_incidence | 14.12 | 15 | 15.4 | 15.51 | 15.75 | 17.5 | Surged Maintain Status Quo | Afghanistan | AFG | 2022-01-02 | v8 | TRUE
https://raw.githubusercontent.com/mrc-ide/global-lmic-reports/master/AFG/projections.csv | 2020-12-09 | prevalence | 36577.45 | 38999.7 | 39590.75 | 40173.54 | 40873.29 | 45275.03 | Surged Maintain Status Quo | Afghanistan | AFG | 2022-01-02 | v8 | TRUE
https://raw.githubusercontent.com/mrc-ide/global-lmic-reports/master/AFG/projections.csv | 2020-12-09 | cumulative_infections | 890811.55 | 925412.06 | 954333.37 | 952244.4 | 977613.71 | 1019866.59 | Surged Maintain Status Quo | Afghanistan | AFG | 2022-01-02 | v8 | TRUE
https://raw.githubusercontent.com/mrc-ide/global-lmic-reports/master/AFG/projections.csv | 2020-12-09 | cumulative_deaths | 1696.56 | 1766.22 | 1827.84 | 1820.7 | 1868.08 | 1951.07 | Surged Maintain Status Quo | Afghanistan | AFG | 2022-01-02 | v8 | TRUE
https://raw.githubusercontent.com/mrc-ide/global-lmic-reports/master/AFG/projections.csv | 2020-12-09 | Rt | 0.9 | 0.93 | 0.95 | 0.95 | 0.96 | 1.01 | Surged Maintain Status Quo | Afghanistan | AFG | 2022-01-02 | v8 | TRUE
https://raw.githubusercontent.com/mrc-ide/global-lmic-reports/master/AFG/projections.csv | 2020-12-09 | Reff | 0.87 | 0.9 | 0.92 | 0.92 | 0.94 | 0.98 | Surged Maintain Status Quo | Afghanistan | AFG | 2022-01-02 | v8 | TRUE
https://raw.githubusercontent.com/mrc-ide/global-lmic-reports/master/AFG/projections.csv | 2020-12-09 | infections | 5015.16 | 5374.8 | 5539.06 | 5613.06 | 5779.69 | 6395.8 | Surged Optimistic | Afghanistan | AFG | 2022-01-02 | v8 | TRUE
https://raw.githubusercontent.com/mrc-ide/global-lmic-reports/master/AFG/projections.csv | 2020-12-09 | deaths | 11.52 | 12.06 | 12.36 | 12.44 | 12.76 | 13.68 | Surged Optimistic | Afghanistan | AFG | 2022-01-02 | v8 | TRUE
https://raw.githubusercontent.com/mrc-ide/global-lmic-reports/master/AFG/projections.csv | 2020-12-09 | hospital_demand | 458.99 | 484.24 | 493.74 | 496.67 | 506.31 | 552.83 | Surged Optimistic | Afghanistan | AFG | 2022-01-02 | v8 | TRUE
https://raw.githubusercontent.com/mrc-ide/global-lmic-reports/master/AFG/projections.csv | 2020-12-09 | ICU_demand | 174.89 | 183.63 | 187.65 | 188.8 | 193.16 | 208.84 | Surged Optimistic | Afghanistan | AFG | 2022-01-02 | v8 | TRUE
https://raw.githubusercontent.com/mrc-ide/global-lmic-reports/master/AFG/projections.csv | 2020-12-09 | hospital_incidence | 49.39 | 52.47 | 53.88 | 54.25 | 55.09 | 61.23 | Surged Optimistic | Afghanistan | AFG | 2022-01-02 | v8 | TRUE
https://raw.githubusercontent.com/mrc-ide/global-lmic-reports/master/AFG/projections.csv | 2020-12-09 | ICU_incidence | 14.12 | 15 | 15.4 | 15.51 | 15.75 | 17.5 | Surged Optimistic | Afghanistan | AFG | 2022-01-02 | v8 | TRUE
https://raw.githubusercontent.com/mrc-ide/global-lmic-reports/master/AFG/projections.csv | 2020-12-09 | prevalence | 36577.45 | 38999.7 | 39590.75 | 40173.54 | 40873.29 | 45275.03 | Surged Optimistic | Afghanistan | AFG | 2022-01-02 | v8 | TRUE
https://raw.githubusercontent.com/mrc-ide/global-lmic-reports/master/AFG/projections.csv | 2020-12-09 | cumulative_infections | 890811.55 | 925412.06 | 954333.37 | 952244.4 | 977613.71 | 1019866.59 | Surged Optimistic | Afghanistan | AFG | 2022-01-02 | v8 | TRUE
https://raw.githubusercontent.com/mrc-ide/global-lmic-reports/master/AFG/projections.csv | 2020-12-09 | cumulative_deaths | 1696.56 | 1766.22 | 1827.84 | 1820.7 | 1868.08 | 1951.07 | Surged Optimistic | Afghanistan | AFG | 2022-01-02 | v8 | TRUE
https://raw.githubusercontent.com/mrc-ide/global-lmic-reports/master/AFG/projections.csv | 2020-12-09 | Rt | 0.9 | 0.93 | 0.95 | 0.95 | 0.96 | 1.01 | Surged Optimistic | Afghanistan | AFG | 2022-01-02 | v8 | TRUE
https://raw.githubusercontent.com/mrc-ide/global-lmic-reports/master/AFG/projections.csv | 2020-12-09 | Reff | 0.87 | 0.9 | 0.92 | 0.92 | 0.94 | 0.98 | Surged Optimistic | Afghanistan | AFG | 2022-01-02 | v8 | TRUE
https://raw.githubusercontent.com/mrc-ide/global-lmic-reports/master/AFG/projections.csv | 2020-12-09 | infections | 5015.16 | 5374.8 | 5539.06 | 5613.06 | 5779.69 | 6395.8 | Surged Pessimistic | Afghanistan | AFG | 2022-01-02 | v8 | TRUE
https://raw.githubusercontent.com/mrc-ide/global-lmic-reports/master/AFG/projections.csv | 2020-12-09 | deaths | 11.52 | 12.06 | 12.36 | 12.44 | 12.76 | 13.68 | Surged Pessimistic | Afghanistan | AFG | 2022-01-02 | v8 | TRUE
https://raw.githubusercontent.com/mrc-ide/global-lmic-reports/master/AFG/projections.csv | 2020-12-09 | hospital_demand | 458.99 | 484.24 | 493.74 | 496.67 | 506.31 | 552.83 | Surged Pessimistic | Afghanistan | AFG | 2022-01-02 | v8 | TRUE
https://raw.githubusercontent.com/mrc-ide/global-lmic-reports/master/AFG/projections.csv | 2020-12-09 | ICU_demand | 174.89 | 183.63 | 187.65 | 188.8 | 193.16 | 208.84 | Surged Pessimistic | Afghanistan | AFG | 2022-01-02 | v8 | TRUE
https://raw.githubusercontent.com/mrc-ide/global-lmic-reports/master/AFG/projections.csv | 2020-12-09 | hospital_incidence | 49.39 | 52.47 | 53.88 | 54.25 | 55.09 | 61.23 | Surged Pessimistic | Afghanistan | AFG | 2022-01-02 | v8 | TRUE
https://raw.githubusercontent.com/mrc-ide/global-lmic-reports/master/AFG/projections.csv | 2020-12-09 | ICU_incidence | 14.12 | 15 | 15.4 | 15.51 | 15.75 | 17.5 | Surged Pessimistic | Afghanistan | AFG | 2022-01-02 | v8 | TRUE
https://raw.githubusercontent.com/mrc-ide/global-lmic-reports/master/AFG/projections.csv | 2020-12-09 | prevalence | 36577.45 | 38999.7 | 39590.75 | 40173.54 | 40873.29 | 45275.03 | Surged Pessimistic | Afghanistan | AFG | 2022-01-02 | v8 | TRUE
https://raw.githubusercontent.com/mrc-ide/global-lmic-reports/master/AFG/projections.csv | 2020-12-09 | cumulative_infections | 890811.55 | 925412.06 | 954333.37 | 952244.4 | 977613.71 | 1019866.59 | Surged Pessimistic | Afghanistan | AFG | 2022-01-02 | v8 | TRUE
https://raw.githubusercontent.com/mrc-ide/global-lmic-reports/master/AFG/projections.csv | 2020-12-09 | cumulative_deaths | 1696.56 | 1766.22 | 1827.84 | 1820.7 | 1868.08 | 1951.07 | Surged Pessimistic | Afghanistan | AFG | 2022-01-02 | v8 | TRUE
https://raw.githubusercontent.com/mrc-ide/global-lmic-reports/master/AFG/projections.csv | 2020-12-09 | Rt | 0.9 | 0.93 | 0.95 | 0.95 | 0.96 | 1.01 | Surged Pessimistic | Afghanistan | AFG | 2022-01-02 | v8 | TRUE
https://raw.githubusercontent.com/mrc-ide/global-lmic-reports/master/AFG/projections.csv | 2020-12-09 | Reff | 0.87 | 0.9 | 0.92 | 0.92 | 0.94 | 0.98 | Surged Pessimistic | Afghanistan | AFG | 2022-01-02 | v8 | TRUE
https://raw.githubusercontent.com/mrc-ide/global-lmic-reports/master/AFG/projections.csv | 2020-12-09 | infections | 5015.16 | 5374.8 | 5539.06 | 5613.06 | 5779.69 | 6395.8 | Surged Relax Interventions 50% | Afghanistan | AFG | 2022-01-02 | v8 | TRUE
https://raw.githubusercontent.com/mrc-ide/global-lmic-reports/master/AFG/projections.csv | 2020-12-09 | deaths | 11.52 | 12.06 | 12.36 | 12.44 | 12.76 | 13.68 | Surged Relax Interventions 50% | Afghanistan | AFG | 2022-01-02 | v8 | TRUE
https://raw.githubusercontent.com/mrc-ide/global-lmic-reports/master/AFG/projections.csv | 2020-12-09 | hospital_demand | 458.99 | 484.24 | 493.74 | 496.67 | 506.31 | 552.83 | Surged Relax Interventions 50% | Afghanistan | AFG | 2022-01-02 | v8 | TRUE
https://raw.githubusercontent.com/mrc-ide/global-lmic-reports/master/AFG/projections.csv | 2020-12-09 | ICU_demand | 174.89 | 183.63 | 187.65 | 188.8 | 193.16 | 208.84 | Surged Relax Interventions 50% | Afghanistan | AFG | 2022-01-02 | v8 | TRUE
https://raw.githubusercontent.com/mrc-ide/global-lmic-reports/master/AFG/projections.csv | 2020-12-09 | hospital_incidence | 49.39 | 52.47 | 53.88 | 54.25 | 55.09 | 61.23 | Surged Relax Interventions 50% | Afghanistan | AFG | 2022-01-02 | v8 | TRUE
https://raw.githubusercontent.com/mrc-ide/global-lmic-reports/master/AFG/projections.csv | 2020-12-09 | ICU_incidence | 14.12 | 15 | 15.4 | 15.51 | 15.75 | 17.5 | Surged Relax Interventions 50% | Afghanistan | AFG | 2022-01-02 | v8 | TRUE
https://raw.githubusercontent.com/mrc-ide/global-lmic-reports/master/AFG/projections.csv | 2020-12-09 | prevalence | 36577.45 | 38999.7 | 39590.75 | 40173.54 | 40873.29 | 45275.03 | Surged Relax Interventions 50% | Afghanistan | AFG | 2022-01-02 | v8 | TRUE
https://raw.githubusercontent.com/mrc-ide/global-lmic-reports/master/AFG/projections.csv | 2020-12-09 | cumulative_infections | 890811.55 | 925412.06 | 954333.37 | 952244.4 | 977613.71 | 1019866.59 | Surged Relax Interventions 50% | Afghanistan | AFG | 2022-01-02 | v8 | TRUE
https://raw.githubusercontent.com/mrc-ide/global-lmic-reports/master/AFG/projections.csv | 2020-12-09 | cumulative_deaths | 1696.56 | 1766.22 | 1827.84 | 1820.7 | 1868.08 | 1951.07 | Surged Relax Interventions 50% | Afghanistan | AFG | 2022-01-02 | v8 | TRUE
https://raw.githubusercontent.com/mrc-ide/global-lmic-reports/master/AFG/projections.csv | 2020-12-09 | Rt | 0.9 | 0.93 | 0.95 | 0.95 | 0.96 | 1.01 | Surged Relax Interventions 50% | Afghanistan | AFG | 2022-01-02 | v8 | TRUE
https://raw.githubusercontent.com/mrc-ide/global-lmic-reports/master/AFG/projections.csv | 2020-12-09 | Reff | 0.87 | 0.9 | 0.92 | 0.92 | 0.94 | 0.98 | Surged Relax Interventions 50% | Afghanistan | AFG | 2022-01-02 | v8 | TRUE
https://raw.githubusercontent.com/mrc-ide/global-lmic-reports/master/AFG/projections.csv | 2020-12-10 | infections | 5035.94 | 5377.76 | 5598.83 | 5650.9 | 5800.46 | 6510.29 | Additional 50% Reduction | Afghanistan | AFG | 2022-01-02 | v8 | TRUE
https://raw.githubusercontent.com/mrc-ide/global-lmic-reports/master/AFG/projections.csv | 2020-12-10 | deaths | 11.65 | 12.26 | 12.53 | 12.69 | 12.9 | 14.52 | Additional 50% Reduction | Afghanistan | AFG | 2022-01-02 | v8 | TRUE
https://raw.githubusercontent.com/mrc-ide/global-lmic-reports/master/AFG/projections.csv | 2020-12-10 | hospital_demand | 464.5 | 489.58 | 498.44 | 504.83 | 514.78 | 573.08 | Additional 50% Reduction | Afghanistan | AFG | 2022-01-02 | v8 | TRUE
https://raw.githubusercontent.com/mrc-ide/global-lmic-reports/master/AFG/projections.csv | 2020-12-10 | ICU_demand | 177 | 186.57 | 189.62 | 192.28 | 196.05 | 219.25 | Additional 50% Reduction | Afghanistan | AFG | 2022-01-02 | v8 | TRUE
https://raw.githubusercontent.com/mrc-ide/global-lmic-reports/master/AFG/projections.csv | 2020-12-10 | hospital_incidence | 50.38 | 52.63 | 54.24 | 54.67 | 56.02 | 61.24 | Additional 50% Reduction | Afghanistan | AFG | 2022-01-02 | v8 | TRUE
https://raw.githubusercontent.com/mrc-ide/global-lmic-reports/master/AFG/projections.csv | 2020-12-10 | ICU_incidence | 14.4 | 15.05 | 15.51 | 15.63 | 16.01 | 17.51 | Additional 50% Reduction | Afghanistan | AFG | 2022-01-02 | v8 | TRUE
https://raw.githubusercontent.com/mrc-ide/global-lmic-reports/master/AFG/projections.csv | 2020-12-10 | prevalence | 36935.45 | 39299.06 | 40099.99 | 40448.01 | 41136.66 | 45821.6 | Additional 50% Reduction | Afghanistan | AFG | 2022-01-02 | v8 | TRUE
https://raw.githubusercontent.com/mrc-ide/global-lmic-reports/master/AFG/projections.csv | 2020-12-10 | cumulative_infections | 892102.54 | 936755.37 | 957045.89 | 966381.54 | 983138.09 | 1077207.1 | Additional 50% Reduction | Afghanistan | AFG | 2022-01-02 | v8 | TRUE
https://raw.githubusercontent.com/mrc-ide/global-lmic-reports/master/AFG/projections.csv | 2020-12-10 | cumulative_deaths | 1697.63 | 1799.93 | 1848.35 | 1862.08 | 1908.98 | 2090.44 | Additional 50% Reduction | Afghanistan | AFG | 2022-01-02 | v8 | TRUE
https://raw.githubusercontent.com/mrc-ide/global-lmic-reports/master/AFG/projections.csv | 2020-12-10 | Rt | 0.87 | 0.92 | 0.93 | 0.93 | 0.95 | 0.99 | Additional 50% Reduction | Afghanistan | AFG | 2022-01-02 | v8 | TRUE
https://raw.githubusercontent.com/mrc-ide/global-lmic-reports/master/AFG/projections.csv | 2020-12-10 | Reff | 0.85 | 0.9 | 0.91 | 0.91 | 0.93 | 0.97 | Additional 50% Reduction | Afghanistan | AFG | 2022-01-02 | v8 | TRUE
https://raw.githubusercontent.com/mrc-ide/global-lmic-reports/master/AFG/projections.csv | 2020-12-10 | infections | 5035.94 | 5377.76 | 5598.83 | 5650.9 | 5800.46 | 6510.29 | Maintain Status Quo | Afghanistan | AFG | 2022-01-02 | v8 | TRUE
https://raw.githubusercontent.com/mrc-ide/global-lmic-reports/master/AFG/projections.csv | 2020-12-10 | deaths | 11.65 | 12.26 | 12.53 | 12.69 | 12.9 | 14.52 | Maintain Status Quo | Afghanistan | AFG | 2022-01-02 | v8 | TRUE
https://raw.githubusercontent.com/mrc-ide/global-lmic-reports/master/AFG/projections.csv | 2020-12-10 | hospital_demand | 464.5 | 489.58 | 498.44 | 504.83 | 514.78 | 573.08 | Maintain Status Quo | Afghanistan | AFG | 2022-01-02 | v8 | TRUE
https://raw.githubusercontent.com/mrc-ide/global-lmic-reports/master/AFG/projections.csv | 2020-12-10 | ICU_demand | 177 | 186.57 | 189.62 | 192.28 | 196.05 | 219.25 | Maintain Status Quo | Afghanistan | AFG | 2022-01-02 | v8 | TRUE
https://raw.githubusercontent.com/mrc-ide/global-lmic-reports/master/AFG/projections.csv | 2020-12-10 | hospital_incidence | 50.38 | 52.63 | 54.24 | 54.67 | 56.02 | 61.24 | Maintain Status Quo | Afghanistan | AFG | 2022-01-02 | v8 | TRUE
https://raw.githubusercontent.com/mrc-ide/global-lmic-reports/master/AFG/projections.csv | 2020-12-10 | ICU_incidence | 14.4 | 15.05 | 15.51 | 15.63 | 16.01 | 17.51 | Maintain Status Quo | Afghanistan | AFG | 2022-01-02 | v8 | TRUE
https://raw.githubusercontent.com/mrc-ide/global-lmic-reports/master/AFG/projections.csv | 2020-12-10 | prevalence | 36935.45 | 39299.06 | 40099.99 | 40448.01 | 41136.66 | 45821.6 | Maintain Status Quo | Afghanistan | AFG | 2022-01-02 | v8 | TRUE
https://raw.githubusercontent.com/mrc-ide/global-lmic-reports/master/AFG/projections.csv | 2020-12-10 | cumulative_infections | 892102.54 | 936755.37 | 957045.89 | 966381.54 | 983138.09 | 1077207.1 | Maintain Status Quo | Afghanistan | AFG | 2022-01-02 | v8 | TRUE
https://raw.githubusercontent.com/mrc-ide/global-lmic-reports/master/AFG/projections.csv | 2020-12-10 | cumulative_deaths | 1697.63 | 1799.93 | 1848.35 | 1862.08 | 1908.98 | 2090.44 | Maintain Status Quo | Afghanistan | AFG | 2022-01-02 | v8 | TRUE
https://raw.githubusercontent.com/mrc-ide/global-lmic-reports/master/AFG/projections.csv | 2020-12-10 | Rt | 0.87 | 0.92 | 0.93 | 0.93 | 0.95 | 0.99 | Maintain Status Quo | Afghanistan | AFG | 2022-01-02 | v8 | TRUE
https://raw.githubusercontent.com/mrc-ide/global-lmic-reports/master/AFG/projections.csv | 2020-12-10 | Reff | 0.85 | 0.9 | 0.91 | 0.91 | 0.93 | 0.97 | Maintain Status Quo | Afghanistan | AFG | 2022-01-02 | v8 | TRUE
https://raw.githubusercontent.com/mrc-ide/global-lmic-reports/master/AFG/projections.csv | 2020-12-10 | infections | 5035.94 | 5377.76 | 5598.83 | 5650.9 | 5800.46 | 6510.29 | Optimistic | Afghanistan | AFG | 2022-01-02 | v8 | TRUE
https://raw.githubusercontent.com/mrc-ide/global-lmic-reports/master/AFG/projections.csv | 2020-12-10 | deaths | 11.65 | 12.26 | 12.53 | 12.69 | 12.9 | 14.52 | Optimistic | Afghanistan | AFG | 2022-01-02 | v8 | TRUE
https://raw.githubusercontent.com/mrc-ide/global-lmic-reports/master/AFG/projections.csv | 2020-12-10 | hospital_demand | 464.5 | 489.58 | 498.44 | 504.83 | 514.78 | 573.08 | Optimistic | Afghanistan | AFG | 2022-01-02 | v8 | TRUE
https://raw.githubusercontent.com/mrc-ide/global-lmic-reports/master/AFG/projections.csv | 2020-12-10 | ICU_demand | 177 | 186.57 | 189.62 | 192.28 | 196.05 | 219.25 | Optimistic | Afghanistan | AFG | 2022-01-02 | v8 | TRUE
https://raw.githubusercontent.com/mrc-ide/global-lmic-reports/master/AFG/projections.csv | 2020-12-10 | hospital_incidence | 50.38 | 52.63 | 54.24 | 54.67 | 56.02 | 61.24 | Optimistic | Afghanistan | AFG | 2022-01-02 | v8 | TRUE
https://raw.githubusercontent.com/mrc-ide/global-lmic-reports/master/AFG/projections.csv | 2020-12-10 | ICU_incidence | 14.4 | 15.05 | 15.51 | 15.63 | 16.01 | 17.51 | Optimistic | Afghanistan | AFG | 2022-01-02 | v8 | TRUE
https://raw.githubusercontent.com/mrc-ide/global-lmic-reports/master/AFG/projections.csv | 2020-12-10 | prevalence | 36935.45 | 39299.06 | 40099.99 | 40448.01 | 41136.66 | 45821.6 | Optimistic | Afghanistan | AFG | 2022-01-02 | v8 | TRUE
https://raw.githubusercontent.com/mrc-ide/global-lmic-reports/master/AFG/projections.csv | 2020-12-10 | cumulative_infections | 892102.54 | 936755.37 | 957045.89 | 966381.54 | 983138.09 | 1077207.1 | Optimistic | Afghanistan | AFG | 2022-01-02 | v8 | TRUE
https://raw.githubusercontent.com/mrc-ide/global-lmic-reports/master/AFG/projections.csv | 2020-12-10 | cumulative_deaths | 1697.63 | 1799.93 | 1848.35 | 1862.08 | 1908.98 | 2090.44 | Optimistic | Afghanistan | AFG | 2022-01-02 | v8 | TRUE
https://raw.githubusercontent.com/mrc-ide/global-lmic-reports/master/AFG/projections.csv | 2020-12-10 | Rt | 0.87 | 0.92 | 0.93 | 0.93 | 0.95 | 0.99 | Optimistic | Afghanistan | AFG | 2022-01-02 | v8 | TRUE
https://raw.githubusercontent.com/mrc-ide/global-lmic-reports/master/AFG/projections.csv | 2020-12-10 | Reff | 0.85 | 0.9 | 0.91 | 0.91 | 0.93 | 0.97 | Optimistic | Afghanistan | AFG | 2022-01-02 | v8 | TRUE
https://raw.githubusercontent.com/mrc-ide/global-lmic-reports/master/AFG/projections.csv | 2020-12-10 | infections | 5035.94 | 5377.76 | 5598.83 | 5650.9 | 5800.46 | 6510.29 | Pessimistic | Afghanistan | AFG | 2022-01-02 | v8 | TRUE
https://raw.githubusercontent.com/mrc-ide/global-lmic-reports/master/AFG/projections.csv | 2020-12-10 | deaths | 11.65 | 12.26 | 12.53 | 12.69 | 12.9 | 14.52 | Pessimistic | Afghanistan | AFG | 2022-01-02 | v8 | TRUE
https://raw.githubusercontent.com/mrc-ide/global-lmic-reports/master/AFG/projections.csv | 2020-12-10 | hospital_demand | 464.5 | 489.58 | 498.44 | 504.83 | 514.78 | 573.08 | Pessimistic | Afghanistan | AFG | 2022-01-02 | v8 | TRUE
https://raw.githubusercontent.com/mrc-ide/global-lmic-reports/master/AFG/projections.csv | 2020-12-10 | ICU_demand | 177 | 186.57 | 189.62 | 192.28 | 196.05 | 219.25 | Pessimistic | Afghanistan | AFG | 2022-01-02 | v8 | TRUE
https://raw.githubusercontent.com/mrc-ide/global-lmic-reports/master/AFG/projections.csv | 2020-12-10 | hospital_incidence | 50.38 | 52.63 | 54.24 | 54.67 | 56.02 | 61.24 | Pessimistic | Afghanistan | AFG | 2022-01-02 | v8 | TRUE
https://raw.githubusercontent.com/mrc-ide/global-lmic-reports/master/AFG/projections.csv | 2020-12-10 | ICU_incidence | 14.4 | 15.05 | 15.51 | 15.63 | 16.01 | 17.51 | Pessimistic | Afghanistan | AFG | 2022-01-02 | v8 | TRUE
https://raw.githubusercontent.com/mrc-ide/global-lmic-reports/master/AFG/projections.csv | 2020-12-10 | prevalence | 36935.45 | 39299.06 | 40099.99 | 40448.01 | 41136.66 | 45821.6 | Pessimistic | Afghanistan | AFG | 2022-01-02 | v8 | TRUE
https://raw.githubusercontent.com/mrc-ide/global-lmic-reports/master/AFG/projections.csv | 2020-12-10 | cumulative_infections | 892102.54 | 936755.37 | 957045.89 | 966381.54 | 983138.09 | 1077207.1 | Pessimistic | Afghanistan | AFG | 2022-01-02 | v8 | TRUE
https://raw.githubusercontent.com/mrc-ide/global-lmic-reports/master/AFG/projections.csv | 2020-12-10 | cumulative_deaths | 1697.63 | 1799.93 | 1848.35 | 1862.08 | 1908.98 | 2090.44 | Pessimistic | Afghanistan | AFG | 2022-01-02 | v8 | TRUE
https://raw.githubusercontent.com/mrc-ide/global-lmic-reports/master/AFG/projections.csv | 2020-12-10 | Rt | 0.87 | 0.92 | 0.93 | 0.93 | 0.95 | 0.99 | Pessimistic | Afghanistan | AFG | 2022-01-02 | v8 | TRUE
https://raw.githubusercontent.com/mrc-ide/global-lmic-reports/master/AFG/projections.csv | 2020-12-10 | Reff | 0.85 | 0.9 | 0.91 | 0.91 | 0.93 | 0.97 | Pessimistic | Afghanistan | AFG | 2022-01-02 | v8 | TRUE
https://raw.githubusercontent.com/mrc-ide/global-lmic-reports/master/AFG/projections.csv | 2020-12-10 | infections | 5035.94 | 5377.76 | 5598.83 | 5650.9 | 5800.46 | 6510.29 | Relax Interventions 50% | Afghanistan | AFG | 2022-01-02 | v8 | TRUE
https://raw.githubusercontent.com/mrc-ide/global-lmic-reports/master/AFG/projections.csv | 2020-12-10 | deaths | 11.65 | 12.26 | 12.53 | 12.69 | 12.9 | 14.52 | Relax Interventions 50% | Afghanistan | AFG | 2022-01-02 | v8 | TRUE
https://raw.githubusercontent.com/mrc-ide/global-lmic-reports/master/AFG/projections.csv | 2020-12-10 | hospital_demand | 464.5 | 489.58 | 498.44 | 504.83 | 514.78 | 573.08 | Relax Interventions 50% | Afghanistan | AFG | 2022-01-02 | v8 | TRUE
https://raw.githubusercontent.com/mrc-ide/global-lmic-reports/master/AFG/projections.csv | 2020-12-10 | ICU_demand | 177 | 186.57 | 189.62 | 192.28 | 196.05 | 219.25 | Relax Interventions 50% | Afghanistan | AFG | 2022-01-02 | v8 | TRUE
https://raw.githubusercontent.com/mrc-ide/global-lmic-reports/master/AFG/projections.csv | 2020-12-10 | hospital_incidence | 50.38 | 52.63 | 54.24 | 54.67 | 56.02 | 61.24 | Relax Interventions 50% | Afghanistan | AFG | 2022-01-02 | v8 | TRUE
https://raw.githubusercontent.com/mrc-ide/global-lmic-reports/master/AFG/projections.csv | 2020-12-10 | ICU_incidence | 14.4 | 15.05 | 15.51 | 15.63 | 16.01 | 17.51 | Relax Interventions 50% | Afghanistan | AFG | 2022-01-02 | v8 | TRUE
https://raw.githubusercontent.com/mrc-ide/global-lmic-reports/master/AFG/projections.csv | 2020-12-10 | prevalence | 36935.45 | 39299.06 | 40099.99 | 40448.01 | 41136.66 | 45821.6 | Relax Interventions 50% | Afghanistan | AFG | 2022-01-02 | v8 | TRUE
https://raw.githubusercontent.com/mrc-ide/global-lmic-reports/master/AFG/projections.csv | 2020-12-10 | cumulative_infections | 892102.54 | 936755.37 | 957045.89 | 966381.54 | 983138.09 | 1077207.1 | Relax Interventions 50% | Afghanistan | AFG | 2022-01-02 | v8 | TRUE
https://raw.githubusercontent.com/mrc-ide/global-lmic-reports/master/AFG/projections.csv | 2020-12-10 | cumulative_deaths | 1697.63 | 1799.93 | 1848.35 | 1862.08 | 1908.98 | 2090.44 | Relax Interventions 50% | Afghanistan | AFG | 2022-01-02 | v8 | TRUE
https://raw.githubusercontent.com/mrc-ide/global-lmic-reports/master/AFG/projections.csv | 2020-12-10 | Rt | 0.87 | 0.92 | 0.93 | 0.93 | 0.95 | 0.99 | Relax Interventions 50% | Afghanistan | AFG | 2022-01-02 | v8 | TRUE
https://raw.githubusercontent.com/mrc-ide/global-lmic-reports/master/AFG/projections.csv | 2020-12-10 | Reff | 0.85 | 0.9 | 0.91 | 0.91 | 0.93 | 0.97 | Relax Interventions 50% | Afghanistan | AFG | 2022-01-02 | v8 | TRUE
https://raw.githubusercontent.com/mrc-ide/global-lmic-reports/master/AFG/projections.csv | 2020-12-10 | infections | 4919.8 | 5291.66 | 5461.85 | 5529.79 | 5725.05 | 6337.77 | Surged Additional 50% Reduction | Afghanistan | AFG | 2022-01-02 | v8 | TRUE
https://raw.githubusercontent.com/mrc-ide/global-lmic-reports/master/AFG/projections.csv | 2020-12-10 | deaths | 11.62 | 12.19 | 12.47 | 12.54 | 12.85 | 13.84 | Surged Additional 50% Reduction | Afghanistan | AFG | 2022-01-02 | v8 | TRUE
https://raw.githubusercontent.com/mrc-ide/global-lmic-reports/master/AFG/projections.csv | 2020-12-10 | hospital_demand | 460.03 | 486.45 | 495.34 | 498.68 | 507.94 | 556.13 | Surged Additional 50% Reduction | Afghanistan | AFG | 2022-01-02 | v8 | TRUE
https://raw.githubusercontent.com/mrc-ide/global-lmic-reports/master/AFG/projections.csv | 2020-12-10 | ICU_demand | 175.94 | 185.02 | 189.08 | 190.04 | 194.21 | 210.69 | Surged Additional 50% Reduction | Afghanistan | AFG | 2022-01-02 | v8 | TRUE
https://raw.githubusercontent.com/mrc-ide/global-lmic-reports/master/AFG/projections.csv | 2020-12-10 | hospital_incidence | 49.15 | 52.17 | 53.47 | 53.88 | 54.64 | 60.76 | Surged Additional 50% Reduction | Afghanistan | AFG | 2022-01-02 | v8 | TRUE
https://raw.githubusercontent.com/mrc-ide/global-lmic-reports/master/AFG/projections.csv | 2020-12-10 | ICU_incidence | 14.05 | 14.91 | 15.29 | 15.4 | 15.62 | 17.37 | Surged Additional 50% Reduction | Afghanistan | AFG | 2022-01-02 | v8 | TRUE
https://raw.githubusercontent.com/mrc-ide/global-lmic-reports/master/AFG/projections.csv | 2020-12-10 | prevalence | 36035.78 | 38621.46 | 39273.79 | 39721.13 | 40527.42 | 44951.26 | Surged Additional 50% Reduction | Afghanistan | AFG | 2022-01-02 | v8 | TRUE
https://raw.githubusercontent.com/mrc-ide/global-lmic-reports/master/AFG/projections.csv | 2020-12-10 | cumulative_infections | 895943.94 | 931032.51 | 959917.09 | 957774.19 | 983513.01 | 1025898.06 | Surged Additional 50% Reduction | Afghanistan | AFG | 2022-01-02 | v8 | TRUE
https://raw.githubusercontent.com/mrc-ide/global-lmic-reports/master/AFG/projections.csv | 2020-12-10 | cumulative_deaths | 1708.61 | 1778.5 | 1840.64 | 1833.24 | 1880.54 | 1964.09 | Surged Additional 50% Reduction | Afghanistan | AFG | 2022-01-02 | v8 | TRUE
https://raw.githubusercontent.com/mrc-ide/global-lmic-reports/master/AFG/projections.csv | 2020-12-10 | Rt | 0.88 | 0.9 | 0.93 | 0.93 | 0.94 | 0.99 | Surged Additional 50% Reduction | Afghanistan | AFG | 2022-01-02 | v8 | TRUE
https://raw.githubusercontent.com/mrc-ide/global-lmic-reports/master/AFG/projections.csv | 2020-12-10 | Reff | 0.86 | 0.88 | 0.91 | 0.9 | 0.92 | 0.96 | Surged Additional 50% Reduction | Afghanistan | AFG | 2022-01-02 | v8 | TRUE
https://raw.githubusercontent.com/mrc-ide/global-lmic-reports/master/AFG/projections.csv | 2020-12-10 | infections | 4919.8 | 5291.66 | 5461.85 | 5529.79 | 5725.05 | 6337.77 | Surged Maintain Status Quo | Afghanistan | AFG | 2022-01-02 | v8 | TRUE
https://raw.githubusercontent.com/mrc-ide/global-lmic-reports/master/AFG/projections.csv | 2020-12-10 | deaths | 11.62 | 12.19 | 12.47 | 12.54 | 12.85 | 13.84 | Surged Maintain Status Quo | Afghanistan | AFG | 2022-01-02 | v8 | TRUE
https://raw.githubusercontent.com/mrc-ide/global-lmic-reports/master/AFG/projections.csv | 2020-12-10 | hospital_demand | 460.03 | 486.45 | 495.34 | 498.68 | 507.94 | 556.13 | Surged Maintain Status Quo | Afghanistan | AFG | 2022-01-02 | v8 | TRUE
https://raw.githubusercontent.com/mrc-ide/global-lmic-reports/master/AFG/projections.csv | 2020-12-10 | ICU_demand | 175.94 | 185.02 | 189.08 | 190.04 | 194.21 | 210.69 | Surged Maintain Status Quo | Afghanistan | AFG | 2022-01-02 | v8 | TRUE
https://raw.githubusercontent.com/mrc-ide/global-lmic-reports/master/AFG/projections.csv | 2020-12-10 | hospital_incidence | 49.15 | 52.17 | 53.47 | 53.88 | 54.64 | 60.76 | Surged Maintain Status Quo | Afghanistan | AFG | 2022-01-02 | v8 | TRUE
https://raw.githubusercontent.com/mrc-ide/global-lmic-reports/master/AFG/projections.csv | 2020-12-10 | ICU_incidence | 14.05 | 14.91 | 15.29 | 15.4 | 15.62 | 17.37 | Surged Maintain Status Quo | Afghanistan | AFG | 2022-01-02 | v8 | TRUE
https://raw.githubusercontent.com/mrc-ide/global-lmic-reports/master/AFG/projections.csv | 2020-12-10 | prevalence | 36035.78 | 38621.46 | 39273.79 | 39721.13 | 40527.42 | 44951.26 | Surged Maintain Status Quo | Afghanistan | AFG | 2022-01-02 | v8 | TRUE
https://raw.githubusercontent.com/mrc-ide/global-lmic-reports/master/AFG/projections.csv | 2020-12-10 | cumulative_infections | 895943.94 | 931032.51 | 959917.09 | 957774.19 | 983513.01 | 1025898.06 | Surged Maintain Status Quo | Afghanistan | AFG | 2022-01-02 | v8 | TRUE
https://raw.githubusercontent.com/mrc-ide/global-lmic-reports/master/AFG/projections.csv | 2020-12-10 | cumulative_deaths | 1708.61 | 1778.5 | 1840.64 | 1833.24 | 1880.54 | 1964.09 | Surged Maintain Status Quo | Afghanistan | AFG | 2022-01-02 | v8 | TRUE
https://raw.githubusercontent.com/mrc-ide/global-lmic-reports/master/AFG/projections.csv | 2020-12-10 | Rt | 0.88 | 0.9 | 0.93 | 0.93 | 0.94 | 0.99 | Surged Maintain Status Quo | Afghanistan | AFG | 2022-01-02 | v8 | TRUE
https://raw.githubusercontent.com/mrc-ide/global-lmic-reports/master/AFG/projections.csv | 2020-12-10 | Reff | 0.86 | 0.88 | 0.91 | 0.9 | 0.92 | 0.96 | Surged Maintain Status Quo | Afghanistan | AFG | 2022-01-02 | v8 | TRUE
https://raw.githubusercontent.com/mrc-ide/global-lmic-reports/master/AFG/projections.csv | 2020-12-10 | infections | 4919.8 | 5291.66 | 5461.85 | 5529.79 | 5725.05 | 6337.77 | Surged Optimistic | Afghanistan | AFG | 2022-01-02 | v8 | TRUE
https://raw.githubusercontent.com/mrc-ide/global-lmic-reports/master/AFG/projections.csv | 2020-12-10 | deaths | 11.62 | 12.19 | 12.47 | 12.54 | 12.85 | 13.84 | Surged Optimistic | Afghanistan | AFG | 2022-01-02 | v8 | TRUE
https://raw.githubusercontent.com/mrc-ide/global-lmic-reports/master/AFG/projections.csv | 2020-12-10 | hospital_demand | 460.03 | 486.45 | 495.34 | 498.68 | 507.94 | 556.13 | Surged Optimistic | Afghanistan | AFG | 2022-01-02 | v8 | TRUE
https://raw.githubusercontent.com/mrc-ide/global-lmic-reports/master/AFG/projections.csv | 2020-12-10 | ICU_demand | 175.94 | 185.02 | 189.08 | 190.04 | 194.21 | 210.69 | Surged Optimistic | Afghanistan | AFG | 2022-01-02 | v8 | TRUE
https://raw.githubusercontent.com/mrc-ide/global-lmic-reports/master/AFG/projections.csv | 2020-12-10 | hospital_incidence | 49.15 | 52.17 | 53.47 | 53.88 | 54.64 | 60.76 | Surged Optimistic | Afghanistan | AFG | 2022-01-02 | v8 | TRUE
https://raw.githubusercontent.com/mrc-ide/global-lmic-reports/master/AFG/projections.csv | 2020-12-10 | ICU_incidence | 14.05 | 14.91 | 15.29 | 15.4 | 15.62 | 17.37 | Surged Optimistic | Afghanistan | AFG | 2022-01-02 | v8 | TRUE
https://raw.githubusercontent.com/mrc-ide/global-lmic-reports/master/AFG/projections.csv | 2020-12-10 | prevalence | 36035.78 | 38621.46 | 39273.79 | 39721.13 | 40527.42 | 44951.26 | Surged Optimistic | Afghanistan | AFG | 2022-01-02 | v8 | TRUE
https://raw.githubusercontent.com/mrc-ide/global-lmic-reports/master/AFG/projections.csv | 2020-12-10 | cumulative_infections | 895943.94 | 931032.51 | 959917.09 | 957774.19 | 983513.01 | 1025898.06 | Surged Optimistic | Afghanistan | AFG | 2022-01-02 | v8 | TRUE
https://raw.githubusercontent.com/mrc-ide/global-lmic-reports/master/AFG/projections.csv | 2020-12-10 | cumulative_deaths | 1708.61 | 1778.5 | 1840.64 | 1833.24 | 1880.54 | 1964.09 | Surged Optimistic | Afghanistan | AFG | 2022-01-02 | v8 | TRUE
https://raw.githubusercontent.com/mrc-ide/global-lmic-reports/master/AFG/projections.csv | 2020-12-10 | Rt | 0.88 | 0.9 | 0.93 | 0.93 | 0.94 | 0.99 | Surged Optimistic | Afghanistan | AFG | 2022-01-02 | v8 | TRUE
https://raw.githubusercontent.com/mrc-ide/global-lmic-reports/master/AFG/projections.csv | 2020-12-10 | Reff | 0.86 | 0.88 | 0.91 | 0.9 | 0.92 | 0.96 | Surged Optimistic | Afghanistan | AFG | 2022-01-02 | v8 | TRUE
https://raw.githubusercontent.com/mrc-ide/global-lmic-reports/master/AFG/projections.csv | 2020-12-10 | infections | 4919.8 | 5291.66 | 5461.85 | 5529.79 | 5725.05 | 6337.77 | Surged Pessimistic | Afghanistan | AFG | 2022-01-02 | v8 | TRUE
https://raw.githubusercontent.com/mrc-ide/global-lmic-reports/master/AFG/projections.csv | 2020-12-10 | deaths | 11.62 | 12.19 | 12.47 | 12.54 | 12.85 | 13.84 | Surged Pessimistic | Afghanistan | AFG | 2022-01-02 | v8 | TRUE
https://raw.githubusercontent.com/mrc-ide/global-lmic-reports/master/AFG/projections.csv | 2020-12-10 | hospital_demand | 460.03 | 486.45 | 495.34 | 498.68 | 507.94 | 556.13 | Surged Pessimistic | Afghanistan | AFG | 2022-01-02 | v8 | TRUE
https://raw.githubusercontent.com/mrc-ide/global-lmic-reports/master/AFG/projections.csv | 2020-12-10 | ICU_demand | 175.94 | 185.02 | 189.08 | 190.04 | 194.21 | 210.69 | Surged Pessimistic | Afghanistan | AFG | 2022-01-02 | v8 | TRUE
https://raw.githubusercontent.com/mrc-ide/global-lmic-reports/master/AFG/projections.csv | 2020-12-10 | hospital_incidence | 49.15 | 52.17 | 53.47 | 53.88 | 54.64 | 60.76 | Surged Pessimistic | Afghanistan | AFG | 2022-01-02 | v8 | TRUE
https://raw.githubusercontent.com/mrc-ide/global-lmic-reports/master/AFG/projections.csv | 2020-12-10 | ICU_incidence | 14.05 | 14.91 | 15.29 | 15.4 | 15.62 | 17.37 | Surged Pessimistic | Afghanistan | AFG | 2022-01-02 | v8 | TRUE
https://raw.githubusercontent.com/mrc-ide/global-lmic-reports/master/AFG/projections.csv | 2020-12-10 | prevalence | 36035.78 | 38621.46 | 39273.79 | 39721.13 | 40527.42 | 44951.26 | Surged Pessimistic | Afghanistan | AFG | 2022-01-02 | v8 | TRUE
https://raw.githubusercontent.com/mrc-ide/global-lmic-reports/master/AFG/projections.csv | 2020-12-10 | cumulative_infections | 895943.94 | 931032.51 | 959917.09 | 957774.19 | 983513.01 | 1025898.06 | Surged Pessimistic | Afghanistan | AFG | 2022-01-02 | v8 | TRUE
https://raw.githubusercontent.com/mrc-ide/global-lmic-reports/master/AFG/projections.csv | 2020-12-10 | cumulative_deaths | 1708.61 | 1778.5 | 1840.64 | 1833.24 | 1880.54 | 1964.09 | Surged Pessimistic | Afghanistan | AFG | 2022-01-02 | v8 | TRUE
https://raw.githubusercontent.com/mrc-ide/global-lmic-reports/master/AFG/projections.csv | 2020-12-10 | Rt | 0.88 | 0.9 | 0.93 | 0.93 | 0.94 | 0.99 | Surged Pessimistic | Afghanistan | AFG | 2022-01-02 | v8 | TRUE
https://raw.githubusercontent.com/mrc-ide/global-lmic-reports/master/AFG/projections.csv | 2020-12-10 | Reff | 0.86 | 0.88 | 0.91 | 0.9 | 0.92 | 0.96 | Surged Pessimistic | Afghanistan | AFG | 2022-01-02 | v8 | TRUE
https://raw.githubusercontent.com/mrc-ide/global-lmic-reports/master/AFG/projections.csv | 2020-12-10 | infections | 4919.8 | 5291.66 | 5461.85 | 5529.79 | 5725.05 | 6337.77 | Surged Relax Interventions 50% | Afghanistan | AFG | 2022-01-02 | v8 | TRUE
https://raw.githubusercontent.com/mrc-ide/global-lmic-reports/master/AFG/projections.csv | 2020-12-10 | deaths | 11.62 | 12.19 | 12.47 | 12.54 | 12.85 | 13.84 | Surged Relax Interventions 50% | Afghanistan | AFG | 2022-01-02 | v8 | TRUE
https://raw.githubusercontent.com/mrc-ide/global-lmic-reports/master/AFG/projections.csv | 2020-12-10 | hospital_demand | 460.03 | 486.45 | 495.34 | 498.68 | 507.94 | 556.13 | Surged Relax Interventions 50% | Afghanistan | AFG | 2022-01-02 | v8 | TRUE
https://raw.githubusercontent.com/mrc-ide/global-lmic-reports/master/AFG/projections.csv | 2020-12-10 | ICU_demand | 175.94 | 185.02 | 189.08 | 190.04 | 194.21 | 210.69 | Surged Relax Interventions 50% | Afghanistan | AFG | 2022-01-02 | v8 | TRUE
https://raw.githubusercontent.com/mrc-ide/global-lmic-reports/master/AFG/projections.csv | 2020-12-10 | hospital_incidence | 49.15 | 52.17 | 53.47 | 53.88 | 54.64 | 60.76 | Surged Relax Interventions 50% | Afghanistan | AFG | 2022-01-02 | v8 | TRUE
https://raw.githubusercontent.com/mrc-ide/global-lmic-reports/master/AFG/projections.csv | 2020-12-10 | ICU_incidence | 14.05 | 14.91 | 15.29 | 15.4 | 15.62 | 17.37 | Surged Relax Interventions 50% | Afghanistan | AFG | 2022-01-02 | v8 | TRUE
https://raw.githubusercontent.com/mrc-ide/global-lmic-reports/master/AFG/projections.csv | 2020-12-10 | prevalence | 36035.78 | 38621.46 | 39273.79 | 39721.13 | 40527.42 | 44951.26 | Surged Relax Interventions 50% | Afghanistan | AFG | 2022-01-02 | v8 | TRUE
https://raw.githubusercontent.com/mrc-ide/global-lmic-reports/master/AFG/projections.csv | 2020-12-10 | cumulative_infections | 895943.94 | 931032.51 | 959917.09 | 957774.19 | 983513.01 | 1025898.06 | Surged Relax Interventions 50% | Afghanistan | AFG | 2022-01-02 | v8 | TRUE
https://raw.githubusercontent.com/mrc-ide/global-lmic-reports/master/AFG/projections.csv | 2020-12-10 | cumulative_deaths | 1708.61 | 1778.5 | 1840.64 | 1833.24 | 1880.54 | 1964.09 | Surged Relax Interventions 50% | Afghanistan | AFG | 2022-01-02 | v8 | TRUE
https://raw.githubusercontent.com/mrc-ide/global-lmic-reports/master/AFG/projections.csv | 2020-12-10 | Rt | 0.88 | 0.9 | 0.93 | 0.93 | 0.94 | 0.99 | Surged Relax Interventions 50% | Afghanistan | AFG | 2022-01-02 | v8 | TRUE
https://raw.githubusercontent.com/mrc-ide/global-lmic-reports/master/AFG/projections.csv | 2020-12-10 | Reff | 0.86 | 0.88 | 0.91 | 0.9 | 0.92 | 0.96 | Surged Relax Interventions 50% | Afghanistan | AFG | 2022-01-02 | v8 | TRUE
https://raw.githubusercontent.com/mrc-ide/global-lmic-reports/master/AFG/projections.csv | 2020-12-11 | infections | 4859.23 | 5225.79 | 5453.69 | 5473.17 | 5668.44 | 6319.36 | Additional 50% Reduction | Afghanistan | AFG | 2022-01-02 | v8 | TRUE
https://raw.githubusercontent.com/mrc-ide/global-lmic-reports/master/AFG/projections.csv | 2020-12-11 | deaths | 11.75 | 12.4 | 12.6 | 12.78 | 13.01 | 14.59 | Additional 50% Reduction | Afghanistan | AFG | 2022-01-02 | v8 | TRUE
https://raw.githubusercontent.com/mrc-ide/global-lmic-reports/master/AFG/projections.csv | 2020-12-11 | hospital_demand | 466.09 | 490.09 | 501.89 | 506.3 | 516.59 | 573.65 | Additional 50% Reduction | Afghanistan | AFG | 2022-01-02 | v8 | TRUE
https://raw.githubusercontent.com/mrc-ide/global-lmic-reports/master/AFG/projections.csv | 2020-12-11 | ICU_demand | 178.03 | 187.54 | 190.55 | 193.35 | 197.22 | 220.06 | Additional 50% Reduction | Afghanistan | AFG | 2022-01-02 | v8 | TRUE
https://raw.githubusercontent.com/mrc-ide/global-lmic-reports/master/AFG/projections.csv | 2020-12-11 | hospital_incidence | 49.96 | 52.28 | 53.89 | 54.25 | 55.54 | 60.88 | Additional 50% Reduction | Afghanistan | AFG | 2022-01-02 | v8 | TRUE
https://raw.githubusercontent.com/mrc-ide/global-lmic-reports/master/AFG/projections.csv | 2020-12-11 | ICU_incidence | 14.28 | 14.94 | 15.4 | 15.51 | 15.88 | 17.4 | Additional 50% Reduction | Afghanistan | AFG | 2022-01-02 | v8 | TRUE
https://raw.githubusercontent.com/mrc-ide/global-lmic-reports/master/AFG/projections.csv | 2020-12-11 | prevalence | 36342.71 | 38807.03 | 39578.95 | 39904.89 | 40493.9 | 45335.85 | Additional 50% Reduction | Afghanistan | AFG | 2022-01-02 | v8 | TRUE
https://raw.githubusercontent.com/mrc-ide/global-lmic-reports/master/AFG/projections.csv | 2020-12-11 | cumulative_infections | 897495.13 | 941812.83 | 962547.87 | 971854.72 | 988368.75 | 1083228.06 | Additional 50% Reduction | Afghanistan | AFG | 2022-01-02 | v8 | TRUE
https://raw.githubusercontent.com/mrc-ide/global-lmic-reports/master/AFG/projections.csv | 2020-12-11 | cumulative_deaths | 1709.68 | 1812.51 | 1860.84 | 1874.86 | 1921.87 | 2104.84 | Additional 50% Reduction | Afghanistan | AFG | 2022-01-02 | v8 | TRUE
https://raw.githubusercontent.com/mrc-ide/global-lmic-reports/master/AFG/projections.csv | 2020-12-11 | Rt | 0.87 | 0.93 | 0.94 | 0.94 | 0.96 | 1 | Additional 50% Reduction | Afghanistan | AFG | 2022-01-02 | v8 | TRUE
https://raw.githubusercontent.com/mrc-ide/global-lmic-reports/master/AFG/projections.csv | 2020-12-11 | Reff | 0.85 | 0.9 | 0.92 | 0.92 | 0.93 | 0.98 | Additional 50% Reduction | Afghanistan | AFG | 2022-01-02 | v8 | TRUE
https://raw.githubusercontent.com/mrc-ide/global-lmic-reports/master/AFG/projections.csv | 2020-12-11 | infections | 4859.23 | 5225.79 | 5453.69 | 5473.17 | 5668.44 | 6319.36 | Maintain Status Quo | Afghanistan | AFG | 2022-01-02 | v8 | TRUE
https://raw.githubusercontent.com/mrc-ide/global-lmic-reports/master/AFG/projections.csv | 2020-12-11 | deaths | 11.75 | 12.4 | 12.6 | 12.78 | 13.01 | 14.59 | Maintain Status Quo | Afghanistan | AFG | 2022-01-02 | v8 | TRUE
https://raw.githubusercontent.com/mrc-ide/global-lmic-reports/master/AFG/projections.csv | 2020-12-11 | hospital_demand | 466.09 | 490.09 | 501.89 | 506.3 | 516.59 | 573.65 | Maintain Status Quo | Afghanistan | AFG | 2022-01-02 | v8 | TRUE
https://raw.githubusercontent.com/mrc-ide/global-lmic-reports/master/AFG/projections.csv | 2020-12-11 | ICU_demand | 178.03 | 187.54 | 190.55 | 193.35 | 197.22 | 220.06 | Maintain Status Quo | Afghanistan | AFG | 2022-01-02 | v8 | TRUE
https://raw.githubusercontent.com/mrc-ide/global-lmic-reports/master/AFG/projections.csv | 2020-12-11 | hospital_incidence | 49.96 | 52.28 | 53.89 | 54.25 | 55.54 | 60.88 | Maintain Status Quo | Afghanistan | AFG | 2022-01-02 | v8 | TRUE
https://raw.githubusercontent.com/mrc-ide/global-lmic-reports/master/AFG/projections.csv | 2020-12-11 | ICU_incidence | 14.28 | 14.94 | 15.4 | 15.51 | 15.88 | 17.4 | Maintain Status Quo | Afghanistan | AFG | 2022-01-02 | v8 | TRUE
https://raw.githubusercontent.com/mrc-ide/global-lmic-reports/master/AFG/projections.csv | 2020-12-11 | prevalence | 36342.71 | 38807.03 | 39578.95 | 39904.89 | 40493.9 | 45335.85 | Maintain Status Quo | Afghanistan | AFG | 2022-01-02 | v8 | TRUE
https://raw.githubusercontent.com/mrc-ide/global-lmic-reports/master/AFG/projections.csv | 2020-12-11 | cumulative_infections | 897495.13 | 941812.83 | 962547.87 | 971854.72 | 988368.75 | 1083228.06 | Maintain Status Quo | Afghanistan | AFG | 2022-01-02 | v8 | TRUE
https://raw.githubusercontent.com/mrc-ide/global-lmic-reports/master/AFG/projections.csv | 2020-12-11 | cumulative_deaths | 1709.68 | 1812.51 | 1860.84 | 1874.86 | 1921.87 | 2104.84 | Maintain Status Quo | Afghanistan | AFG | 2022-01-02 | v8 | TRUE
https://raw.githubusercontent.com/mrc-ide/global-lmic-reports/master/AFG/projections.csv | 2020-12-11 | Rt | 0.87 | 0.93 | 0.94 | 0.94 | 0.96 | 1 | Maintain Status Quo | Afghanistan | AFG | 2022-01-02 | v8 | TRUE
https://raw.githubusercontent.com/mrc-ide/global-lmic-reports/master/AFG/projections.csv | 2020-12-11 | Reff | 0.85 | 0.9 | 0.92 | 0.92 | 0.93 | 0.98 | Maintain Status Quo | Afghanistan | AFG | 2022-01-02 | v8 | TRUE
https://raw.githubusercontent.com/mrc-ide/global-lmic-reports/master/AFG/projections.csv | 2020-12-11 | infections | 4859.23 | 5225.79 | 5453.69 | 5473.17 | 5668.44 | 6319.36 | Optimistic | Afghanistan | AFG | 2022-01-02 | v8 | TRUE
https://raw.githubusercontent.com/mrc-ide/global-lmic-reports/master/AFG/projections.csv | 2020-12-11 | deaths | 11.75 | 12.4 | 12.6 | 12.78 | 13.01 | 14.59 | Optimistic | Afghanistan | AFG | 2022-01-02 | v8 | TRUE
https://raw.githubusercontent.com/mrc-ide/global-lmic-reports/master/AFG/projections.csv | 2020-12-11 | hospital_demand | 466.09 | 490.09 | 501.89 | 506.3 | 516.59 | 573.65 | Optimistic | Afghanistan | AFG | 2022-01-02 | v8 | TRUE
https://raw.githubusercontent.com/mrc-ide/global-lmic-reports/master/AFG/projections.csv | 2020-12-11 | ICU_demand | 178.03 | 187.54 | 190.55 | 193.35 | 197.22 | 220.06 | Optimistic | Afghanistan | AFG | 2022-01-02 | v8 | TRUE
https://raw.githubusercontent.com/mrc-ide/global-lmic-reports/master/AFG/projections.csv | 2020-12-11 | hospital_incidence | 49.96 | 52.28 | 53.89 | 54.25 | 55.54 | 60.88 | Optimistic | Afghanistan | AFG | 2022-01-02 | v8 | TRUE
https://raw.githubusercontent.com/mrc-ide/global-lmic-reports/master/AFG/projections.csv | 2020-12-11 | ICU_incidence | 14.28 | 14.94 | 15.4 | 15.51 | 15.88 | 17.4 | Optimistic | Afghanistan | AFG | 2022-01-02 | v8 | TRUE
https://raw.githubusercontent.com/mrc-ide/global-lmic-reports/master/AFG/projections.csv | 2020-12-11 | prevalence | 36342.71 | 38807.03 | 39578.95 | 39904.89 | 40493.9 | 45335.85 | Optimistic | Afghanistan | AFG | 2022-01-02 | v8 | TRUE
https://raw.githubusercontent.com/mrc-ide/global-lmic-reports/master/AFG/projections.csv | 2020-12-11 | cumulative_infections | 897495.13 | 941812.83 | 962547.87 | 971854.72 | 988368.75 | 1083228.06 | Optimistic | Afghanistan | AFG | 2022-01-02 | v8 | TRUE
https://raw.githubusercontent.com/mrc-ide/global-lmic-reports/master/AFG/projections.csv | 2020-12-11 | cumulative_deaths | 1709.68 | 1812.51 | 1860.84 | 1874.86 | 1921.87 | 2104.84 | Optimistic | Afghanistan | AFG | 2022-01-02 | v8 | TRUE
https://raw.githubusercontent.com/mrc-ide/global-lmic-reports/master/AFG/projections.csv | 2020-12-11 | Rt | 0.87 | 0.93 | 0.94 | 0.94 | 0.96 | 1 | Optimistic | Afghanistan | AFG | 2022-01-02 | v8 | TRUE
https://raw.githubusercontent.com/mrc-ide/global-lmic-reports/master/AFG/projections.csv | 2020-12-11 | Reff | 0.85 | 0.9 | 0.92 | 0.92 | 0.93 | 0.98 | Optimistic | Afghanistan | AFG | 2022-01-02 | v8 | TRUE
https://raw.githubusercontent.com/mrc-ide/global-lmic-reports/master/AFG/projections.csv | 2020-12-11 | infections | 4859.23 | 5225.79 | 5453.69 | 5473.17 | 5668.44 | 6319.36 | Pessimistic | Afghanistan | AFG | 2022-01-02 | v8 | TRUE
https://raw.githubusercontent.com/mrc-ide/global-lmic-reports/master/AFG/projections.csv | 2020-12-11 | deaths | 11.75 | 12.4 | 12.6 | 12.78 | 13.01 | 14.59 | Pessimistic | Afghanistan | AFG | 2022-01-02 | v8 | TRUE
https://raw.githubusercontent.com/mrc-ide/global-lmic-reports/master/AFG/projections.csv | 2020-12-11 | hospital_demand | 466.09 | 490.09 | 501.89 | 506.3 | 516.59 | 573.65 | Pessimistic | Afghanistan | AFG | 2022-01-02 | v8 | TRUE
https://raw.githubusercontent.com/mrc-ide/global-lmic-reports/master/AFG/projections.csv | 2020-12-11 | ICU_demand | 178.03 | 187.54 | 190.55 | 193.35 | 197.22 | 220.06 | Pessimistic | Afghanistan | AFG | 2022-01-02 | v8 | TRUE
https://raw.githubusercontent.com/mrc-ide/global-lmic-reports/master/AFG/projections.csv | 2020-12-11 | hospital_incidence | 49.96 | 52.28 | 53.89 | 54.25 | 55.54 | 60.88 | Pessimistic | Afghanistan | AFG | 2022-01-02 | v8 | TRUE
https://raw.githubusercontent.com/mrc-ide/global-lmic-reports/master/AFG/projections.csv | 2020-12-11 | ICU_incidence | 14.28 | 14.94 | 15.4 | 15.51 | 15.88 | 17.4 | Pessimistic | Afghanistan | AFG | 2022-01-02 | v8 | TRUE
https://raw.githubusercontent.com/mrc-ide/global-lmic-reports/master/AFG/projections.csv | 2020-12-11 | prevalence | 36342.71 | 38807.03 | 39578.95 | 39904.89 | 40493.9 | 45335.85 | Pessimistic | Afghanistan | AFG | 2022-01-02 | v8 | TRUE
https://raw.githubusercontent.com/mrc-ide/global-lmic-reports/master/AFG/projections.csv | 2020-12-11 | cumulative_infections | 897495.13 | 941812.83 | 962547.87 | 971854.72 | 988368.75 | 1083228.06 | Pessimistic | Afghanistan | AFG | 2022-01-02 | v8 | TRUE
https://raw.githubusercontent.com/mrc-ide/global-lmic-reports/master/AFG/projections.csv | 2020-12-11 | cumulative_deaths | 1709.68 | 1812.51 | 1860.84 | 1874.86 | 1921.87 | 2104.84 | Pessimistic | Afghanistan | AFG | 2022-01-02 | v8 | TRUE
https://raw.githubusercontent.com/mrc-ide/global-lmic-reports/master/AFG/projections.csv | 2020-12-11 | Rt | 0.87 | 0.93 | 0.94 | 0.94 | 0.96 | 1 | Pessimistic | Afghanistan | AFG | 2022-01-02 | v8 | TRUE
https://raw.githubusercontent.com/mrc-ide/global-lmic-reports/master/AFG/projections.csv | 2020-12-11 | Reff | 0.85 | 0.9 | 0.92 | 0.92 | 0.93 | 0.98 | Pessimistic | Afghanistan | AFG | 2022-01-02 | v8 | TRUE
https://raw.githubusercontent.com/mrc-ide/global-lmic-reports/master/AFG/projections.csv | 2020-12-11 | infections | 4859.23 | 5225.79 | 5453.69 | 5473.17 | 5668.44 | 6319.36 | Relax Interventions 50% | Afghanistan | AFG | 2022-01-02 | v8 | TRUE
https://raw.githubusercontent.com/mrc-ide/global-lmic-reports/master/AFG/projections.csv | 2020-12-11 | deaths | 11.75 | 12.4 | 12.6 | 12.78 | 13.01 | 14.59 | Relax Interventions 50% | Afghanistan | AFG | 2022-01-02 | v8 | TRUE
https://raw.githubusercontent.com/mrc-ide/global-lmic-reports/master/AFG/projections.csv | 2020-12-11 | hospital_demand | 466.09 | 490.09 | 501.89 | 506.3 | 516.59 | 573.65 | Relax Interventions 50% | Afghanistan | AFG | 2022-01-02 | v8 | TRUE
https://raw.githubusercontent.com/mrc-ide/global-lmic-reports/master/AFG/projections.csv | 2020-12-11 | ICU_demand | 178.03 | 187.54 | 190.55 | 193.35 | 197.22 | 220.06 | Relax Interventions 50% | Afghanistan | AFG | 2022-01-02 | v8 | TRUE
https://raw.githubusercontent.com/mrc-ide/global-lmic-reports/master/AFG/projections.csv | 2020-12-11 | hospital_incidence | 49.96 | 52.28 | 53.89 | 54.25 | 55.54 | 60.88 | Relax Interventions 50% | Afghanistan | AFG | 2022-01-02 | v8 | TRUE
https://raw.githubusercontent.com/mrc-ide/global-lmic-reports/master/AFG/projections.csv | 2020-12-11 | ICU_incidence | 14.28 | 14.94 | 15.4 | 15.51 | 15.88 | 17.4 | Relax Interventions 50% | Afghanistan | AFG | 2022-01-02 | v8 | TRUE
https://raw.githubusercontent.com/mrc-ide/global-lmic-reports/master/AFG/projections.csv | 2020-12-11 | prevalence | 36342.71 | 38807.03 | 39578.95 | 39904.89 | 40493.9 | 45335.85 | Relax Interventions 50% | Afghanistan | AFG | 2022-01-02 | v8 | TRUE
https://raw.githubusercontent.com/mrc-ide/global-lmic-reports/master/AFG/projections.csv | 2020-12-11 | cumulative_infections | 897495.13 | 941812.83 | 962547.87 | 971854.72 | 988368.75 | 1083228.06 | Relax Interventions 50% | Afghanistan | AFG | 2022-01-02 | v8 | TRUE
https://raw.githubusercontent.com/mrc-ide/global-lmic-reports/master/AFG/projections.csv | 2020-12-11 | cumulative_deaths | 1709.68 | 1812.51 | 1860.84 | 1874.86 | 1921.87 | 2104.84 | Relax Interventions 50% | Afghanistan | AFG | 2022-01-02 | v8 | TRUE
https://raw.githubusercontent.com/mrc-ide/global-lmic-reports/master/AFG/projections.csv | 2020-12-11 | Rt | 0.87 | 0.93 | 0.94 | 0.94 | 0.96 | 1 | Relax Interventions 50% | Afghanistan | AFG | 2022-01-02 | v8 | TRUE
https://raw.githubusercontent.com/mrc-ide/global-lmic-reports/master/AFG/projections.csv | 2020-12-11 | Reff | 0.85 | 0.9 | 0.92 | 0.92 | 0.93 | 0.98 | Relax Interventions 50% | Afghanistan | AFG | 2022-01-02 | v8 | TRUE
https://raw.githubusercontent.com/mrc-ide/global-lmic-reports/master/AFG/projections.csv | 2020-12-11 | infections | 4797.07 | 5145.23 | 5292.9 | 5358.17 | 5592.97 | 6126.85 | Surged Additional 50% Reduction | Afghanistan | AFG | 2022-01-02 | v8 | TRUE
https://raw.githubusercontent.com/mrc-ide/global-lmic-reports/master/AFG/projections.csv | 2020-12-11 | deaths | 11.7 | 12.3 | 12.55 | 12.63 | 12.91 | 13.98 | Surged Additional 50% Reduction | Afghanistan | AFG | 2022-01-02 | v8 | TRUE
https://raw.githubusercontent.com/mrc-ide/global-lmic-reports/master/AFG/projections.csv | 2020-12-11 | hospital_demand | 460.51 | 487.39 | 496.37 | 499.96 | 508.94 | 558.37 | Surged Additional 50% Reduction | Afghanistan | AFG | 2022-01-02 | v8 | TRUE
https://raw.githubusercontent.com/mrc-ide/global-lmic-reports/master/AFG/projections.csv | 2020-12-11 | ICU_demand | 176.6 | 186.14 | 190.03 | 191.04 | 195.06 | 212.17 | Surged Additional 50% Reduction | Afghanistan | AFG | 2022-01-02 | v8 | TRUE
https://raw.githubusercontent.com/mrc-ide/global-lmic-reports/master/AFG/projections.csv | 2020-12-11 | hospital_incidence | 48.77 | 51.57 | 52.82 | 53.43 | 54.11 | 60.23 | Surged Additional 50% Reduction | Afghanistan | AFG | 2022-01-02 | v8 | TRUE
https://raw.githubusercontent.com/mrc-ide/global-lmic-reports/master/AFG/projections.csv | 2020-12-11 | ICU_incidence | 13.94 | 14.74 | 15.1 | 15.27 | 15.47 | 17.22 | Surged Additional 50% Reduction | Afghanistan | AFG | 2022-01-02 | v8 | TRUE
https://raw.githubusercontent.com/mrc-ide/global-lmic-reports/master/AFG/projections.csv | 2020-12-11 | prevalence | 35379.98 | 37946.22 | 38709.41 | 39162.59 | 39981.03 | 44452.25 | Surged Additional 50% Reduction | Afghanistan | AFG | 2022-01-02 | v8 | TRUE
https://raw.githubusercontent.com/mrc-ide/global-lmic-reports/master/AFG/projections.csv | 2020-12-11 | cumulative_infections | 900873.93 | 936499.35 | 965372.21 | 963132.37 | 988952.9 | 1031717.87 | Surged Additional 50% Reduction | Afghanistan | AFG | 2022-01-02 | v8 | TRUE
https://raw.githubusercontent.com/mrc-ide/global-lmic-reports/master/AFG/projections.csv | 2020-12-11 | cumulative_deaths | 1720.77 | 1790.86 | 1853.53 | 1845.87 | 1893.11 | 1977.55 | Surged Additional 50% Reduction | Afghanistan | AFG | 2022-01-02 | v8 | TRUE
https://raw.githubusercontent.com/mrc-ide/global-lmic-reports/master/AFG/projections.csv | 2020-12-11 | Rt | 0.89 | 0.91 | 0.94 | 0.94 | 0.95 | 1 | Surged Additional 50% Reduction | Afghanistan | AFG | 2022-01-02 | v8 | TRUE
https://raw.githubusercontent.com/mrc-ide/global-lmic-reports/master/AFG/projections.csv | 2020-12-11 | Reff | 0.87 | 0.89 | 0.91 | 0.91 | 0.93 | 0.97 | Surged Additional 50% Reduction | Afghanistan | AFG | 2022-01-02 | v8 | TRUE
https://raw.githubusercontent.com/mrc-ide/global-lmic-reports/master/AFG/projections.csv | 2020-12-11 | infections | 4797.07 | 5145.23 | 5292.9 | 5358.17 | 5592.97 | 6126.85 | Surged Maintain Status Quo | Afghanistan | AFG | 2022-01-02 | v8 | TRUE
https://raw.githubusercontent.com/mrc-ide/global-lmic-reports/master/AFG/projections.csv | 2020-12-11 | deaths | 11.7 | 12.3 | 12.55 | 12.63 | 12.91 | 13.98 | Surged Maintain Status Quo | Afghanistan | AFG | 2022-01-02 | v8 | TRUE
https://raw.githubusercontent.com/mrc-ide/global-lmic-reports/master/AFG/projections.csv | 2020-12-11 | hospital_demand | 460.51 | 487.39 | 496.37 | 499.96 | 508.94 | 558.37 | Surged Maintain Status Quo | Afghanistan | AFG | 2022-01-02 | v8 | TRUE
https://raw.githubusercontent.com/mrc-ide/global-lmic-reports/master/AFG/projections.csv | 2020-12-11 | ICU_demand | 176.6 | 186.14 | 190.03 | 191.04 | 195.06 | 212.17 | Surged Maintain Status Quo | Afghanistan | AFG | 2022-01-02 | v8 | TRUE
https://raw.githubusercontent.com/mrc-ide/global-lmic-reports/master/AFG/projections.csv | 2020-12-11 | hospital_incidence | 48.77 | 51.57 | 52.82 | 53.43 | 54.11 | 60.23 | Surged Maintain Status Quo | Afghanistan | AFG | 2022-01-02 | v8 | TRUE
https://raw.githubusercontent.com/mrc-ide/global-lmic-reports/master/AFG/projections.csv | 2020-12-11 | ICU_incidence | 13.94 | 14.74 | 15.1 | 15.27 | 15.47 | 17.22 | Surged Maintain Status Quo | Afghanistan | AFG | 2022-01-02 | v8 | TRUE
https://raw.githubusercontent.com/mrc-ide/global-lmic-reports/master/AFG/projections.csv | 2020-12-11 | prevalence | 35379.98 | 37946.22 | 38709.41 | 39162.59 | 39981.03 | 44452.25 | Surged Maintain Status Quo | Afghanistan | AFG | 2022-01-02 | v8 | TRUE
https://raw.githubusercontent.com/mrc-ide/global-lmic-reports/master/AFG/projections.csv | 2020-12-11 | cumulative_infections | 900873.93 | 936499.35 | 965372.21 | 963132.37 | 988952.9 | 1031717.87 | Surged Maintain Status Quo | Afghanistan | AFG | 2022-01-02 | v8 | TRUE
https://raw.githubusercontent.com/mrc-ide/global-lmic-reports/master/AFG/projections.csv | 2020-12-11 | cumulative_deaths | 1720.77 | 1790.86 | 1853.53 | 1845.87 | 1893.11 | 1977.55 | Surged Maintain Status Quo | Afghanistan | AFG | 2022-01-02 | v8 | TRUE
https://raw.githubusercontent.com/mrc-ide/global-lmic-reports/master/AFG/projections.csv | 2020-12-11 | Rt | 0.89 | 0.91 | 0.94 | 0.94 | 0.95 | 1 | Surged Maintain Status Quo | Afghanistan | AFG | 2022-01-02 | v8 | TRUE
https://raw.githubusercontent.com/mrc-ide/global-lmic-reports/master/AFG/projections.csv | 2020-12-11 | Reff | 0.87 | 0.89 | 0.91 | 0.91 | 0.93 | 0.97 | Surged Maintain Status Quo | Afghanistan | AFG | 2022-01-02 | v8 | TRUE
https://raw.githubusercontent.com/mrc-ide/global-lmic-reports/master/AFG/projections.csv | 2020-12-11 | infections | 4797.07 | 5145.23 | 5292.9 | 5358.17 | 5592.97 | 6126.85 | Surged Optimistic | Afghanistan | AFG | 2022-01-02 | v8 | TRUE
https://raw.githubusercontent.com/mrc-ide/global-lmic-reports/master/AFG/projections.csv | 2020-12-11 | deaths | 11.7 | 12.3 | 12.55 | 12.63 | 12.91 | 13.98 | Surged Optimistic | Afghanistan | AFG | 2022-01-02 | v8 | TRUE
https://raw.githubusercontent.com/mrc-ide/global-lmic-reports/master/AFG/projections.csv | 2020-12-11 | hospital_demand | 460.51 | 487.39 | 496.37 | 499.96 | 508.94 | 558.37 | Surged Optimistic | Afghanistan | AFG | 2022-01-02 | v8 | TRUE
https://raw.githubusercontent.com/mrc-ide/global-lmic-reports/master/AFG/projections.csv | 2020-12-11 | ICU_demand | 176.6 | 186.14 | 190.03 | 191.04 | 195.06 | 212.17 | Surged Optimistic | Afghanistan | AFG | 2022-01-02 | v8 | TRUE
https://raw.githubusercontent.com/mrc-ide/global-lmic-reports/master/AFG/projections.csv | 2020-12-11 | hospital_incidence | 48.77 | 51.57 | 52.82 | 53.43 | 54.11 | 60.23 | Surged Optimistic | Afghanistan | AFG | 2022-01-02 | v8 | TRUE
https://raw.githubusercontent.com/mrc-ide/global-lmic-reports/master/AFG/projections.csv | 2020-12-11 | ICU_incidence | 13.94 | 14.74 | 15.1 | 15.27 | 15.47 | 17.22 | Surged Optimistic | Afghanistan | AFG | 2022-01-02 | v8 | TRUE
https://raw.githubusercontent.com/mrc-ide/global-lmic-reports/master/AFG/projections.csv | 2020-12-11 | prevalence | 35379.98 | 37946.22 | 38709.41 | 39162.59 | 39981.03 | 44452.25 | Surged Optimistic | Afghanistan | AFG | 2022-01-02 | v8 | TRUE
https://raw.githubusercontent.com/mrc-ide/global-lmic-reports/master/AFG/projections.csv | 2020-12-11 | cumulative_infections | 900873.93 | 936499.35 | 965372.21 | 963132.37 | 988952.9 | 1031717.87 | Surged Optimistic | Afghanistan | AFG | 2022-01-02 | v8 | TRUE
https://raw.githubusercontent.com/mrc-ide/global-lmic-reports/master/AFG/projections.csv | 2020-12-11 | cumulative_deaths | 1720.77 | 1790.86 | 1853.53 | 1845.87 | 1893.11 | 1977.55 | Surged Optimistic | Afghanistan | AFG | 2022-01-02 | v8 | TRUE
https://raw.githubusercontent.com/mrc-ide/global-lmic-reports/master/AFG/projections.csv | 2020-12-11 | Rt | 0.89 | 0.91 | 0.94 | 0.94 | 0.95 | 1 | Surged Optimistic | Afghanistan | AFG | 2022-01-02 | v8 | TRUE
https://raw.githubusercontent.com/mrc-ide/global-lmic-reports/master/AFG/projections.csv | 2020-12-11 | Reff | 0.87 | 0.89 | 0.91 | 0.91 | 0.93 | 0.97 | Surged Optimistic | Afghanistan | AFG | 2022-01-02 | v8 | TRUE
https://raw.githubusercontent.com/mrc-ide/global-lmic-reports/master/AFG/projections.csv | 2020-12-11 | infections | 4797.07 | 5145.23 | 5292.9 | 5358.17 | 5592.97 | 6126.85 | Surged Pessimistic | Afghanistan | AFG | 2022-01-02 | v8 | TRUE
https://raw.githubusercontent.com/mrc-ide/global-lmic-reports/master/AFG/projections.csv | 2020-12-11 | deaths | 11.7 | 12.3 | 12.55 | 12.63 | 12.91 | 13.98 | Surged Pessimistic | Afghanistan | AFG | 2022-01-02 | v8 | TRUE
https://raw.githubusercontent.com/mrc-ide/global-lmic-reports/master/AFG/projections.csv | 2020-12-11 | hospital_demand | 460.51 | 487.39 | 496.37 | 499.96 | 508.94 | 558.37 | Surged Pessimistic | Afghanistan | AFG | 2022-01-02 | v8 | TRUE
https://raw.githubusercontent.com/mrc-ide/global-lmic-reports/master/AFG/projections.csv | 2020-12-11 | ICU_demand | 176.6 | 186.14 | 190.03 | 191.04 | 195.06 | 212.17 | Surged Pessimistic | Afghanistan | AFG | 2022-01-02 | v8 | TRUE
https://raw.githubusercontent.com/mrc-ide/global-lmic-reports/master/AFG/projections.csv | 2020-12-11 | hospital_incidence | 48.77 | 51.57 | 52.82 | 53.43 | 54.11 | 60.23 | Surged Pessimistic | Afghanistan | AFG | 2022-01-02 | v8 | TRUE
https://raw.githubusercontent.com/mrc-ide/global-lmic-reports/master/AFG/projections.csv | 2020-12-11 | ICU_incidence | 13.94 | 14.74 | 15.1 | 15.27 | 15.47 | 17.22 | Surged Pessimistic | Afghanistan | AFG | 2022-01-02 | v8 | TRUE
https://raw.githubusercontent.com/mrc-ide/global-lmic-reports/master/AFG/projections.csv | 2020-12-11 | prevalence | 35379.98 | 37946.22 | 38709.41 | 39162.59 | 39981.03 | 44452.25 | Surged Pessimistic | Afghanistan | AFG | 2022-01-02 | v8 | TRUE
https://raw.githubusercontent.com/mrc-ide/global-lmic-reports/master/AFG/projections.csv | 2020-12-11 | cumulative_infections | 900873.93 | 936499.35 | 965372.21 | 963132.37 | 988952.9 | 1031717.87 | Surged Pessimistic | Afghanistan | AFG | 2022-01-02 | v8 | TRUE
https://raw.githubusercontent.com/mrc-ide/global-lmic-reports/master/AFG/projections.csv | 2020-12-11 | cumulative_deaths | 1720.77 | 1790.86 | 1853.53 | 1845.87 | 1893.11 | 1977.55 | Surged Pessimistic | Afghanistan | AFG | 2022-01-02 | v8 | TRUE
https://raw.githubusercontent.com/mrc-ide/global-lmic-reports/master/AFG/projections.csv | 2020-12-11 | Rt | 0.89 | 0.91 | 0.94 | 0.94 | 0.95 | 1 | Surged Pessimistic | Afghanistan | AFG | 2022-01-02 | v8 | TRUE
https://raw.githubusercontent.com/mrc-ide/global-lmic-reports/master/AFG/projections.csv | 2020-12-11 | Reff | 0.87 | 0.89 | 0.91 | 0.91 | 0.93 | 0.97 | Surged Pessimistic | Afghanistan | AFG | 2022-01-02 | v8 | TRUE
https://raw.githubusercontent.com/mrc-ide/global-lmic-reports/master/AFG/projections.csv | 2020-12-11 | infections | 4797.07 | 5145.23 | 5292.9 | 5358.17 | 5592.97 | 6126.85 | Surged Relax Interventions 50% | Afghanistan | AFG | 2022-01-02 | v8 | TRUE
https://raw.githubusercontent.com/mrc-ide/global-lmic-reports/master/AFG/projections.csv | 2020-12-11 | deaths | 11.7 | 12.3 | 12.55 | 12.63 | 12.91 | 13.98 | Surged Relax Interventions 50% | Afghanistan | AFG | 2022-01-02 | v8 | TRUE
https://raw.githubusercontent.com/mrc-ide/global-lmic-reports/master/AFG/projections.csv | 2020-12-11 | hospital_demand | 460.51 | 487.39 | 496.37 | 499.96 | 508.94 | 558.37 | Surged Relax Interventions 50% | Afghanistan | AFG | 2022-01-02 | v8 | TRUE
https://raw.githubusercontent.com/mrc-ide/global-lmic-reports/master/AFG/projections.csv | 2020-12-11 | ICU_demand | 176.6 | 186.14 | 190.03 | 191.04 | 195.06 | 212.17 | Surged Relax Interventions 50% | Afghanistan | AFG | 2022-01-02 | v8 | TRUE
https://raw.githubusercontent.com/mrc-ide/global-lmic-reports/master/AFG/projections.csv | 2020-12-11 | hospital_incidence | 48.77 | 51.57 | 52.82 | 53.43 | 54.11 | 60.23 | Surged Relax Interventions 50% | Afghanistan | AFG | 2022-01-02 | v8 | TRUE
https://raw.githubusercontent.com/mrc-ide/global-lmic-reports/master/AFG/projections.csv | 2020-12-11 | ICU_incidence | 13.94 | 14.74 | 15.1 | 15.27 | 15.47 | 17.22 | Surged Relax Interventions 50% | Afghanistan | AFG | 2022-01-02 | v8 | TRUE
https://raw.githubusercontent.com/mrc-ide/global-lmic-reports/master/AFG/projections.csv | 2020-12-11 | prevalence | 35379.98 | 37946.22 | 38709.41 | 39162.59 | 39981.03 | 44452.25 | Surged Relax Interventions 50% | Afghanistan | AFG | 2022-01-02 | v8 | TRUE
https://raw.githubusercontent.com/mrc-ide/global-lmic-reports/master/AFG/projections.csv | 2020-12-11 | cumulative_infections | 900873.93 | 936499.35 | 965372.21 | 963132.37 | 988952.9 | 1031717.87 | Surged Relax Interventions 50% | Afghanistan | AFG | 2022-01-02 | v8 | TRUE
https://raw.githubusercontent.com/mrc-ide/global-lmic-reports/master/AFG/projections.csv | 2020-12-11 | cumulative_deaths | 1720.77 | 1790.86 | 1853.53 | 1845.87 | 1893.11 | 1977.55 | Surged Relax Interventions 50% | Afghanistan | AFG | 2022-01-02 | v8 | TRUE
https://raw.githubusercontent.com/mrc-ide/global-lmic-reports/master/AFG/projections.csv | 2020-12-11 | Rt | 0.89 | 0.91 | 0.94 | 0.94 | 0.95 | 1 | Surged Relax Interventions 50% | Afghanistan | AFG | 2022-01-02 | v8 | TRUE
https://raw.githubusercontent.com/mrc-ide/global-lmic-reports/master/AFG/projections.csv | 2020-12-11 | Reff | 0.87 | 0.89 | 0.91 | 0.91 | 0.93 | 0.97 | Surged Relax Interventions 50% | Afghanistan | AFG | 2022-01-02 | v8 | TRUE
https://raw.githubusercontent.com/mrc-ide/global-lmic-reports/master/AFG/projections.csv | 2020-12-12 | infections | 4804.38 | 5197.23 | 5420.15 | 5457.83 | 5688.46 | 6318.06 | Additional 50% Reduction | Afghanistan | AFG | 2022-01-02 | v8 | TRUE
https://raw.githubusercontent.com/mrc-ide/global-lmic-reports/master/AFG/projections.csv | 2020-12-12 | deaths | 11.83 | 12.47 | 12.67 | 12.85 | 13.11 | 14.64 | Additional 50% Reduction | Afghanistan | AFG | 2022-01-02 | v8 | TRUE
https://raw.githubusercontent.com/mrc-ide/global-lmic-reports/master/AFG/projections.csv | 2020-12-12 | hospital_demand | 467 | 489.72 | 503 | 507.05 | 517.49 | 573.65 | Additional 50% Reduction | Afghanistan | AFG | 2022-01-02 | v8 | TRUE
https://raw.githubusercontent.com/mrc-ide/global-lmic-reports/master/AFG/projections.csv | 2020-12-12 | ICU_demand | 178.84 | 188 | 191.75 | 194.16 | 197.85 | 220.64 | Additional 50% Reduction | Afghanistan | AFG | 2022-01-02 | v8 | TRUE
https://raw.githubusercontent.com/mrc-ide/global-lmic-reports/master/AFG/projections.csv | 2020-12-12 | hospital_incidence | 49.41 | 52.01 | 53.45 | 53.77 | 54.98 | 60.47 | Additional 50% Reduction | Afghanistan | AFG | 2022-01-02 | v8 | TRUE
https://raw.githubusercontent.com/mrc-ide/global-lmic-reports/master/AFG/projections.csv | 2020-12-12 | ICU_incidence | 14.13 | 14.87 | 15.28 | 15.37 | 15.72 | 17.29 | Additional 50% Reduction | Afghanistan | AFG | 2022-01-02 | v8 | TRUE
https://raw.githubusercontent.com/mrc-ide/global-lmic-reports/master/AFG/projections.csv | 2020-12-12 | prevalence | 35758.37 | 38204.88 | 39199.65 | 39411.95 | 40020.5 | 44906.02 | Additional 50% Reduction | Afghanistan | AFG | 2022-01-02 | v8 | TRUE
https://raw.githubusercontent.com/mrc-ide/global-lmic-reports/master/AFG/projections.csv | 2020-12-12 | cumulative_infections | 902739.58 | 946826.96 | 968145.87 | 977312.54 | 993538.76 | 1089231.8 | Additional 50% Reduction | Afghanistan | AFG | 2022-01-02 | v8 | TRUE
https://raw.githubusercontent.com/mrc-ide/global-lmic-reports/master/AFG/projections.csv | 2020-12-12 | cumulative_deaths | 1721.84 | 1825.16 | 1873.4 | 1887.71 | 1934.84 | 2119.32 | Additional 50% Reduction | Afghanistan | AFG | 2022-01-02 | v8 | TRUE
https://raw.githubusercontent.com/mrc-ide/global-lmic-reports/master/AFG/projections.csv | 2020-12-12 | Rt | 0.86 | 0.91 | 0.93 | 0.93 | 0.95 | 0.99 | Additional 50% Reduction | Afghanistan | AFG | 2022-01-02 | v8 | TRUE
https://raw.githubusercontent.com/mrc-ide/global-lmic-reports/master/AFG/projections.csv | 2020-12-12 | Reff | 0.84 | 0.89 | 0.9 | 0.9 | 0.92 | 0.96 | Additional 50% Reduction | Afghanistan | AFG | 2022-01-02 | v8 | TRUE
https://raw.githubusercontent.com/mrc-ide/global-lmic-reports/master/AFG/projections.csv | 2020-12-12 | infections | 4804.38 | 5197.23 | 5420.15 | 5457.83 | 5688.46 | 6318.06 | Maintain Status Quo | Afghanistan | AFG | 2022-01-02 | v8 | TRUE
https://raw.githubusercontent.com/mrc-ide/global-lmic-reports/master/AFG/projections.csv | 2020-12-12 | deaths | 11.83 | 12.47 | 12.67 | 12.85 | 13.11 | 14.64 | Maintain Status Quo | Afghanistan | AFG | 2022-01-02 | v8 | TRUE
https://raw.githubusercontent.com/mrc-ide/global-lmic-reports/master/AFG/projections.csv | 2020-12-12 | hospital_demand | 467 | 489.72 | 503 | 507.05 | 517.49 | 573.65 | Maintain Status Quo | Afghanistan | AFG | 2022-01-02 | v8 | TRUE
https://raw.githubusercontent.com/mrc-ide/global-lmic-reports/master/AFG/projections.csv | 2020-12-12 | ICU_demand | 178.84 | 188 | 191.75 | 194.16 | 197.85 | 220.64 | Maintain Status Quo | Afghanistan | AFG | 2022-01-02 | v8 | TRUE
https://raw.githubusercontent.com/mrc-ide/global-lmic-reports/master/AFG/projections.csv | 2020-12-12 | hospital_incidence | 49.41 | 52.01 | 53.45 | 53.77 | 54.98 | 60.47 | Maintain Status Quo | Afghanistan | AFG | 2022-01-02 | v8 | TRUE
https://raw.githubusercontent.com/mrc-ide/global-lmic-reports/master/AFG/projections.csv | 2020-12-12 | ICU_incidence | 14.13 | 14.87 | 15.28 | 15.37 | 15.72 | 17.29 | Maintain Status Quo | Afghanistan | AFG | 2022-01-02 | v8 | TRUE
https://raw.githubusercontent.com/mrc-ide/global-lmic-reports/master/AFG/projections.csv | 2020-12-12 | prevalence | 35758.37 | 38204.88 | 39199.65 | 39411.95 | 40020.5 | 44906.02 | Maintain Status Quo | Afghanistan | AFG | 2022-01-02 | v8 | TRUE
https://raw.githubusercontent.com/mrc-ide/global-lmic-reports/master/AFG/projections.csv | 2020-12-12 | cumulative_infections | 902739.58 | 946826.96 | 968145.87 | 977312.54 | 993538.76 | 1089231.8 | Maintain Status Quo | Afghanistan | AFG | 2022-01-02 | v8 | TRUE
https://raw.githubusercontent.com/mrc-ide/global-lmic-reports/master/AFG/projections.csv | 2020-12-12 | cumulative_deaths | 1721.84 | 1825.16 | 1873.4 | 1887.71 | 1934.84 | 2119.32 | Maintain Status Quo | Afghanistan | AFG | 2022-01-02 | v8 | TRUE
https://raw.githubusercontent.com/mrc-ide/global-lmic-reports/master/AFG/projections.csv | 2020-12-12 | Rt | 0.86 | 0.91 | 0.93 | 0.93 | 0.95 | 0.99 | Maintain Status Quo | Afghanistan | AFG | 2022-01-02 | v8 | TRUE
https://raw.githubusercontent.com/mrc-ide/global-lmic-reports/master/AFG/projections.csv | 2020-12-12 | Reff | 0.84 | 0.89 | 0.9 | 0.9 | 0.92 | 0.96 | Maintain Status Quo | Afghanistan | AFG | 2022-01-02 | v8 | TRUE
https://raw.githubusercontent.com/mrc-ide/global-lmic-reports/master/AFG/projections.csv | 2020-12-12 | infections | 4804.38 | 5197.23 | 5420.15 | 5457.83 | 5688.46 | 6318.06 | Optimistic | Afghanistan | AFG | 2022-01-02 | v8 | TRUE
https://raw.githubusercontent.com/mrc-ide/global-lmic-reports/master/AFG/projections.csv | 2020-12-12 | deaths | 11.83 | 12.47 | 12.67 | 12.85 | 13.11 | 14.64 | Optimistic | Afghanistan | AFG | 2022-01-02 | v8 | TRUE
https://raw.githubusercontent.com/mrc-ide/global-lmic-reports/master/AFG/projections.csv | 2020-12-12 | hospital_demand | 467 | 489.72 | 503 | 507.05 | 517.49 | 573.65 | Optimistic | Afghanistan | AFG | 2022-01-02 | v8 | TRUE
https://raw.githubusercontent.com/mrc-ide/global-lmic-reports/master/AFG/projections.csv | 2020-12-12 | ICU_demand | 178.84 | 188 | 191.75 | 194.16 | 197.85 | 220.64 | Optimistic | Afghanistan | AFG | 2022-01-02 | v8 | TRUE
https://raw.githubusercontent.com/mrc-ide/global-lmic-reports/master/AFG/projections.csv | 2020-12-12 | hospital_incidence | 49.41 | 52.01 | 53.45 | 53.77 | 54.98 | 60.47 | Optimistic | Afghanistan | AFG | 2022-01-02 | v8 | TRUE
https://raw.githubusercontent.com/mrc-ide/global-lmic-reports/master/AFG/projections.csv | 2020-12-12 | ICU_incidence | 14.13 | 14.87 | 15.28 | 15.37 | 15.72 | 17.29 | Optimistic | Afghanistan | AFG | 2022-01-02 | v8 | TRUE
https://raw.githubusercontent.com/mrc-ide/global-lmic-reports/master/AFG/projections.csv | 2020-12-12 | prevalence | 35758.37 | 38204.88 | 39199.65 | 39411.95 | 40020.5 | 44906.02 | Optimistic | Afghanistan | AFG | 2022-01-02 | v8 | TRUE
https://raw.githubusercontent.com/mrc-ide/global-lmic-reports/master/AFG/projections.csv | 2020-12-12 | cumulative_infections | 902739.58 | 946826.96 | 968145.87 | 977312.54 | 993538.76 | 1089231.8 | Optimistic | Afghanistan | AFG | 2022-01-02 | v8 | TRUE
https://raw.githubusercontent.com/mrc-ide/global-lmic-reports/master/AFG/projections.csv | 2020-12-12 | cumulative_deaths | 1721.84 | 1825.16 | 1873.4 | 1887.71 | 1934.84 | 2119.32 | Optimistic | Afghanistan | AFG | 2022-01-02 | v8 | TRUE
https://raw.githubusercontent.com/mrc-ide/global-lmic-reports/master/AFG/projections.csv | 2020-12-12 | Rt | 0.86 | 0.91 | 0.93 | 0.93 | 0.95 | 0.99 | Optimistic | Afghanistan | AFG | 2022-01-02 | v8 | TRUE
https://raw.githubusercontent.com/mrc-ide/global-lmic-reports/master/AFG/projections.csv | 2020-12-12 | Reff | 0.84 | 0.89 | 0.9 | 0.9 | 0.92 | 0.96 | Optimistic | Afghanistan | AFG | 2022-01-02 | v8 | TRUE
https://raw.githubusercontent.com/mrc-ide/global-lmic-reports/master/AFG/projections.csv | 2020-12-12 | infections | 4804.38 | 5197.23 | 5420.15 | 5457.83 | 5688.46 | 6318.06 | Pessimistic | Afghanistan | AFG | 2022-01-02 | v8 | TRUE
https://raw.githubusercontent.com/mrc-ide/global-lmic-reports/master/AFG/projections.csv | 2020-12-12 | deaths | 11.83 | 12.47 | 12.67 | 12.85 | 13.11 | 14.64 | Pessimistic | Afghanistan | AFG | 2022-01-02 | v8 | TRUE
https://raw.githubusercontent.com/mrc-ide/global-lmic-reports/master/AFG/projections.csv | 2020-12-12 | hospital_demand | 467 | 489.72 | 503 | 507.05 | 517.49 | 573.65 | Pessimistic | Afghanistan | AFG | 2022-01-02 | v8 | TRUE
https://raw.githubusercontent.com/mrc-ide/global-lmic-reports/master/AFG/projections.csv | 2020-12-12 | ICU_demand | 178.84 | 188 | 191.75 | 194.16 | 197.85 | 220.64 | Pessimistic | Afghanistan | AFG | 2022-01-02 | v8 | TRUE
https://raw.githubusercontent.com/mrc-ide/global-lmic-reports/master/AFG/projections.csv | 2020-12-12 | hospital_incidence | 49.41 | 52.01 | 53.45 | 53.77 | 54.98 | 60.47 | Pessimistic | Afghanistan | AFG | 2022-01-02 | v8 | TRUE
https://raw.githubusercontent.com/mrc-ide/global-lmic-reports/master/AFG/projections.csv | 2020-12-12 | ICU_incidence | 14.13 | 14.87 | 15.28 | 15.37 | 15.72 | 17.29 | Pessimistic | Afghanistan | AFG | 2022-01-02 | v8 | TRUE
https://raw.githubusercontent.com/mrc-ide/global-lmic-reports/master/AFG/projections.csv | 2020-12-12 | prevalence | 35758.37 | 38204.88 | 39199.65 | 39411.95 | 40020.5 | 44906.02 | Pessimistic | Afghanistan | AFG | 2022-01-02 | v8 | TRUE
https://raw.githubusercontent.com/mrc-ide/global-lmic-reports/master/AFG/projections.csv | 2020-12-12 | cumulative_infections | 902739.58 | 946826.96 | 968145.87 | 977312.54 | 993538.76 | 1089231.8 | Pessimistic | Afghanistan | AFG | 2022-01-02 | v8 | TRUE
https://raw.githubusercontent.com/mrc-ide/global-lmic-reports/master/AFG/projections.csv | 2020-12-12 | cumulative_deaths | 1721.84 | 1825.16 | 1873.4 | 1887.71 | 1934.84 | 2119.32 | Pessimistic | Afghanistan | AFG | 2022-01-02 | v8 | TRUE
https://raw.githubusercontent.com/mrc-ide/global-lmic-reports/master/AFG/projections.csv | 2020-12-12 | Rt | 0.86 | 0.91 | 0.93 | 0.93 | 0.95 | 0.99 | Pessimistic | Afghanistan | AFG | 2022-01-02 | v8 | TRUE
https://raw.githubusercontent.com/mrc-ide/global-lmic-reports/master/AFG/projections.csv | 2020-12-12 | Reff | 0.84 | 0.89 | 0.9 | 0.9 | 0.92 | 0.96 | Pessimistic | Afghanistan | AFG | 2022-01-02 | v8 | TRUE
https://raw.githubusercontent.com/mrc-ide/global-lmic-reports/master/AFG/projections.csv | 2020-12-12 | infections | 4804.38 | 5197.23 | 5420.15 | 5457.83 | 5688.46 | 6318.06 | Relax Interventions 50% | Afghanistan | AFG | 2022-01-02 | v8 | TRUE
https://raw.githubusercontent.com/mrc-ide/global-lmic-reports/master/AFG/projections.csv | 2020-12-12 | deaths | 11.83 | 12.47 | 12.67 | 12.85 | 13.11 | 14.64 | Relax Interventions 50% | Afghanistan | AFG | 2022-01-02 | v8 | TRUE
https://raw.githubusercontent.com/mrc-ide/global-lmic-reports/master/AFG/projections.csv | 2020-12-12 | hospital_demand | 467 | 489.72 | 503 | 507.05 | 517.49 | 573.65 | Relax Interventions 50% | Afghanistan | AFG | 2022-01-02 | v8 | TRUE
https://raw.githubusercontent.com/mrc-ide/global-lmic-reports/master/AFG/projections.csv | 2020-12-12 | ICU_demand | 178.84 | 188 | 191.75 | 194.16 | 197.85 | 220.64 | Relax Interventions 50% | Afghanistan | AFG | 2022-01-02 | v8 | TRUE
https://raw.githubusercontent.com/mrc-ide/global-lmic-reports/master/AFG/projections.csv | 2020-12-12 | hospital_incidence | 49.41 | 52.01 | 53.45 | 53.77 | 54.98 | 60.47 | Relax Interventions 50% | Afghanistan | AFG | 2022-01-02 | v8 | TRUE
https://raw.githubusercontent.com/mrc-ide/global-lmic-reports/master/AFG/projections.csv | 2020-12-12 | ICU_incidence | 14.13 | 14.87 | 15.28 | 15.37 | 15.72 | 17.29 | Relax Interventions 50% | Afghanistan | AFG | 2022-01-02 | v8 | TRUE
https://raw.githubusercontent.com/mrc-ide/global-lmic-reports/master/AFG/projections.csv | 2020-12-12 | prevalence | 35758.37 | 38204.88 | 39199.65 | 39411.95 | 40020.5 | 44906.02 | Relax Interventions 50% | Afghanistan | AFG | 2022-01-02 | v8 | TRUE
https://raw.githubusercontent.com/mrc-ide/global-lmic-reports/master/AFG/projections.csv | 2020-12-12 | cumulative_infections | 902739.58 | 946826.96 | 968145.87 | 977312.54 | 993538.76 | 1089231.8 | Relax Interventions 50% | Afghanistan | AFG | 2022-01-02 | v8 | TRUE
https://raw.githubusercontent.com/mrc-ide/global-lmic-reports/master/AFG/projections.csv | 2020-12-12 | cumulative_deaths | 1721.84 | 1825.16 | 1873.4 | 1887.71 | 1934.84 | 2119.32 | Relax Interventions 50% | Afghanistan | AFG | 2022-01-02 | v8 | TRUE
https://raw.githubusercontent.com/mrc-ide/global-lmic-reports/master/AFG/projections.csv | 2020-12-12 | Rt | 0.86 | 0.91 | 0.93 | 0.93 | 0.95 | 0.99 | Relax Interventions 50% | Afghanistan | AFG | 2022-01-02 | v8 | TRUE
https://raw.githubusercontent.com/mrc-ide/global-lmic-reports/master/AFG/projections.csv | 2020-12-12 | Reff | 0.84 | 0.89 | 0.9 | 0.9 | 0.92 | 0.96 | Relax Interventions 50% | Afghanistan | AFG | 2022-01-02 | v8 | TRUE
https://raw.githubusercontent.com/mrc-ide/global-lmic-reports/master/AFG/projections.csv | 2020-12-12 | infections | 4743.44 | 5114.28 | 5281.35 | 5336.15 | 5596.34 | 6175.75 | Surged Additional 50% Reduction | Afghanistan | AFG | 2022-01-02 | v8 | TRUE
https://raw.githubusercontent.com/mrc-ide/global-lmic-reports/master/AFG/projections.csv | 2020-12-12 | deaths | 11.75 | 12.38 | 12.63 | 12.7 | 12.96 | 14.11 | Surged Additional 50% Reduction | Afghanistan | AFG | 2022-01-02 | v8 | TRUE
https://raw.githubusercontent.com/mrc-ide/global-lmic-reports/master/AFG/projections.csv | 2020-12-12 | hospital_demand | 460.45 | 487.25 | 496.41 | 500.51 | 509.36 | 559.56 | Surged Additional 50% Reduction | Afghanistan | AFG | 2022-01-02 | v8 | TRUE
https://raw.githubusercontent.com/mrc-ide/global-lmic-reports/master/AFG/projections.csv | 2020-12-12 | ICU_demand | 177.06 | 187.01 | 190.73 | 191.77 | 195.67 | 213.32 | Surged Additional 50% Reduction | Afghanistan | AFG | 2022-01-02 | v8 | TRUE
https://raw.githubusercontent.com/mrc-ide/global-lmic-reports/master/AFG/projections.csv | 2020-12-12 | hospital_incidence | 48.31 | 51.25 | 52.33 | 52.92 | 53.66 | 59.61 | Surged Additional 50% Reduction | Afghanistan | AFG | 2022-01-02 | v8 | TRUE
https://raw.githubusercontent.com/mrc-ide/global-lmic-reports/master/AFG/projections.csv | 2020-12-12 | ICU_incidence | 13.81 | 14.65 | 14.96 | 15.13 | 15.34 | 17.04 | Surged Additional 50% Reduction | Afghanistan | AFG | 2022-01-02 | v8 | TRUE
https://raw.githubusercontent.com/mrc-ide/global-lmic-reports/master/AFG/projections.csv | 2020-12-12 | prevalence | 34768.43 | 37241.06 | 38145.35 | 38651.22 | 39546.3 | 43746.8 | Surged Additional 50% Reduction | Afghanistan | AFG | 2022-01-02 | v8 | TRUE
https://raw.githubusercontent.com/mrc-ide/global-lmic-reports/master/AFG/projections.csv | 2020-12-12 | cumulative_infections | 905725.65 | 941961.41 | 970822.39 | 968468.52 | 994363.85 | 1037551.42 | Surged Additional 50% Reduction | Afghanistan | AFG | 2022-01-02 | v8 | TRUE
https://raw.githubusercontent.com/mrc-ide/global-lmic-reports/master/AFG/projections.csv | 2020-12-12 | cumulative_deaths | 1733.27 | 1803.28 | 1866.09 | 1858.57 | 1905.76 | 1991.06 | Surged Additional 50% Reduction | Afghanistan | AFG | 2022-01-02 | v8 | TRUE
https://raw.githubusercontent.com/mrc-ide/global-lmic-reports/master/AFG/projections.csv | 2020-12-12 | Rt | 0.87 | 0.9 | 0.92 | 0.92 | 0.93 | 0.98 | Surged Additional 50% Reduction | Afghanistan | AFG | 2022-01-02 | v8 | TRUE
https://raw.githubusercontent.com/mrc-ide/global-lmic-reports/master/AFG/projections.csv | 2020-12-12 | Reff | 0.85 | 0.88 | 0.9 | 0.9 | 0.91 | 0.95 | Surged Additional 50% Reduction | Afghanistan | AFG | 2022-01-02 | v8 | TRUE
https://raw.githubusercontent.com/mrc-ide/global-lmic-reports/master/AFG/projections.csv | 2020-12-12 | infections | 4743.44 | 5114.28 | 5281.35 | 5336.15 | 5596.34 | 6175.75 | Surged Maintain Status Quo | Afghanistan | AFG | 2022-01-02 | v8 | TRUE
https://raw.githubusercontent.com/mrc-ide/global-lmic-reports/master/AFG/projections.csv | 2020-12-12 | deaths | 11.75 | 12.38 | 12.63 | 12.7 | 12.96 | 14.11 | Surged Maintain Status Quo | Afghanistan | AFG | 2022-01-02 | v8 | TRUE
https://raw.githubusercontent.com/mrc-ide/global-lmic-reports/master/AFG/projections.csv | 2020-12-12 | hospital_demand | 460.45 | 487.25 | 496.41 | 500.51 | 509.36 | 559.56 | Surged Maintain Status Quo | Afghanistan | AFG | 2022-01-02 | v8 | TRUE
https://raw.githubusercontent.com/mrc-ide/global-lmic-reports/master/AFG/projections.csv | 2020-12-12 | ICU_demand | 177.06 | 187.01 | 190.73 | 191.77 | 195.67 | 213.32 | Surged Maintain Status Quo | Afghanistan | AFG | 2022-01-02 | v8 | TRUE
https://raw.githubusercontent.com/mrc-ide/global-lmic-reports/master/AFG/projections.csv | 2020-12-12 | hospital_incidence | 48.31 | 51.25 | 52.33 | 52.92 | 53.66 | 59.61 | Surged Maintain Status Quo | Afghanistan | AFG | 2022-01-02 | v8 | TRUE
https://raw.githubusercontent.com/mrc-ide/global-lmic-reports/master/AFG/projections.csv | 2020-12-12 | ICU_incidence | 13.81 | 14.65 | 14.96 | 15.13 | 15.34 | 17.04 | Surged Maintain Status Quo | Afghanistan | AFG | 2022-01-02 | v8 | TRUE
https://raw.githubusercontent.com/mrc-ide/global-lmic-reports/master/AFG/projections.csv | 2020-12-12 | prevalence | 34768.43 | 37241.06 | 38145.35 | 38651.22 | 39546.3 | 43746.8 | Surged Maintain Status Quo | Afghanistan | AFG | 2022-01-02 | v8 | TRUE
https://raw.githubusercontent.com/mrc-ide/global-lmic-reports/master/AFG/projections.csv | 2020-12-12 | cumulative_infections | 905725.65 | 941961.41 | 970822.39 | 968468.52 | 994363.85 | 1037551.42 | Surged Maintain Status Quo | Afghanistan | AFG | 2022-01-02 | v8 | TRUE
https://raw.githubusercontent.com/mrc-ide/global-lmic-reports/master/AFG/projections.csv | 2020-12-12 | cumulative_deaths | 1733.27 | 1803.28 | 1866.09 | 1858.57 | 1905.76 | 1991.06 | Surged Maintain Status Quo | Afghanistan | AFG | 2022-01-02 | v8 | TRUE
https://raw.githubusercontent.com/mrc-ide/global-lmic-reports/master/AFG/projections.csv | 2020-12-12 | Rt | 0.87 | 0.9 | 0.92 | 0.92 | 0.93 | 0.98 | Surged Maintain Status Quo | Afghanistan | AFG | 2022-01-02 | v8 | TRUE
https://raw.githubusercontent.com/mrc-ide/global-lmic-reports/master/AFG/projections.csv | 2020-12-12 | Reff | 0.85 | 0.88 | 0.9 | 0.9 | 0.91 | 0.95 | Surged Maintain Status Quo | Afghanistan | AFG | 2022-01-02 | v8 | TRUE
https://raw.githubusercontent.com/mrc-ide/global-lmic-reports/master/AFG/projections.csv | 2020-12-12 | infections | 4743.44 | 5114.28 | 5281.35 | 5336.15 | 5596.34 | 6175.75 | Surged Optimistic | Afghanistan | AFG | 2022-01-02 | v8 | TRUE
https://raw.githubusercontent.com/mrc-ide/global-lmic-reports/master/AFG/projections.csv | 2020-12-12 | deaths | 11.75 | 12.38 | 12.63 | 12.7 | 12.96 | 14.11 | Surged Optimistic | Afghanistan | AFG | 2022-01-02 | v8 | TRUE
https://raw.githubusercontent.com/mrc-ide/global-lmic-reports/master/AFG/projections.csv | 2020-12-12 | hospital_demand | 460.45 | 487.25 | 496.41 | 500.51 | 509.36 | 559.56 | Surged Optimistic | Afghanistan | AFG | 2022-01-02 | v8 | TRUE
https://raw.githubusercontent.com/mrc-ide/global-lmic-reports/master/AFG/projections.csv | 2020-12-12 | ICU_demand | 177.06 | 187.01 | 190.73 | 191.77 | 195.67 | 213.32 | Surged Optimistic | Afghanistan | AFG | 2022-01-02 | v8 | TRUE
https://raw.githubusercontent.com/mrc-ide/global-lmic-reports/master/AFG/projections.csv | 2020-12-12 | hospital_incidence | 48.31 | 51.25 | 52.33 | 52.92 | 53.66 | 59.61 | Surged Optimistic | Afghanistan | AFG | 2022-01-02 | v8 | TRUE
https://raw.githubusercontent.com/mrc-ide/global-lmic-reports/master/AFG/projections.csv | 2020-12-12 | ICU_incidence | 13.81 | 14.65 | 14.96 | 15.13 | 15.34 | 17.04 | Surged Optimistic | Afghanistan | AFG | 2022-01-02 | v8 | TRUE
https://raw.githubusercontent.com/mrc-ide/global-lmic-reports/master/AFG/projections.csv | 2020-12-12 | prevalence | 34768.43 | 37241.06 | 38145.35 | 38651.22 | 39546.3 | 43746.8 | Surged Optimistic | Afghanistan | AFG | 2022-01-02 | v8 | TRUE
https://raw.githubusercontent.com/mrc-ide/global-lmic-reports/master/AFG/projections.csv | 2020-12-12 | cumulative_infections | 905725.65 | 941961.41 | 970822.39 | 968468.52 | 994363.85 | 1037551.42 | Surged Optimistic | Afghanistan | AFG | 2022-01-02 | v8 | TRUE
https://raw.githubusercontent.com/mrc-ide/global-lmic-reports/master/AFG/projections.csv | 2020-12-12 | cumulative_deaths | 1733.27 | 1803.28 | 1866.09 | 1858.57 | 1905.76 | 1991.06 | Surged Optimistic | Afghanistan | AFG | 2022-01-02 | v8 | TRUE
https://raw.githubusercontent.com/mrc-ide/global-lmic-reports/master/AFG/projections.csv | 2020-12-12 | Rt | 0.87 | 0.9 | 0.92 | 0.92 | 0.93 | 0.98 | Surged Optimistic | Afghanistan | AFG | 2022-01-02 | v8 | TRUE
https://raw.githubusercontent.com/mrc-ide/global-lmic-reports/master/AFG/projections.csv | 2020-12-12 | Reff | 0.85 | 0.88 | 0.9 | 0.9 | 0.91 | 0.95 | Surged Optimistic | Afghanistan | AFG | 2022-01-02 | v8 | TRUE
https://raw.githubusercontent.com/mrc-ide/global-lmic-reports/master/AFG/projections.csv | 2020-12-12 | infections | 4743.44 | 5114.28 | 5281.35 | 5336.15 | 5596.34 | 6175.75 | Surged Pessimistic | Afghanistan | AFG | 2022-01-02 | v8 | TRUE
https://raw.githubusercontent.com/mrc-ide/global-lmic-reports/master/AFG/projections.csv | 2020-12-12 | deaths | 11.75 | 12.38 | 12.63 | 12.7 | 12.96 | 14.11 | Surged Pessimistic | Afghanistan | AFG | 2022-01-02 | v8 | TRUE
https://raw.githubusercontent.com/mrc-ide/global-lmic-reports/master/AFG/projections.csv | 2020-12-12 | hospital_demand | 460.45 | 487.25 | 496.41 | 500.51 | 509.36 | 559.56 | Surged Pessimistic | Afghanistan | AFG | 2022-01-02 | v8 | TRUE
https://raw.githubusercontent.com/mrc-ide/global-lmic-reports/master/AFG/projections.csv | 2020-12-12 | ICU_demand | 177.06 | 187.01 | 190.73 | 191.77 | 195.67 | 213.32 | Surged Pessimistic | Afghanistan | AFG | 2022-01-02 | v8 | TRUE
https://raw.githubusercontent.com/mrc-ide/global-lmic-reports/master/AFG/projections.csv | 2020-12-12 | hospital_incidence | 48.31 | 51.25 | 52.33 | 52.92 | 53.66 | 59.61 | Surged Pessimistic | Afghanistan | AFG | 2022-01-02 | v8 | TRUE
https://raw.githubusercontent.com/mrc-ide/global-lmic-reports/master/AFG/projections.csv | 2020-12-12 | ICU_incidence | 13.81 | 14.65 | 14.96 | 15.13 | 15.34 | 17.04 | Surged Pessimistic | Afghanistan | AFG | 2022-01-02 | v8 | TRUE
https://raw.githubusercontent.com/mrc-ide/global-lmic-reports/master/AFG/projections.csv | 2020-12-12 | prevalence | 34768.43 | 37241.06 | 38145.35 | 38651.22 | 39546.3 | 43746.8 | Surged Pessimistic | Afghanistan | AFG | 2022-01-02 | v8 | TRUE
https://raw.githubusercontent.com/mrc-ide/global-lmic-reports/master/AFG/projections.csv | 2020-12-12 | cumulative_infections | 905725.65 | 941961.41 | 970822.39 | 968468.52 | 994363.85 | 1037551.42 | Surged Pessimistic | Afghanistan | AFG | 2022-01-02 | v8 | TRUE
https://raw.githubusercontent.com/mrc-ide/global-lmic-reports/master/AFG/projections.csv | 2020-12-12 | cumulative_deaths | 1733.27 | 1803.28 | 1866.09 | 1858.57 | 1905.76 | 1991.06 | Surged Pessimistic | Afghanistan | AFG | 2022-01-02 | v8 | TRUE
https://raw.githubusercontent.com/mrc-ide/global-lmic-reports/master/AFG/projections.csv | 2020-12-12 | Rt | 0.87 | 0.9 | 0.92 | 0.92 | 0.93 | 0.98 | Surged Pessimistic | Afghanistan | AFG | 2022-01-02 | v8 | TRUE
https://raw.githubusercontent.com/mrc-ide/global-lmic-reports/master/AFG/projections.csv | 2020-12-12 | Reff | 0.85 | 0.88 | 0.9 | 0.9 | 0.91 | 0.95 | Surged Pessimistic | Afghanistan | AFG | 2022-01-02 | v8 | TRUE
https://raw.githubusercontent.com/mrc-ide/global-lmic-reports/master/AFG/projections.csv | 2020-12-12 | infections | 4743.44 | 5114.28 | 5281.35 | 5336.15 | 5596.34 | 6175.75 | Surged Relax Interventions 50% | Afghanistan | AFG | 2022-01-02 | v8 | TRUE
https://raw.githubusercontent.com/mrc-ide/global-lmic-reports/master/AFG/projections.csv | 2020-12-12 | deaths | 11.75 | 12.38 | 12.63 | 12.7 | 12.96 | 14.11 | Surged Relax Interventions 50% | Afghanistan | AFG | 2022-01-02 | v8 | TRUE
https://raw.githubusercontent.com/mrc-ide/global-lmic-reports/master/AFG/projections.csv | 2020-12-12 | hospital_demand | 460.45 | 487.25 | 496.41 | 500.51 | 509.36 | 559.56 | Surged Relax Interventions 50% | Afghanistan | AFG | 2022-01-02 | v8 | TRUE
https://raw.githubusercontent.com/mrc-ide/global-lmic-reports/master/AFG/projections.csv | 2020-12-12 | ICU_demand | 177.06 | 187.01 | 190.73 | 191.77 | 195.67 | 213.32 | Surged Relax Interventions 50% | Afghanistan | AFG | 2022-01-02 | v8 | TRUE
https://raw.githubusercontent.com/mrc-ide/global-lmic-reports/master/AFG/projections.csv | 2020-12-12 | hospital_incidence | 48.31 | 51.25 | 52.33 | 52.92 | 53.66 | 59.61 | Surged Relax Interventions 50% | Afghanistan | AFG | 2022-01-02 | v8 | TRUE
https://raw.githubusercontent.com/mrc-ide/global-lmic-reports/master/AFG/projections.csv | 2020-12-12 | ICU_incidence | 13.81 | 14.65 | 14.96 | 15.13 | 15.34 | 17.04 | Surged Relax Interventions 50% | Afghanistan | AFG | 2022-01-02 | v8 | TRUE
https://raw.githubusercontent.com/mrc-ide/global-lmic-reports/master/AFG/projections.csv | 2020-12-12 | prevalence | 34768.43 | 37241.06 | 38145.35 | 38651.22 | 39546.3 | 43746.8 | Surged Relax Interventions 50% | Afghanistan | AFG | 2022-01-02 | v8 | TRUE
https://raw.githubusercontent.com/mrc-ide/global-lmic-reports/master/AFG/projections.csv | 2020-12-12 | cumulative_infections | 905725.65 | 941961.41 | 970822.39 | 968468.52 | 994363.85 | 1037551.42 | Surged Relax Interventions 50% | Afghanistan | AFG | 2022-01-02 | v8 | TRUE
https://raw.githubusercontent.com/mrc-ide/global-lmic-reports/master/AFG/projections.csv | 2020-12-12 | cumulative_deaths | 1733.27 | 1803.28 | 1866.09 | 1858.57 | 1905.76 | 1991.06 | Surged Relax Interventions 50% | Afghanistan | AFG | 2022-01-02 | v8 | TRUE
https://raw.githubusercontent.com/mrc-ide/global-lmic-reports/master/AFG/projections.csv | 2020-12-12 | Rt | 0.87 | 0.9 | 0.92 | 0.92 | 0.93 | 0.98 | Surged Relax Interventions 50% | Afghanistan | AFG | 2022-01-02 | v8 | TRUE
https://raw.githubusercontent.com/mrc-ide/global-lmic-reports/master/AFG/projections.csv | 2020-12-12 | Reff | 0.85 | 0.88 | 0.9 | 0.9 | 0.91 | 0.95 | Surged Relax Interventions 50% | Afghanistan | AFG | 2022-01-02 | v8 | TRUE
https://raw.githubusercontent.com/mrc-ide/global-lmic-reports/master/AFG/projections.csv | 2020-12-13 | infections | 4656.87 | 5071.5 | 5311.02 | 5322.61 | 5564.28 | 6178.26 | Additional 50% Reduction | Afghanistan | AFG | 2022-01-02 | v8 | TRUE
https://raw.githubusercontent.com/mrc-ide/global-lmic-reports/master/AFG/projections.csv | 2020-12-13 | deaths | 11.89 | 12.52 | 12.74 | 12.91 | 13.15 | 14.68 | Additional 50% Reduction | Afghanistan | AFG | 2022-01-02 | v8 | TRUE
https://raw.githubusercontent.com/mrc-ide/global-lmic-reports/master/AFG/projections.csv | 2020-12-13 | hospital_demand | 467.3 | 488.38 | 503.12 | 507.09 | 517.09 | 573.09 | Additional 50% Reduction | Afghanistan | AFG | 2022-01-02 | v8 | TRUE
https://raw.githubusercontent.com/mrc-ide/global-lmic-reports/master/AFG/projections.csv | 2020-12-13 | ICU_demand | 179.44 | 188.14 | 192.63 | 194.72 | 198.47 | 221.01 | Additional 50% Reduction | Afghanistan | AFG | 2022-01-02 | v8 | TRUE
https://raw.githubusercontent.com/mrc-ide/global-lmic-reports/master/AFG/projections.csv | 2020-12-13 | hospital_incidence | 48.79 | 51.42 | 52.91 | 53.24 | 54.33 | 60.02 | Additional 50% Reduction | Afghanistan | AFG | 2022-01-02 | v8 | TRUE
https://raw.githubusercontent.com/mrc-ide/global-lmic-reports/master/AFG/projections.csv | 2020-12-13 | ICU_incidence | 13.95 | 14.7 | 15.13 | 15.22 | 15.53 | 17.16 | Additional 50% Reduction | Afghanistan | AFG | 2022-01-02 | v8 | TRUE
https://raw.githubusercontent.com/mrc-ide/global-lmic-reports/master/AFG/projections.csv | 2020-12-13 | prevalence | 35040.05 | 37334.96 | 38492.4 | 38853.63 | 39510.62 | 44457.88 | Additional 50% Reduction | Afghanistan | AFG | 2022-01-02 | v8 | TRUE
https://raw.githubusercontent.com/mrc-ide/global-lmic-reports/master/AFG/projections.csv | 2020-12-13 | cumulative_infections | 907814.5 | 951735.38 | 973622.15 | 982635.15 | 998551.28 | 1095071.38 | Additional 50% Reduction | Afghanistan | AFG | 2022-01-02 | v8 | TRUE
https://raw.githubusercontent.com/mrc-ide/global-lmic-reports/master/AFG/projections.csv | 2020-12-13 | cumulative_deaths | 1734.09 | 1837.8 | 1886.01 | 1900.62 | 1947.85 | 2133.86 | Additional 50% Reduction | Afghanistan | AFG | 2022-01-02 | v8 | TRUE
https://raw.githubusercontent.com/mrc-ide/global-lmic-reports/master/AFG/projections.csv | 2020-12-13 | Rt | 0.89 | 0.94 | 0.97 | 0.97 | 0.98 | 1.05 | Additional 50% Reduction | Afghanistan | AFG | 2022-01-02 | v8 | TRUE
https://raw.githubusercontent.com/mrc-ide/global-lmic-reports/master/AFG/projections.csv | 2020-12-13 | Reff | 0.87 | 0.92 | 0.94 | 0.94 | 0.96 | 1.02 | Additional 50% Reduction | Afghanistan | AFG | 2022-01-02 | v8 | TRUE
https://raw.githubusercontent.com/mrc-ide/global-lmic-reports/master/AFG/projections.csv | 2020-12-13 | infections | 4656.87 | 5071.5 | 5311.02 | 5322.61 | 5564.28 | 6178.26 | Maintain Status Quo | Afghanistan | AFG | 2022-01-02 | v8 | TRUE
https://raw.githubusercontent.com/mrc-ide/global-lmic-reports/master/AFG/projections.csv | 2020-12-13 | deaths | 11.89 | 12.52 | 12.74 | 12.91 | 13.15 | 14.68 | Maintain Status Quo | Afghanistan | AFG | 2022-01-02 | v8 | TRUE
https://raw.githubusercontent.com/mrc-ide/global-lmic-reports/master/AFG/projections.csv | 2020-12-13 | hospital_demand | 467.3 | 488.38 | 503.12 | 507.09 | 517.09 | 573.09 | Maintain Status Quo | Afghanistan | AFG | 2022-01-02 | v8 | TRUE
https://raw.githubusercontent.com/mrc-ide/global-lmic-reports/master/AFG/projections.csv | 2020-12-13 | ICU_demand | 179.44 | 188.14 | 192.63 | 194.72 | 198.47 | 221.01 | Maintain Status Quo | Afghanistan | AFG | 2022-01-02 | v8 | TRUE
https://raw.githubusercontent.com/mrc-ide/global-lmic-reports/master/AFG/projections.csv | 2020-12-13 | hospital_incidence | 48.79 | 51.42 | 52.91 | 53.24 | 54.33 | 60.02 | Maintain Status Quo | Afghanistan | AFG | 2022-01-02 | v8 | TRUE
https://raw.githubusercontent.com/mrc-ide/global-lmic-reports/master/AFG/projections.csv | 2020-12-13 | ICU_incidence | 13.95 | 14.7 | 15.13 | 15.22 | 15.53 | 17.16 | Maintain Status Quo | Afghanistan | AFG | 2022-01-02 | v8 | TRUE
https://raw.githubusercontent.com/mrc-ide/global-lmic-reports/master/AFG/projections.csv | 2020-12-13 | prevalence | 35040.05 | 37334.96 | 38492.4 | 38853.63 | 39510.62 | 44457.88 | Maintain Status Quo | Afghanistan | AFG | 2022-01-02 | v8 | TRUE
https://raw.githubusercontent.com/mrc-ide/global-lmic-reports/master/AFG/projections.csv | 2020-12-13 | cumulative_infections | 907814.5 | 951735.38 | 973622.15 | 982635.15 | 998551.28 | 1095071.38 | Maintain Status Quo | Afghanistan | AFG | 2022-01-02 | v8 | TRUE
https://raw.githubusercontent.com/mrc-ide/global-lmic-reports/master/AFG/projections.csv | 2020-12-13 | cumulative_deaths | 1734.09 | 1837.8 | 1886.01 | 1900.62 | 1947.85 | 2133.86 | Maintain Status Quo | Afghanistan | AFG | 2022-01-02 | v8 | TRUE
https://raw.githubusercontent.com/mrc-ide/global-lmic-reports/master/AFG/projections.csv | 2020-12-13 | Rt | 0.89 | 0.94 | 0.97 | 0.97 | 0.98 | 1.05 | Maintain Status Quo | Afghanistan | AFG | 2022-01-02 | v8 | TRUE
https://raw.githubusercontent.com/mrc-ide/global-lmic-reports/master/AFG/projections.csv | 2020-12-13 | Reff | 0.87 | 0.92 | 0.94 | 0.94 | 0.96 | 1.02 | Maintain Status Quo | Afghanistan | AFG | 2022-01-02 | v8 | TRUE
https://raw.githubusercontent.com/mrc-ide/global-lmic-reports/master/AFG/projections.csv | 2020-12-13 | infections | 4656.87 | 5071.5 | 5311.02 | 5322.61 | 5564.28 | 6178.26 | Optimistic | Afghanistan | AFG | 2022-01-02 | v8 | TRUE
https://raw.githubusercontent.com/mrc-ide/global-lmic-reports/master/AFG/projections.csv | 2020-12-13 | deaths | 11.89 | 12.52 | 12.74 | 12.91 | 13.15 | 14.68 | Optimistic | Afghanistan | AFG | 2022-01-02 | v8 | TRUE
https://raw.githubusercontent.com/mrc-ide/global-lmic-reports/master/AFG/projections.csv | 2020-12-13 | hospital_demand | 467.3 | 488.38 | 503.12 | 507.09 | 517.09 | 573.09 | Optimistic | Afghanistan | AFG | 2022-01-02 | v8 | TRUE
https://raw.githubusercontent.com/mrc-ide/global-lmic-reports/master/AFG/projections.csv | 2020-12-13 | ICU_demand | 179.44 | 188.14 | 192.63 | 194.72 | 198.47 | 221.01 | Optimistic | Afghanistan | AFG | 2022-01-02 | v8 | TRUE
https://raw.githubusercontent.com/mrc-ide/global-lmic-reports/master/AFG/projections.csv | 2020-12-13 | hospital_incidence | 48.79 | 51.42 | 52.91 | 53.24 | 54.33 | 60.02 | Optimistic | Afghanistan | AFG | 2022-01-02 | v8 | TRUE
https://raw.githubusercontent.com/mrc-ide/global-lmic-reports/master/AFG/projections.csv | 2020-12-13 | ICU_incidence | 13.95 | 14.7 | 15.13 | 15.22 | 15.53 | 17.16 | Optimistic | Afghanistan | AFG | 2022-01-02 | v8 | TRUE
https://raw.githubusercontent.com/mrc-ide/global-lmic-reports/master/AFG/projections.csv | 2020-12-13 | prevalence | 35040.05 | 37334.96 | 38492.4 | 38853.63 | 39510.62 | 44457.88 | Optimistic | Afghanistan | AFG | 2022-01-02 | v8 | TRUE
https://raw.githubusercontent.com/mrc-ide/global-lmic-reports/master/AFG/projections.csv | 2020-12-13 | cumulative_infections | 907814.5 | 951735.38 | 973622.15 | 982635.15 | 998551.28 | 1095071.38 | Optimistic | Afghanistan | AFG | 2022-01-02 | v8 | TRUE
https://raw.githubusercontent.com/mrc-ide/global-lmic-reports/master/AFG/projections.csv | 2020-12-13 | cumulative_deaths | 1734.09 | 1837.8 | 1886.01 | 1900.62 | 1947.85 | 2133.86 | Optimistic | Afghanistan | AFG | 2022-01-02 | v8 | TRUE
https://raw.githubusercontent.com/mrc-ide/global-lmic-reports/master/AFG/projections.csv | 2020-12-13 | Rt | 0.89 | 0.94 | 0.97 | 0.97 | 0.98 | 1.05 | Optimistic | Afghanistan | AFG | 2022-01-02 | v8 | TRUE
https://raw.githubusercontent.com/mrc-ide/global-lmic-reports/master/AFG/projections.csv | 2020-12-13 | Reff | 0.87 | 0.92 | 0.94 | 0.94 | 0.96 | 1.02 | Optimistic | Afghanistan | AFG | 2022-01-02 | v8 | TRUE
https://raw.githubusercontent.com/mrc-ide/global-lmic-reports/master/AFG/projections.csv | 2020-12-13 | infections | 4656.87 | 5071.5 | 5311.02 | 5322.61 | 5564.28 | 6178.26 | Pessimistic | Afghanistan | AFG | 2022-01-02 | v8 | TRUE
https://raw.githubusercontent.com/mrc-ide/global-lmic-reports/master/AFG/projections.csv | 2020-12-13 | deaths | 11.89 | 12.52 | 12.74 | 12.91 | 13.15 | 14.68 | Pessimistic | Afghanistan | AFG | 2022-01-02 | v8 | TRUE
https://raw.githubusercontent.com/mrc-ide/global-lmic-reports/master/AFG/projections.csv | 2020-12-13 | hospital_demand | 467.3 | 488.38 | 503.12 | 507.09 | 517.09 | 573.09 | Pessimistic | Afghanistan | AFG | 2022-01-02 | v8 | TRUE
https://raw.githubusercontent.com/mrc-ide/global-lmic-reports/master/AFG/projections.csv | 2020-12-13 | ICU_demand | 179.44 | 188.14 | 192.63 | 194.72 | 198.47 | 221.01 | Pessimistic | Afghanistan | AFG | 2022-01-02 | v8 | TRUE
https://raw.githubusercontent.com/mrc-ide/global-lmic-reports/master/AFG/projections.csv | 2020-12-13 | hospital_incidence | 48.79 | 51.42 | 52.91 | 53.24 | 54.33 | 60.02 | Pessimistic | Afghanistan | AFG | 2022-01-02 | v8 | TRUE
https://raw.githubusercontent.com/mrc-ide/global-lmic-reports/master/AFG/projections.csv | 2020-12-13 | ICU_incidence | 13.95 | 14.7 | 15.13 | 15.22 | 15.53 | 17.16 | Pessimistic | Afghanistan | AFG | 2022-01-02 | v8 | TRUE
https://raw.githubusercontent.com/mrc-ide/global-lmic-reports/master/AFG/projections.csv | 2020-12-13 | prevalence | 35040.05 | 37334.96 | 38492.4 | 38853.63 | 39510.62 | 44457.88 | Pessimistic | Afghanistan | AFG | 2022-01-02 | v8 | TRUE
https://raw.githubusercontent.com/mrc-ide/global-lmic-reports/master/AFG/projections.csv | 2020-12-13 | cumulative_infections | 907814.5 | 951735.38 | 973622.15 | 982635.15 | 998551.28 | 1095071.38 | Pessimistic | Afghanistan | AFG | 2022-01-02 | v8 | TRUE
https://raw.githubusercontent.com/mrc-ide/global-lmic-reports/master/AFG/projections.csv | 2020-12-13 | cumulative_deaths | 1734.09 | 1837.8 | 1886.01 | 1900.62 | 1947.85 | 2133.86 | Pessimistic | Afghanistan | AFG | 2022-01-02 | v8 | TRUE
https://raw.githubusercontent.com/mrc-ide/global-lmic-reports/master/AFG/projections.csv | 2020-12-13 | Rt | 0.89 | 0.94 | 0.97 | 0.97 | 0.98 | 1.05 | Pessimistic | Afghanistan | AFG | 2022-01-02 | v8 | TRUE
https://raw.githubusercontent.com/mrc-ide/global-lmic-reports/master/AFG/projections.csv | 2020-12-13 | Reff | 0.87 | 0.92 | 0.94 | 0.94 | 0.96 | 1.02 | Pessimistic | Afghanistan | AFG | 2022-01-02 | v8 | TRUE
https://raw.githubusercontent.com/mrc-ide/global-lmic-reports/master/AFG/projections.csv | 2020-12-13 | infections | 4656.87 | 5071.5 | 5311.02 | 5322.61 | 5564.28 | 6178.26 | Relax Interventions 50% | Afghanistan | AFG | 2022-01-02 | v8 | TRUE
https://raw.githubusercontent.com/mrc-ide/global-lmic-reports/master/AFG/projections.csv | 2020-12-13 | deaths | 11.89 | 12.52 | 12.74 | 12.91 | 13.15 | 14.68 | Relax Interventions 50% | Afghanistan | AFG | 2022-01-02 | v8 | TRUE
https://raw.githubusercontent.com/mrc-ide/global-lmic-reports/master/AFG/projections.csv | 2020-12-13 | hospital_demand | 467.3 | 488.38 | 503.12 | 507.09 | 517.09 | 573.09 | Relax Interventions 50% | Afghanistan | AFG | 2022-01-02 | v8 | TRUE
https://raw.githubusercontent.com/mrc-ide/global-lmic-reports/master/AFG/projections.csv | 2020-12-13 | ICU_demand | 179.44 | 188.14 | 192.63 | 194.72 | 198.47 | 221.01 | Relax Interventions 50% | Afghanistan | AFG | 2022-01-02 | v8 | TRUE
https://raw.githubusercontent.com/mrc-ide/global-lmic-reports/master/AFG/projections.csv | 2020-12-13 | hospital_incidence | 48.79 | 51.42 | 52.91 | 53.24 | 54.33 | 60.02 | Relax Interventions 50% | Afghanistan | AFG | 2022-01-02 | v8 | TRUE
https://raw.githubusercontent.com/mrc-ide/global-lmic-reports/master/AFG/projections.csv | 2020-12-13 | ICU_incidence | 13.95 | 14.7 | 15.13 | 15.22 | 15.53 | 17.16 | Relax Interventions 50% | Afghanistan | AFG | 2022-01-02 | v8 | TRUE
https://raw.githubusercontent.com/mrc-ide/global-lmic-reports/master/AFG/projections.csv | 2020-12-13 | prevalence | 35040.05 | 37334.96 | 38492.4 | 38853.63 | 39510.62 | 44457.88 | Relax Interventions 50% | Afghanistan | AFG | 2022-01-02 | v8 | TRUE
https://raw.githubusercontent.com/mrc-ide/global-lmic-reports/master/AFG/projections.csv | 2020-12-13 | cumulative_infections | 907814.5 | 951735.38 | 973622.15 | 982635.15 | 998551.28 | 1095071.38 | Relax Interventions 50% | Afghanistan | AFG | 2022-01-02 | v8 | TRUE
https://raw.githubusercontent.com/mrc-ide/global-lmic-reports/master/AFG/projections.csv | 2020-12-13 | cumulative_deaths | 1734.09 | 1837.8 | 1886.01 | 1900.62 | 1947.85 | 2133.86 | Relax Interventions 50% | Afghanistan | AFG | 2022-01-02 | v8 | TRUE
https://raw.githubusercontent.com/mrc-ide/global-lmic-reports/master/AFG/projections.csv | 2020-12-13 | Rt | 0.89 | 0.94 | 0.97 | 0.97 | 0.98 | 1.05 | Relax Interventions 50% | Afghanistan | AFG | 2022-01-02 | v8 | TRUE
https://raw.githubusercontent.com/mrc-ide/global-lmic-reports/master/AFG/projections.csv | 2020-12-13 | Reff | 0.87 | 0.92 | 0.94 | 0.94 | 0.96 | 1.02 | Relax Interventions 50% | Afghanistan | AFG | 2022-01-02 | v8 | TRUE
https://raw.githubusercontent.com/mrc-ide/global-lmic-reports/master/AFG/projections.csv | 2020-12-13 | infections | 4624.36 | 4967.58 | 5150.77 | 5202.21 | 5483.71 | 6043.01 | Surged Additional 50% Reduction | Afghanistan | AFG | 2022-01-02 | v8 | TRUE
https://raw.githubusercontent.com/mrc-ide/global-lmic-reports/master/AFG/projections.csv | 2020-12-13 | deaths | 11.78 | 12.44 | 12.68 | 12.75 | 13 | 14.19 | Surged Additional 50% Reduction | Afghanistan | AFG | 2022-01-02 | v8 | TRUE
https://raw.githubusercontent.com/mrc-ide/global-lmic-reports/master/AFG/projections.csv | 2020-12-13 | hospital_demand | 459.86 | 487.1 | 496.56 | 500.35 | 508.99 | 559.98 | Surged Additional 50% Reduction | Afghanistan | AFG | 2022-01-02 | v8 | TRUE
https://raw.githubusercontent.com/mrc-ide/global-lmic-reports/master/AFG/projections.csv | 2020-12-13 | ICU_demand | 177.32 | 187.58 | 191.11 | 192.26 | 196.06 | 214.14 | Surged Additional 50% Reduction | Afghanistan | AFG | 2022-01-02 | v8 | TRUE
https://raw.githubusercontent.com/mrc-ide/global-lmic-reports/master/AFG/projections.csv | 2020-12-13 | hospital_incidence | 47.73 | 50.78 | 51.59 | 52.36 | 53.15 | 58.93 | Surged Additional 50% Reduction | Afghanistan | AFG | 2022-01-02 | v8 | TRUE
https://raw.githubusercontent.com/mrc-ide/global-lmic-reports/master/AFG/projections.csv | 2020-12-13 | ICU_incidence | 13.65 | 14.52 | 14.75 | 14.97 | 15.19 | 16.85 | Surged Additional 50% Reduction | Afghanistan | AFG | 2022-01-02 | v8 | TRUE
https://raw.githubusercontent.com/mrc-ide/global-lmic-reports/master/AFG/projections.csv | 2020-12-13 | prevalence | 34108.64 | 36470.67 | 37533 | 38078.92 | 39118.7 | 43066.37 | Surged Additional 50% Reduction | Afghanistan | AFG | 2022-01-02 | v8 | TRUE
https://raw.githubusercontent.com/mrc-ide/global-lmic-reports/master/AFG/projections.csv | 2020-12-13 | cumulative_infections | 910349.48 | 947305.44 | 976173.37 | 973670.73 | 999864.89 | 1043465.58 | Surged Additional 50% Reduction | Afghanistan | AFG | 2022-01-02 | v8 | TRUE
https://raw.githubusercontent.com/mrc-ide/global-lmic-reports/master/AFG/projections.csv | 2020-12-13 | cumulative_deaths | 1745.69 | 1815.76 | 1878.65 | 1871.33 | 1918.49 | 2004.63 | Surged Additional 50% Reduction | Afghanistan | AFG | 2022-01-02 | v8 | TRUE
https://raw.githubusercontent.com/mrc-ide/global-lmic-reports/master/AFG/projections.csv | 2020-12-13 | Rt | 0.9 | 0.94 | 0.96 | 0.96 | 0.98 | 1.01 | Surged Additional 50% Reduction | Afghanistan | AFG | 2022-01-02 | v8 | TRUE
https://raw.githubusercontent.com/mrc-ide/global-lmic-reports/master/AFG/projections.csv | 2020-12-13 | Reff | 0.88 | 0.91 | 0.93 | 0.93 | 0.95 | 0.99 | Surged Additional 50% Reduction | Afghanistan | AFG | 2022-01-02 | v8 | TRUE
https://raw.githubusercontent.com/mrc-ide/global-lmic-reports/master/AFG/projections.csv | 2020-12-13 | infections | 4624.36 | 4967.58 | 5150.77 | 5202.21 | 5483.71 | 6043.01 | Surged Maintain Status Quo | Afghanistan | AFG | 2022-01-02 | v8 | TRUE
https://raw.githubusercontent.com/mrc-ide/global-lmic-reports/master/AFG/projections.csv | 2020-12-13 | deaths | 11.78 | 12.44 | 12.68 | 12.75 | 13 | 14.19 | Surged Maintain Status Quo | Afghanistan | AFG | 2022-01-02 | v8 | TRUE
https://raw.githubusercontent.com/mrc-ide/global-lmic-reports/master/AFG/projections.csv | 2020-12-13 | hospital_demand | 459.86 | 487.1 | 496.56 | 500.35 | 508.99 | 559.98 | Surged Maintain Status Quo | Afghanistan | AFG | 2022-01-02 | v8 | TRUE
https://raw.githubusercontent.com/mrc-ide/global-lmic-reports/master/AFG/projections.csv | 2020-12-13 | ICU_demand | 177.32 | 187.58 | 191.11 | 192.26 | 196.06 | 214.14 | Surged Maintain Status Quo | Afghanistan | AFG | 2022-01-02 | v8 | TRUE
https://raw.githubusercontent.com/mrc-ide/global-lmic-reports/master/AFG/projections.csv | 2020-12-13 | hospital_incidence | 47.73 | 50.78 | 51.59 | 52.36 | 53.15 | 58.93 | Surged Maintain Status Quo | Afghanistan | AFG | 2022-01-02 | v8 | TRUE
https://raw.githubusercontent.com/mrc-ide/global-lmic-reports/master/AFG/projections.csv | 2020-12-13 | ICU_incidence | 13.65 | 14.52 | 14.75 | 14.97 | 15.19 | 16.85 | Surged Maintain Status Quo | Afghanistan | AFG | 2022-01-02 | v8 | TRUE
https://raw.githubusercontent.com/mrc-ide/global-lmic-reports/master/AFG/projections.csv | 2020-12-13 | prevalence | 34108.64 | 36470.67 | 37533 | 38078.92 | 39118.7 | 43066.37 | Surged Maintain Status Quo | Afghanistan | AFG | 2022-01-02 | v8 | TRUE
https://raw.githubusercontent.com/mrc-ide/global-lmic-reports/master/AFG/projections.csv | 2020-12-13 | cumulative_infections | 910349.48 | 947305.44 | 976173.37 | 973670.73 | 999864.89 | 1043465.58 | Surged Maintain Status Quo | Afghanistan | AFG | 2022-01-02 | v8 | TRUE
https://raw.githubusercontent.com/mrc-ide/global-lmic-reports/master/AFG/projections.csv | 2020-12-13 | cumulative_deaths | 1745.69 | 1815.76 | 1878.65 | 1871.33 | 1918.49 | 2004.63 | Surged Maintain Status Quo | Afghanistan | AFG | 2022-01-02 | v8 | TRUE
https://raw.githubusercontent.com/mrc-ide/global-lmic-reports/master/AFG/projections.csv | 2020-12-13 | Rt | 0.9 | 0.94 | 0.96 | 0.96 | 0.98 | 1.01 | Surged Maintain Status Quo | Afghanistan | AFG | 2022-01-02 | v8 | TRUE
https://raw.githubusercontent.com/mrc-ide/global-lmic-reports/master/AFG/projections.csv | 2020-12-13 | Reff | 0.88 | 0.91 | 0.93 | 0.93 | 0.95 | 0.99 | Surged Maintain Status Quo | Afghanistan | AFG | 2022-01-02 | v8 | TRUE
https://raw.githubusercontent.com/mrc-ide/global-lmic-reports/master/AFG/projections.csv | 2020-12-13 | infections | 4624.36 | 4967.58 | 5150.77 | 5202.21 | 5483.71 | 6043.01 | Surged Optimistic | Afghanistan | AFG | 2022-01-02 | v8 | TRUE
https://raw.githubusercontent.com/mrc-ide/global-lmic-reports/master/AFG/projections.csv | 2020-12-13 | deaths | 11.78 | 12.44 | 12.68 | 12.75 | 13 | 14.19 | Surged Optimistic | Afghanistan | AFG | 2022-01-02 | v8 | TRUE
https://raw.githubusercontent.com/mrc-ide/global-lmic-reports/master/AFG/projections.csv | 2020-12-13 | hospital_demand | 459.86 | 487.1 | 496.56 | 500.35 | 508.99 | 559.98 | Surged Optimistic | Afghanistan | AFG | 2022-01-02 | v8 | TRUE
https://raw.githubusercontent.com/mrc-ide/global-lmic-reports/master/AFG/projections.csv | 2020-12-13 | ICU_demand | 177.32 | 187.58 | 191.11 | 192.26 | 196.06 | 214.14 | Surged Optimistic | Afghanistan | AFG | 2022-01-02 | v8 | TRUE
https://raw.githubusercontent.com/mrc-ide/global-lmic-reports/master/AFG/projections.csv | 2020-12-13 | hospital_incidence | 47.73 | 50.78 | 51.59 | 52.36 | 53.15 | 58.93 | Surged Optimistic | Afghanistan | AFG | 2022-01-02 | v8 | TRUE
https://raw.githubusercontent.com/mrc-ide/global-lmic-reports/master/AFG/projections.csv | 2020-12-13 | ICU_incidence | 13.65 | 14.52 | 14.75 | 14.97 | 15.19 | 16.85 | Surged Optimistic | Afghanistan | AFG | 2022-01-02 | v8 | TRUE
https://raw.githubusercontent.com/mrc-ide/global-lmic-reports/master/AFG/projections.csv | 2020-12-13 | prevalence | 34108.64 | 36470.67 | 37533 | 38078.92 | 39118.7 | 43066.37 | Surged Optimistic | Afghanistan | AFG | 2022-01-02 | v8 | TRUE
https://raw.githubusercontent.com/mrc-ide/global-lmic-reports/master/AFG/projections.csv | 2020-12-13 | cumulative_infections | 910349.48 | 947305.44 | 976173.37 | 973670.73 | 999864.89 | 1043465.58 | Surged Optimistic | Afghanistan | AFG | 2022-01-02 | v8 | TRUE
https://raw.githubusercontent.com/mrc-ide/global-lmic-reports/master/AFG/projections.csv | 2020-12-13 | cumulative_deaths | 1745.69 | 1815.76 | 1878.65 | 1871.33 | 1918.49 | 2004.63 | Surged Optimistic | Afghanistan | AFG | 2022-01-02 | v8 | TRUE
https://raw.githubusercontent.com/mrc-ide/global-lmic-reports/master/AFG/projections.csv | 2020-12-13 | Rt | 0.9 | 0.94 | 0.96 | 0.96 | 0.98 | 1.01 | Surged Optimistic | Afghanistan | AFG | 2022-01-02 | v8 | TRUE
https://raw.githubusercontent.com/mrc-ide/global-lmic-reports/master/AFG/projections.csv | 2020-12-13 | Reff | 0.88 | 0.91 | 0.93 | 0.93 | 0.95 | 0.99 | Surged Optimistic | Afghanistan | AFG | 2022-01-02 | v8 | TRUE
https://raw.githubusercontent.com/mrc-ide/global-lmic-reports/master/AFG/projections.csv | 2020-12-13 | infections | 4624.36 | 4967.58 | 5150.77 | 5202.21 | 5483.71 | 6043.01 | Surged Pessimistic | Afghanistan | AFG | 2022-01-02 | v8 | TRUE
https://raw.githubusercontent.com/mrc-ide/global-lmic-reports/master/AFG/projections.csv | 2020-12-13 | deaths | 11.78 | 12.44 | 12.68 | 12.75 | 13 | 14.19 | Surged Pessimistic | Afghanistan | AFG | 2022-01-02 | v8 | TRUE
https://raw.githubusercontent.com/mrc-ide/global-lmic-reports/master/AFG/projections.csv | 2020-12-13 | hospital_demand | 459.86 | 487.1 | 496.56 | 500.35 | 508.99 | 559.98 | Surged Pessimistic | Afghanistan | AFG | 2022-01-02 | v8 | TRUE
https://raw.githubusercontent.com/mrc-ide/global-lmic-reports/master/AFG/projections.csv | 2020-12-13 | ICU_demand | 177.32 | 187.58 | 191.11 | 192.26 | 196.06 | 214.14 | Surged Pessimistic | Afghanistan | AFG | 2022-01-02 | v8 | TRUE
https://raw.githubusercontent.com/mrc-ide/global-lmic-reports/master/AFG/projections.csv | 2020-12-13 | hospital_incidence | 47.73 | 50.78 | 51.59 | 52.36 | 53.15 | 58.93 | Surged Pessimistic | Afghanistan | AFG | 2022-01-02 | v8 | TRUE
https://raw.githubusercontent.com/mrc-ide/global-lmic-reports/master/AFG/projections.csv | 2020-12-13 | ICU_incidence | 13.65 | 14.52 | 14.75 | 14.97 | 15.19 | 16.85 | Surged Pessimistic | Afghanistan | AFG | 2022-01-02 | v8 | TRUE
https://raw.githubusercontent.com/mrc-ide/global-lmic-reports/master/AFG/projections.csv | 2020-12-13 | prevalence | 34108.64 | 36470.67 | 37533 | 38078.92 | 39118.7 | 43066.37 | Surged Pessimistic | Afghanistan | AFG | 2022-01-02 | v8 | TRUE
https://raw.githubusercontent.com/mrc-ide/global-lmic-reports/master/AFG/projections.csv | 2020-12-13 | cumulative_infections | 910349.48 | 947305.44 | 976173.37 | 973670.73 | 999864.89 | 1043465.58 | Surged Pessimistic | Afghanistan | AFG | 2022-01-02 | v8 | TRUE
https://raw.githubusercontent.com/mrc-ide/global-lmic-reports/master/AFG/projections.csv | 2020-12-13 | cumulative_deaths | 1745.69 | 1815.76 | 1878.65 | 1871.33 | 1918.49 | 2004.63 | Surged Pessimistic | Afghanistan | AFG | 2022-01-02 | v8 | TRUE
https://raw.githubusercontent.com/mrc-ide/global-lmic-reports/master/AFG/projections.csv | 2020-12-13 | Rt | 0.9 | 0.94 | 0.96 | 0.96 | 0.98 | 1.01 | Surged Pessimistic | Afghanistan | AFG | 2022-01-02 | v8 | TRUE
https://raw.githubusercontent.com/mrc-ide/global-lmic-reports/master/AFG/projections.csv | 2020-12-13 | Reff | 0.88 | 0.91 | 0.93 | 0.93 | 0.95 | 0.99 | Surged Pessimistic | Afghanistan | AFG | 2022-01-02 | v8 | TRUE
https://raw.githubusercontent.com/mrc-ide/global-lmic-reports/master/AFG/projections.csv | 2020-12-13 | infections | 4624.36 | 4967.58 | 5150.77 | 5202.21 | 5483.71 | 6043.01 | Surged Relax Interventions 50% | Afghanistan | AFG | 2022-01-02 | v8 | TRUE
https://raw.githubusercontent.com/mrc-ide/global-lmic-reports/master/AFG/projections.csv | 2020-12-13 | deaths | 11.78 | 12.44 | 12.68 | 12.75 | 13 | 14.19 | Surged Relax Interventions 50% | Afghanistan | AFG | 2022-01-02 | v8 | TRUE
https://raw.githubusercontent.com/mrc-ide/global-lmic-reports/master/AFG/projections.csv | 2020-12-13 | hospital_demand | 459.86 | 487.1 | 496.56 | 500.35 | 508.99 | 559.98 | Surged Relax Interventions 50% | Afghanistan | AFG | 2022-01-02 | v8 | TRUE
https://raw.githubusercontent.com/mrc-ide/global-lmic-reports/master/AFG/projections.csv | 2020-12-13 | ICU_demand | 177.32 | 187.58 | 191.11 | 192.26 | 196.06 | 214.14 | Surged Relax Interventions 50% | Afghanistan | AFG | 2022-01-02 | v8 | TRUE
https://raw.githubusercontent.com/mrc-ide/global-lmic-reports/master/AFG/projections.csv | 2020-12-13 | hospital_incidence | 47.73 | 50.78 | 51.59 | 52.36 | 53.15 | 58.93 | Surged Relax Interventions 50% | Afghanistan | AFG | 2022-01-02 | v8 | TRUE
https://raw.githubusercontent.com/mrc-ide/global-lmic-reports/master/AFG/projections.csv | 2020-12-13 | ICU_incidence | 13.65 | 14.52 | 14.75 | 14.97 | 15.19 | 16.85 | Surged Relax Interventions 50% | Afghanistan | AFG | 2022-01-02 | v8 | TRUE
https://raw.githubusercontent.com/mrc-ide/global-lmic-reports/master/AFG/projections.csv | 2020-12-13 | prevalence | 34108.64 | 36470.67 | 37533 | 38078.92 | 39118.7 | 43066.37 | Surged Relax Interventions 50% | Afghanistan | AFG | 2022-01-02 | v8 | TRUE
https://raw.githubusercontent.com/mrc-ide/global-lmic-reports/master/AFG/projections.csv | 2020-12-13 | cumulative_infections | 910349.48 | 947305.44 | 976173.37 | 973670.73 | 999864.89 | 1043465.58 | Surged Relax Interventions 50% | Afghanistan | AFG | 2022-01-02 | v8 | TRUE
https://raw.githubusercontent.com/mrc-ide/global-lmic-reports/master/AFG/projections.csv | 2020-12-13 | cumulative_deaths | 1745.69 | 1815.76 | 1878.65 | 1871.33 | 1918.49 | 2004.63 | Surged Relax Interventions 50% | Afghanistan | AFG | 2022-01-02 | v8 | TRUE
https://raw.githubusercontent.com/mrc-ide/global-lmic-reports/master/AFG/projections.csv | 2020-12-13 | Rt | 0.9 | 0.94 | 0.96 | 0.96 | 0.98 | 1.01 | Surged Relax Interventions 50% | Afghanistan | AFG | 2022-01-02 | v8 | TRUE
https://raw.githubusercontent.com/mrc-ide/global-lmic-reports/master/AFG/projections.csv | 2020-12-13 | Reff | 0.88 | 0.91 | 0.93 | 0.93 | 0.95 | 0.99 | Surged Relax Interventions 50% | Afghanistan | AFG | 2022-01-02 | v8 | TRUE
https://raw.githubusercontent.com/mrc-ide/global-lmic-reports/master/AFG/projections.csv | 2020-12-14 | infections | 4721.46 | 5117.47 | 5411.16 | 5468.23 | 5711.91 | 6428.76 | Additional 50% Reduction | Afghanistan | AFG | 2022-01-02 | v8 | TRUE
https://raw.githubusercontent.com/mrc-ide/global-lmic-reports/master/AFG/projections.csv | 2020-12-14 | deaths | 11.93 | 12.53 | 12.81 | 12.95 | 13.2 | 14.7 | Additional 50% Reduction | Afghanistan | AFG | 2022-01-02 | v8 | TRUE
https://raw.githubusercontent.com/mrc-ide/global-lmic-reports/master/AFG/projections.csv | 2020-12-14 | hospital_demand | 467.27 | 488.07 | 502.65 | 506.45 | 517.3 | 572 | Additional 50% Reduction | Afghanistan | AFG | 2022-01-02 | v8 | TRUE
https://raw.githubusercontent.com/mrc-ide/global-lmic-reports/master/AFG/projections.csv | 2020-12-14 | ICU_demand | 179.81 | 188.35 | 193.47 | 195.04 | 198.79 | 221.17 | Additional 50% Reduction | Afghanistan | AFG | 2022-01-02 | v8 | TRUE
https://raw.githubusercontent.com/mrc-ide/global-lmic-reports/master/AFG/projections.csv | 2020-12-14 | hospital_incidence | 48.18 | 51.21 | 52.33 | 52.67 | 53.68 | 59.53 | Additional 50% Reduction | Afghanistan | AFG | 2022-01-02 | v8 | TRUE
https://raw.githubusercontent.com/mrc-ide/global-lmic-reports/master/AFG/projections.csv | 2020-12-14 | ICU_incidence | 13.77 | 14.64 | 14.96 | 15.06 | 15.35 | 17.02 | Additional 50% Reduction | Afghanistan | AFG | 2022-01-02 | v8 | TRUE
https://raw.githubusercontent.com/mrc-ide/global-lmic-reports/master/AFG/projections.csv | 2020-12-14 | prevalence | 34457.97 | 36727.52 | 38182.13 | 38513.98 | 39554.18 | 44283.41 | Additional 50% Reduction | Afghanistan | AFG | 2022-01-02 | v8 | TRUE
https://raw.githubusercontent.com/mrc-ide/global-lmic-reports/master/AFG/projections.csv | 2020-12-14 | cumulative_infections | 913074.97 | 956678.86 | 979270 | 988103.39 | 1003628.55 | 1101075.21 | Additional 50% Reduction | Afghanistan | AFG | 2022-01-02 | v8 | TRUE
https://raw.githubusercontent.com/mrc-ide/global-lmic-reports/master/AFG/projections.csv | 2020-12-14 | cumulative_deaths | 1746.41 | 1850.47 | 1898.66 | 1913.58 | 1960.89 | 2148.43 | Additional 50% Reduction | Afghanistan | AFG | 2022-01-02 | v8 | TRUE
https://raw.githubusercontent.com/mrc-ide/global-lmic-reports/master/AFG/projections.csv | 2020-12-14 | Rt | 0.89 | 0.94 | 0.97 | 0.97 | 0.99 | 1.05 | Additional 50% Reduction | Afghanistan | AFG | 2022-01-02 | v8 | TRUE
https://raw.githubusercontent.com/mrc-ide/global-lmic-reports/master/AFG/projections.csv | 2020-12-14 | Reff | 0.87 | 0.92 | 0.94 | 0.94 | 0.96 | 1.02 | Additional 50% Reduction | Afghanistan | AFG | 2022-01-02 | v8 | TRUE
https://raw.githubusercontent.com/mrc-ide/global-lmic-reports/master/AFG/projections.csv | 2020-12-14 | infections | 4721.46 | 5117.47 | 5411.16 | 5468.23 | 5711.91 | 6428.76 | Maintain Status Quo | Afghanistan | AFG | 2022-01-02 | v8 | TRUE
https://raw.githubusercontent.com/mrc-ide/global-lmic-reports/master/AFG/projections.csv | 2020-12-14 | deaths | 11.93 | 12.53 | 12.81 | 12.95 | 13.2 | 14.7 | Maintain Status Quo | Afghanistan | AFG | 2022-01-02 | v8 | TRUE
https://raw.githubusercontent.com/mrc-ide/global-lmic-reports/master/AFG/projections.csv | 2020-12-14 | hospital_demand | 467.27 | 488.07 | 502.65 | 506.45 | 517.3 | 572 | Maintain Status Quo | Afghanistan | AFG | 2022-01-02 | v8 | TRUE
https://raw.githubusercontent.com/mrc-ide/global-lmic-reports/master/AFG/projections.csv | 2020-12-14 | ICU_demand | 179.81 | 188.35 | 193.47 | 195.04 | 198.79 | 221.17 | Maintain Status Quo | Afghanistan | AFG | 2022-01-02 | v8 | TRUE
https://raw.githubusercontent.com/mrc-ide/global-lmic-reports/master/AFG/projections.csv | 2020-12-14 | hospital_incidence | 48.18 | 51.21 | 52.33 | 52.67 | 53.68 | 59.53 | Maintain Status Quo | Afghanistan | AFG | 2022-01-02 | v8 | TRUE
https://raw.githubusercontent.com/mrc-ide/global-lmic-reports/master/AFG/projections.csv | 2020-12-14 | ICU_incidence | 13.77 | 14.64 | 14.96 | 15.06 | 15.35 | 17.02 | Maintain Status Quo | Afghanistan | AFG | 2022-01-02 | v8 | TRUE
https://raw.githubusercontent.com/mrc-ide/global-lmic-reports/master/AFG/projections.csv | 2020-12-14 | prevalence | 34457.97 | 36727.52 | 38182.13 | 38513.98 | 39554.18 | 44283.41 | Maintain Status Quo | Afghanistan | AFG | 2022-01-02 | v8 | TRUE
https://raw.githubusercontent.com/mrc-ide/global-lmic-reports/master/AFG/projections.csv | 2020-12-14 | cumulative_infections | 913074.97 | 956678.86 | 979270 | 988103.39 | 1003628.55 | 1101075.21 | Maintain Status Quo | Afghanistan | AFG | 2022-01-02 | v8 | TRUE
https://raw.githubusercontent.com/mrc-ide/global-lmic-reports/master/AFG/projections.csv | 2020-12-14 | cumulative_deaths | 1746.41 | 1850.47 | 1898.66 | 1913.58 | 1960.89 | 2148.43 | Maintain Status Quo | Afghanistan | AFG | 2022-01-02 | v8 | TRUE
https://raw.githubusercontent.com/mrc-ide/global-lmic-reports/master/AFG/projections.csv | 2020-12-14 | Rt | 0.89 | 0.94 | 0.97 | 0.97 | 0.99 | 1.05 | Maintain Status Quo | Afghanistan | AFG | 2022-01-02 | v8 | TRUE
https://raw.githubusercontent.com/mrc-ide/global-lmic-reports/master/AFG/projections.csv | 2020-12-14 | Reff | 0.87 | 0.92 | 0.94 | 0.94 | 0.96 | 1.02 | Maintain Status Quo | Afghanistan | AFG | 2022-01-02 | v8 | TRUE
https://raw.githubusercontent.com/mrc-ide/global-lmic-reports/master/AFG/projections.csv | 2020-12-14 | infections | 4721.46 | 5117.47 | 5411.16 | 5468.23 | 5711.91 | 6428.76 | Optimistic | Afghanistan | AFG | 2022-01-02 | v8 | TRUE
https://raw.githubusercontent.com/mrc-ide/global-lmic-reports/master/AFG/projections.csv | 2020-12-14 | deaths | 11.93 | 12.53 | 12.81 | 12.95 | 13.2 | 14.7 | Optimistic | Afghanistan | AFG | 2022-01-02 | v8 | TRUE
https://raw.githubusercontent.com/mrc-ide/global-lmic-reports/master/AFG/projections.csv | 2020-12-14 | hospital_demand | 467.27 | 488.07 | 502.65 | 506.45 | 517.3 | 572 | Optimistic | Afghanistan | AFG | 2022-01-02 | v8 | TRUE
https://raw.githubusercontent.com/mrc-ide/global-lmic-reports/master/AFG/projections.csv | 2020-12-14 | ICU_demand | 179.81 | 188.35 | 193.47 | 195.04 | 198.79 | 221.17 | Optimistic | Afghanistan | AFG | 2022-01-02 | v8 | TRUE
https://raw.githubusercontent.com/mrc-ide/global-lmic-reports/master/AFG/projections.csv | 2020-12-14 | hospital_incidence | 48.18 | 51.21 | 52.33 | 52.67 | 53.68 | 59.53 | Optimistic | Afghanistan | AFG | 2022-01-02 | v8 | TRUE
https://raw.githubusercontent.com/mrc-ide/global-lmic-reports/master/AFG/projections.csv | 2020-12-14 | ICU_incidence | 13.77 | 14.64 | 14.96 | 15.06 | 15.35 | 17.02 | Optimistic | Afghanistan | AFG | 2022-01-02 | v8 | TRUE
https://raw.githubusercontent.com/mrc-ide/global-lmic-reports/master/AFG/projections.csv | 2020-12-14 | prevalence | 34457.97 | 36727.52 | 38182.13 | 38513.98 | 39554.18 | 44283.41 | Optimistic | Afghanistan | AFG | 2022-01-02 | v8 | TRUE
https://raw.githubusercontent.com/mrc-ide/global-lmic-reports/master/AFG/projections.csv | 2020-12-14 | cumulative_infections | 913074.97 | 956678.86 | 979270 | 988103.39 | 1003628.55 | 1101075.21 | Optimistic | Afghanistan | AFG | 2022-01-02 | v8 | TRUE
https://raw.githubusercontent.com/mrc-ide/global-lmic-reports/master/AFG/projections.csv | 2020-12-14 | cumulative_deaths | 1746.41 | 1850.47 | 1898.66 | 1913.58 | 1960.89 | 2148.43 | Optimistic | Afghanistan | AFG | 2022-01-02 | v8 | TRUE
https://raw.githubusercontent.com/mrc-ide/global-lmic-reports/master/AFG/projections.csv | 2020-12-14 | Rt | 0.89 | 0.94 | 0.97 | 0.97 | 0.99 | 1.05 | Optimistic | Afghanistan | AFG | 2022-01-02 | v8 | TRUE
https://raw.githubusercontent.com/mrc-ide/global-lmic-reports/master/AFG/projections.csv | 2020-12-14 | Reff | 0.87 | 0.92 | 0.94 | 0.94 | 0.96 | 1.02 | Optimistic | Afghanistan | AFG | 2022-01-02 | v8 | TRUE
https://raw.githubusercontent.com/mrc-ide/global-lmic-reports/master/AFG/projections.csv | 2020-12-14 | infections | 4721.46 | 5117.47 | 5411.16 | 5468.23 | 5711.91 | 6428.76 | Pessimistic | Afghanistan | AFG | 2022-01-02 | v8 | TRUE
https://raw.githubusercontent.com/mrc-ide/global-lmic-reports/master/AFG/projections.csv | 2020-12-14 | deaths | 11.93 | 12.53 | 12.81 | 12.95 | 13.2 | 14.7 | Pessimistic | Afghanistan | AFG | 2022-01-02 | v8 | TRUE
https://raw.githubusercontent.com/mrc-ide/global-lmic-reports/master/AFG/projections.csv | 2020-12-14 | hospital_demand | 467.27 | 488.07 | 502.65 | 506.45 | 517.3 | 572 | Pessimistic | Afghanistan | AFG | 2022-01-02 | v8 | TRUE
https://raw.githubusercontent.com/mrc-ide/global-lmic-reports/master/AFG/projections.csv | 2020-12-14 | ICU_demand | 179.81 | 188.35 | 193.47 | 195.04 | 198.79 | 221.17 | Pessimistic | Afghanistan | AFG | 2022-01-02 | v8 | TRUE
https://raw.githubusercontent.com/mrc-ide/global-lmic-reports/master/AFG/projections.csv | 2020-12-14 | hospital_incidence | 48.18 | 51.21 | 52.33 | 52.67 | 53.68 | 59.53 | Pessimistic | Afghanistan | AFG | 2022-01-02 | v8 | TRUE
https://raw.githubusercontent.com/mrc-ide/global-lmic-reports/master/AFG/projections.csv | 2020-12-14 | ICU_incidence | 13.77 | 14.64 | 14.96 | 15.06 | 15.35 | 17.02 | Pessimistic | Afghanistan | AFG | 2022-01-02 | v8 | TRUE
https://raw.githubusercontent.com/mrc-ide/global-lmic-reports/master/AFG/projections.csv | 2020-12-14 | prevalence | 34457.97 | 36727.52 | 38182.13 | 38513.98 | 39554.18 | 44283.41 | Pessimistic | Afghanistan | AFG | 2022-01-02 | v8 | TRUE
https://raw.githubusercontent.com/mrc-ide/global-lmic-reports/master/AFG/projections.csv | 2020-12-14 | cumulative_infections | 913074.97 | 956678.86 | 979270 | 988103.39 | 1003628.55 | 1101075.21 | Pessimistic | Afghanistan | AFG | 2022-01-02 | v8 | TRUE
https://raw.githubusercontent.com/mrc-ide/global-lmic-reports/master/AFG/projections.csv | 2020-12-14 | cumulative_deaths | 1746.41 | 1850.47 | 1898.66 | 1913.58 | 1960.89 | 2148.43 | Pessimistic | Afghanistan | AFG | 2022-01-02 | v8 | TRUE
https://raw.githubusercontent.com/mrc-ide/global-lmic-reports/master/AFG/projections.csv | 2020-12-14 | Rt | 0.89 | 0.94 | 0.97 | 0.97 | 0.99 | 1.05 | Pessimistic | Afghanistan | AFG | 2022-01-02 | v8 | TRUE
https://raw.githubusercontent.com/mrc-ide/global-lmic-reports/master/AFG/projections.csv | 2020-12-14 | Reff | 0.87 | 0.92 | 0.94 | 0.94 | 0.96 | 1.02 | Pessimistic | Afghanistan | AFG | 2022-01-02 | v8 | TRUE
https://raw.githubusercontent.com/mrc-ide/global-lmic-reports/master/AFG/projections.csv | 2020-12-14 | infections | 4721.46 | 5117.47 | 5411.16 | 5468.23 | 5711.91 | 6428.76 | Relax Interventions 50% | Afghanistan | AFG | 2022-01-02 | v8 | TRUE
https://raw.githubusercontent.com/mrc-ide/global-lmic-reports/master/AFG/projections.csv | 2020-12-14 | deaths | 11.93 | 12.53 | 12.81 | 12.95 | 13.2 | 14.7 | Relax Interventions 50% | Afghanistan | AFG | 2022-01-02 | v8 | TRUE
https://raw.githubusercontent.com/mrc-ide/global-lmic-reports/master/AFG/projections.csv | 2020-12-14 | hospital_demand | 467.27 | 488.07 | 502.65 | 506.45 | 517.3 | 572 | Relax Interventions 50% | Afghanistan | AFG | 2022-01-02 | v8 | TRUE
https://raw.githubusercontent.com/mrc-ide/global-lmic-reports/master/AFG/projections.csv | 2020-12-14 | ICU_demand | 179.81 | 188.35 | 193.47 | 195.04 | 198.79 | 221.17 | Relax Interventions 50% | Afghanistan | AFG | 2022-01-02 | v8 | TRUE
https://raw.githubusercontent.com/mrc-ide/global-lmic-reports/master/AFG/projections.csv | 2020-12-14 | hospital_incidence | 48.18 | 51.21 | 52.33 | 52.67 | 53.68 | 59.53 | Relax Interventions 50% | Afghanistan | AFG | 2022-01-02 | v8 | TRUE
https://raw.githubusercontent.com/mrc-ide/global-lmic-reports/master/AFG/projections.csv | 2020-12-14 | ICU_incidence | 13.77 | 14.64 | 14.96 | 15.06 | 15.35 | 17.02 | Relax Interventions 50% | Afghanistan | AFG | 2022-01-02 | v8 | TRUE
https://raw.githubusercontent.com/mrc-ide/global-lmic-reports/master/AFG/projections.csv | 2020-12-14 | prevalence | 34457.97 | 36727.52 | 38182.13 | 38513.98 | 39554.18 | 44283.41 | Relax Interventions 50% | Afghanistan | AFG | 2022-01-02 | v8 | TRUE
https://raw.githubusercontent.com/mrc-ide/global-lmic-reports/master/AFG/projections.csv | 2020-12-14 | cumulative_infections | 913074.97 | 956678.86 | 979270 | 988103.39 | 1003628.55 | 1101075.21 | Relax Interventions 50% | Afghanistan | AFG | 2022-01-02 | v8 | TRUE
https://raw.githubusercontent.com/mrc-ide/global-lmic-reports/master/AFG/projections.csv | 2020-12-14 | cumulative_deaths | 1746.41 | 1850.47 | 1898.66 | 1913.58 | 1960.89 | 2148.43 | Relax Interventions 50% | Afghanistan | AFG | 2022-01-02 | v8 | TRUE
https://raw.githubusercontent.com/mrc-ide/global-lmic-reports/master/AFG/projections.csv | 2020-12-14 | Rt | 0.89 | 0.94 | 0.97 | 0.97 | 0.99 | 1.05 | Relax Interventions 50% | Afghanistan | AFG | 2022-01-02 | v8 | TRUE
https://raw.githubusercontent.com/mrc-ide/global-lmic-reports/master/AFG/projections.csv | 2020-12-14 | Reff | 0.87 | 0.92 | 0.94 | 0.94 | 0.96 | 1.02 | Relax Interventions 50% | Afghanistan | AFG | 2022-01-02 | v8 | TRUE
https://raw.githubusercontent.com/mrc-ide/global-lmic-reports/master/AFG/projections.csv | 2020-12-14 | infections | 4651.4 | 5048.32 | 5280.96 | 5329.3 | 5642.95 | 6303.54 | Surged Additional 50% Reduction | Afghanistan | AFG | 2022-01-02 | v8 | TRUE
https://raw.githubusercontent.com/mrc-ide/global-lmic-reports/master/AFG/projections.csv | 2020-12-14 | deaths | 11.8 | 12.48 | 12.71 | 12.79 | 13.03 | 14.26 | Surged Additional 50% Reduction | Afghanistan | AFG | 2022-01-02 | v8 | TRUE
https://raw.githubusercontent.com/mrc-ide/global-lmic-reports/master/AFG/projections.csv | 2020-12-14 | hospital_demand | 458.76 | 485.33 | 495.69 | 499.49 | 507.71 | 559.47 | Surged Additional 50% Reduction | Afghanistan | AFG | 2022-01-02 | v8 | TRUE
https://raw.githubusercontent.com/mrc-ide/global-lmic-reports/master/AFG/projections.csv | 2020-12-14 | ICU_demand | 177.38 | 187.48 | 191.4 | 192.49 | 196.22 | 214.64 | Surged Additional 50% Reduction | Afghanistan | AFG | 2022-01-02 | v8 | TRUE
https://raw.githubusercontent.com/mrc-ide/global-lmic-reports/master/AFG/projections.csv | 2020-12-14 | hospital_incidence | 47.08 | 50.28 | 51.11 | 51.75 | 52.67 | 58.39 | Surged Additional 50% Reduction | Afghanistan | AFG | 2022-01-02 | v8 | TRUE
https://raw.githubusercontent.com/mrc-ide/global-lmic-reports/master/AFG/projections.csv | 2020-12-14 | ICU_incidence | 13.46 | 14.37 | 14.61 | 14.79 | 15.06 | 16.69 | Surged Additional 50% Reduction | Afghanistan | AFG | 2022-01-02 | v8 | TRUE
https://raw.githubusercontent.com/mrc-ide/global-lmic-reports/master/AFG/projections.csv | 2020-12-14 | prevalence | 33614.88 | 36151.04 | 37169.72 | 37709.61 | 39024.56 | 43003.52 | Surged Additional 50% Reduction | Afghanistan | AFG | 2022-01-02 | v8 | TRUE
https://raw.githubusercontent.com/mrc-ide/global-lmic-reports/master/AFG/projections.csv | 2020-12-14 | cumulative_infections | 915099.58 | 952794.49 | 981646.94 | 979000.04 | 1005495.46 | 1049747.74 | Surged Additional 50% Reduction | Afghanistan | AFG | 2022-01-02 | v8 | TRUE
https://raw.githubusercontent.com/mrc-ide/global-lmic-reports/master/AFG/projections.csv | 2020-12-14 | cumulative_deaths | 1757.9 | 1828.27 | 1891.18 | 1884.12 | 1931.28 | 2018.22 | Surged Additional 50% Reduction | Afghanistan | AFG | 2022-01-02 | v8 | TRUE
https://raw.githubusercontent.com/mrc-ide/global-lmic-reports/master/AFG/projections.csv | 2020-12-14 | Rt | 0.9 | 0.94 | 0.96 | 0.96 | 0.98 | 1.01 | Surged Additional 50% Reduction | Afghanistan | AFG | 2022-01-02 | v8 | TRUE
https://raw.githubusercontent.com/mrc-ide/global-lmic-reports/master/AFG/projections.csv | 2020-12-14 | Reff | 0.88 | 0.91 | 0.93 | 0.94 | 0.95 | 0.99 | Surged Additional 50% Reduction | Afghanistan | AFG | 2022-01-02 | v8 | TRUE
https://raw.githubusercontent.com/mrc-ide/global-lmic-reports/master/AFG/projections.csv | 2020-12-14 | infections | 4651.4 | 5048.32 | 5280.96 | 5329.3 | 5642.95 | 6303.54 | Surged Maintain Status Quo | Afghanistan | AFG | 2022-01-02 | v8 | TRUE
https://raw.githubusercontent.com/mrc-ide/global-lmic-reports/master/AFG/projections.csv | 2020-12-14 | deaths | 11.8 | 12.48 | 12.71 | 12.79 | 13.03 | 14.26 | Surged Maintain Status Quo | Afghanistan | AFG | 2022-01-02 | v8 | TRUE
https://raw.githubusercontent.com/mrc-ide/global-lmic-reports/master/AFG/projections.csv | 2020-12-14 | hospital_demand | 458.76 | 485.33 | 495.69 | 499.49 | 507.71 | 559.47 | Surged Maintain Status Quo | Afghanistan | AFG | 2022-01-02 | v8 | TRUE
https://raw.githubusercontent.com/mrc-ide/global-lmic-reports/master/AFG/projections.csv | 2020-12-14 | ICU_demand | 177.38 | 187.48 | 191.4 | 192.49 | 196.22 | 214.64 | Surged Maintain Status Quo | Afghanistan | AFG | 2022-01-02 | v8 | TRUE
https://raw.githubusercontent.com/mrc-ide/global-lmic-reports/master/AFG/projections.csv | 2020-12-14 | hospital_incidence | 47.08 | 50.28 | 51.11 | 51.75 | 52.67 | 58.39 | Surged Maintain Status Quo | Afghanistan | AFG | 2022-01-02 | v8 | TRUE
https://raw.githubusercontent.com/mrc-ide/global-lmic-reports/master/AFG/projections.csv | 2020-12-14 | ICU_incidence | 13.46 | 14.37 | 14.61 | 14.79 | 15.06 | 16.69 | Surged Maintain Status Quo | Afghanistan | AFG | 2022-01-02 | v8 | TRUE
https://raw.githubusercontent.com/mrc-ide/global-lmic-reports/master/AFG/projections.csv | 2020-12-14 | prevalence | 33614.88 | 36151.04 | 37169.72 | 37709.61 | 39024.56 | 43003.52 | Surged Maintain Status Quo | Afghanistan | AFG | 2022-01-02 | v8 | TRUE
https://raw.githubusercontent.com/mrc-ide/global-lmic-reports/master/AFG/projections.csv | 2020-12-14 | cumulative_infections | 915099.58 | 952794.49 | 981646.94 | 979000.04 | 1005495.46 | 1049747.74 | Surged Maintain Status Quo | Afghanistan | AFG | 2022-01-02 | v8 | TRUE
https://raw.githubusercontent.com/mrc-ide/global-lmic-reports/master/AFG/projections.csv | 2020-12-14 | cumulative_deaths | 1757.9 | 1828.27 | 1891.18 | 1884.12 | 1931.28 | 2018.22 | Surged Maintain Status Quo | Afghanistan | AFG | 2022-01-02 | v8 | TRUE
https://raw.githubusercontent.com/mrc-ide/global-lmic-reports/master/AFG/projections.csv | 2020-12-14 | Rt | 0.9 | 0.94 | 0.96 | 0.96 | 0.98 | 1.01 | Surged Maintain Status Quo | Afghanistan | AFG | 2022-01-02 | v8 | TRUE
https://raw.githubusercontent.com/mrc-ide/global-lmic-reports/master/AFG/projections.csv | 2020-12-14 | Reff | 0.88 | 0.91 | 0.93 | 0.94 | 0.95 | 0.99 | Surged Maintain Status Quo | Afghanistan | AFG | 2022-01-02 | v8 | TRUE
https://raw.githubusercontent.com/mrc-ide/global-lmic-reports/master/AFG/projections.csv | 2020-12-14 | infections | 4651.4 | 5048.32 | 5280.96 | 5329.3 | 5642.95 | 6303.54 | Surged Optimistic | Afghanistan | AFG | 2022-01-02 | v8 | TRUE
https://raw.githubusercontent.com/mrc-ide/global-lmic-reports/master/AFG/projections.csv | 2020-12-14 | deaths | 11.8 | 12.48 | 12.71 | 12.79 | 13.03 | 14.26 | Surged Optimistic | Afghanistan | AFG | 2022-01-02 | v8 | TRUE
https://raw.githubusercontent.com/mrc-ide/global-lmic-reports/master/AFG/projections.csv | 2020-12-14 | hospital_demand | 458.76 | 485.33 | 495.69 | 499.49 | 507.71 | 559.47 | Surged Optimistic | Afghanistan | AFG | 2022-01-02 | v8 | TRUE
https://raw.githubusercontent.com/mrc-ide/global-lmic-reports/master/AFG/projections.csv | 2020-12-14 | ICU_demand | 177.38 | 187.48 | 191.4 | 192.49 | 196.22 | 214.64 | Surged Optimistic | Afghanistan | AFG | 2022-01-02 | v8 | TRUE
https://raw.githubusercontent.com/mrc-ide/global-lmic-reports/master/AFG/projections.csv | 2020-12-14 | hospital_incidence | 47.08 | 50.28 | 51.11 | 51.75 | 52.67 | 58.39 | Surged Optimistic | Afghanistan | AFG | 2022-01-02 | v8 | TRUE
https://raw.githubusercontent.com/mrc-ide/global-lmic-reports/master/AFG/projections.csv | 2020-12-14 | ICU_incidence | 13.46 | 14.37 | 14.61 | 14.79 | 15.06 | 16.69 | Surged Optimistic | Afghanistan | AFG | 2022-01-02 | v8 | TRUE
https://raw.githubusercontent.com/mrc-ide/global-lmic-reports/master/AFG/projections.csv | 2020-12-14 | prevalence | 33614.88 | 36151.04 | 37169.72 | 37709.61 | 39024.56 | 43003.52 | Surged Optimistic | Afghanistan | AFG | 2022-01-02 | v8 | TRUE
https://raw.githubusercontent.com/mrc-ide/global-lmic-reports/master/AFG/projections.csv | 2020-12-14 | cumulative_infections | 915099.58 | 952794.49 | 981646.94 | 979000.04 | 1005495.46 | 1049747.74 | Surged Optimistic | Afghanistan | AFG | 2022-01-02 | v8 | TRUE
https://raw.githubusercontent.com/mrc-ide/global-lmic-reports/master/AFG/projections.csv | 2020-12-14 | cumulative_deaths | 1757.9 | 1828.27 | 1891.18 | 1884.12 | 1931.28 | 2018.22 | Surged Optimistic | Afghanistan | AFG | 2022-01-02 | v8 | TRUE
https://raw.githubusercontent.com/mrc-ide/global-lmic-reports/master/AFG/projections.csv | 2020-12-14 | Rt | 0.9 | 0.94 | 0.96 | 0.96 | 0.98 | 1.01 | Surged Optimistic | Afghanistan | AFG | 2022-01-02 | v8 | TRUE
https://raw.githubusercontent.com/mrc-ide/global-lmic-reports/master/AFG/projections.csv | 2020-12-14 | Reff | 0.88 | 0.91 | 0.93 | 0.94 | 0.95 | 0.99 | Surged Optimistic | Afghanistan | AFG | 2022-01-02 | v8 | TRUE
https://raw.githubusercontent.com/mrc-ide/global-lmic-reports/master/AFG/projections.csv | 2020-12-14 | infections | 4651.4 | 5048.32 | 5280.96 | 5329.3 | 5642.95 | 6303.54 | Surged Pessimistic | Afghanistan | AFG | 2022-01-02 | v8 | TRUE
https://raw.githubusercontent.com/mrc-ide/global-lmic-reports/master/AFG/projections.csv | 2020-12-14 | deaths | 11.8 | 12.48 | 12.71 | 12.79 | 13.03 | 14.26 | Surged Pessimistic | Afghanistan | AFG | 2022-01-02 | v8 | TRUE
https://raw.githubusercontent.com/mrc-ide/global-lmic-reports/master/AFG/projections.csv | 2020-12-14 | hospital_demand | 458.76 | 485.33 | 495.69 | 499.49 | 507.71 | 559.47 | Surged Pessimistic | Afghanistan | AFG | 2022-01-02 | v8 | TRUE
https://raw.githubusercontent.com/mrc-ide/global-lmic-reports/master/AFG/projections.csv | 2020-12-14 | ICU_demand | 177.38 | 187.48 | 191.4 | 192.49 | 196.22 | 214.64 | Surged Pessimistic | Afghanistan | AFG | 2022-01-02 | v8 | TRUE
https://raw.githubusercontent.com/mrc-ide/global-lmic-reports/master/AFG/projections.csv | 2020-12-14 | hospital_incidence | 47.08 | 50.28 | 51.11 | 51.75 | 52.67 | 58.39 | Surged Pessimistic | Afghanistan | AFG | 2022-01-02 | v8 | TRUE
https://raw.githubusercontent.com/mrc-ide/global-lmic-reports/master/AFG/projections.csv | 2020-12-14 | ICU_incidence | 13.46 | 14.37 | 14.61 | 14.79 | 15.06 | 16.69 | Surged Pessimistic | Afghanistan | AFG | 2022-01-02 | v8 | TRUE
https://raw.githubusercontent.com/mrc-ide/global-lmic-reports/master/AFG/projections.csv | 2020-12-14 | prevalence | 33614.88 | 36151.04 | 37169.72 | 37709.61 | 39024.56 | 43003.52 | Surged Pessimistic | Afghanistan | AFG | 2022-01-02 | v8 | TRUE
https://raw.githubusercontent.com/mrc-ide/global-lmic-reports/master/AFG/projections.csv | 2020-12-14 | cumulative_infections | 915099.58 | 952794.49 | 981646.94 | 979000.04 | 1005495.46 | 1049747.74 | Surged Pessimistic | Afghanistan | AFG | 2022-01-02 | v8 | TRUE
https://raw.githubusercontent.com/mrc-ide/global-lmic-reports/master/AFG/projections.csv | 2020-12-14 | cumulative_deaths | 1757.9 | 1828.27 | 1891.18 | 1884.12 | 1931.28 | 2018.22 | Surged Pessimistic | Afghanistan | AFG | 2022-01-02 | v8 | TRUE
https://raw.githubusercontent.com/mrc-ide/global-lmic-reports/master/AFG/projections.csv | 2020-12-14 | Rt | 0.9 | 0.94 | 0.96 | 0.96 | 0.98 | 1.01 | Surged Pessimistic | Afghanistan | AFG | 2022-01-02 | v8 | TRUE
https://raw.githubusercontent.com/mrc-ide/global-lmic-reports/master/AFG/projections.csv | 2020-12-14 | Reff | 0.88 | 0.91 | 0.93 | 0.94 | 0.95 | 0.99 | Surged Pessimistic | Afghanistan | AFG | 2022-01-02 | v8 | TRUE
https://raw.githubusercontent.com/mrc-ide/global-lmic-reports/master/AFG/projections.csv | 2020-12-14 | infections | 4651.4 | 5048.32 | 5280.96 | 5329.3 | 5642.95 | 6303.54 | Surged Relax Interventions 50% | Afghanistan | AFG | 2022-01-02 | v8 | TRUE
https://raw.githubusercontent.com/mrc-ide/global-lmic-reports/master/AFG/projections.csv | 2020-12-14 | deaths | 11.8 | 12.48 | 12.71 | 12.79 | 13.03 | 14.26 | Surged Relax Interventions 50% | Afghanistan | AFG | 2022-01-02 | v8 | TRUE
https://raw.githubusercontent.com/mrc-ide/global-lmic-reports/master/AFG/projections.csv | 2020-12-14 | hospital_demand | 458.76 | 485.33 | 495.69 | 499.49 | 507.71 | 559.47 | Surged Relax Interventions 50% | Afghanistan | AFG | 2022-01-02 | v8 | TRUE
https://raw.githubusercontent.com/mrc-ide/global-lmic-reports/master/AFG/projections.csv | 2020-12-14 | ICU_demand | 177.38 | 187.48 | 191.4 | 192.49 | 196.22 | 214.64 | Surged Relax Interventions 50% | Afghanistan | AFG | 2022-01-02 | v8 | TRUE
https://raw.githubusercontent.com/mrc-ide/global-lmic-reports/master/AFG/projections.csv | 2020-12-14 | hospital_incidence | 47.08 | 50.28 | 51.11 | 51.75 | 52.67 | 58.39 | Surged Relax Interventions 50% | Afghanistan | AFG | 2022-01-02 | v8 | TRUE
https://raw.githubusercontent.com/mrc-ide/global-lmic-reports/master/AFG/projections.csv | 2020-12-14 | ICU_incidence | 13.46 | 14.37 | 14.61 | 14.79 | 15.06 | 16.69 | Surged Relax Interventions 50% | Afghanistan | AFG | 2022-01-02 | v8 | TRUE
https://raw.githubusercontent.com/mrc-ide/global-lmic-reports/master/AFG/projections.csv | 2020-12-14 | prevalence | 33614.88 | 36151.04 | 37169.72 | 37709.61 | 39024.56 | 43003.52 | Surged Relax Interventions 50% | Afghanistan | AFG | 2022-01-02 | v8 | TRUE
https://raw.githubusercontent.com/mrc-ide/global-lmic-reports/master/AFG/projections.csv | 2020-12-14 | cumulative_infections | 915099.58 | 952794.49 | 981646.94 | 979000.04 | 1005495.46 | 1049747.74 | Surged Relax Interventions 50% | Afghanistan | AFG | 2022-01-02 | v8 | TRUE
https://raw.githubusercontent.com/mrc-ide/global-lmic-reports/master/AFG/projections.csv | 2020-12-14 | cumulative_deaths | 1757.9 | 1828.27 | 1891.18 | 1884.12 | 1931.28 | 2018.22 | Surged Relax Interventions 50% | Afghanistan | AFG | 2022-01-02 | v8 | TRUE
https://raw.githubusercontent.com/mrc-ide/global-lmic-reports/master/AFG/projections.csv | 2020-12-14 | Rt | 0.9 | 0.94 | 0.96 | 0.96 | 0.98 | 1.01 | Surged Relax Interventions 50% | Afghanistan | AFG | 2022-01-02 | v8 | TRUE
https://raw.githubusercontent.com/mrc-ide/global-lmic-reports/master/AFG/projections.csv | 2020-12-14 | Reff | 0.88 | 0.91 | 0.93 | 0.94 | 0.95 | 0.99 | Surged Relax Interventions 50% | Afghanistan | AFG | 2022-01-02 | v8 | TRUE
https://raw.githubusercontent.com/mrc-ide/global-lmic-reports/master/AFG/projections.csv | 2020-12-15 | infections | 4640.74 | 5047.96 | 5361.65 | 5408.57 | 5678.43 | 6401.06 | Additional 50% Reduction | Afghanistan | AFG | 2022-01-02 | v8 | TRUE
https://raw.githubusercontent.com/mrc-ide/global-lmic-reports/master/AFG/projections.csv | 2020-12-15 | deaths | 11.96 | 12.53 | 12.88 | 12.98 | 13.23 | 14.71 | Additional 50% Reduction | Afghanistan | AFG | 2022-01-02 | v8 | TRUE
https://raw.githubusercontent.com/mrc-ide/global-lmic-reports/master/AFG/projections.csv | 2020-12-15 | hospital_demand | 465.99 | 488.17 | 501.23 | 505.17 | 516.65 | 570.41 | Additional 50% Reduction | Afghanistan | AFG | 2022-01-02 | v8 | TRUE
https://raw.githubusercontent.com/mrc-ide/global-lmic-reports/master/AFG/projections.csv | 2020-12-15 | ICU_demand | 180.05 | 188.72 | 193.71 | 195.11 | 199.09 | 221.12 | Additional 50% Reduction | Afghanistan | AFG | 2022-01-02 | v8 | TRUE
https://raw.githubusercontent.com/mrc-ide/global-lmic-reports/master/AFG/projections.csv | 2020-12-15 | hospital_incidence | 47.53 | 50.66 | 51.72 | 52.07 | 52.87 | 59.02 | Additional 50% Reduction | Afghanistan | AFG | 2022-01-02 | v8 | TRUE
https://raw.githubusercontent.com/mrc-ide/global-lmic-reports/master/AFG/projections.csv | 2020-12-15 | ICU_incidence | 13.59 | 14.48 | 14.79 | 14.89 | 15.11 | 16.87 | Additional 50% Reduction | Afghanistan | AFG | 2022-01-02 | v8 | TRUE
https://raw.githubusercontent.com/mrc-ide/global-lmic-reports/master/AFG/projections.csv | 2020-12-15 | prevalence | 33888.76 | 36341.17 | 37880.23 | 38185.41 | 39453.59 | 44093.5 | Additional 50% Reduction | Afghanistan | AFG | 2022-01-02 | v8 | TRUE
https://raw.githubusercontent.com/mrc-ide/global-lmic-reports/master/AFG/projections.csv | 2020-12-15 | cumulative_infections | 918284.74 | 961557.95 | 984880.67 | 993511.96 | 1008611.2 | 1107006.28 | Additional 50% Reduction | Afghanistan | AFG | 2022-01-02 | v8 | TRUE
https://raw.githubusercontent.com/mrc-ide/global-lmic-reports/master/AFG/projections.csv | 2020-12-15 | cumulative_deaths | 1758.78 | 1863.16 | 1911.53 | 1926.56 | 1973.72 | 2163.02 | Additional 50% Reduction | Afghanistan | AFG | 2022-01-02 | v8 | TRUE
https://raw.githubusercontent.com/mrc-ide/global-lmic-reports/master/AFG/projections.csv | 2020-12-15 | Rt | 0.89 | 0.93 | 0.96 | 0.96 | 0.98 | 1.03 | Additional 50% Reduction | Afghanistan | AFG | 2022-01-02 | v8 | TRUE
https://raw.githubusercontent.com/mrc-ide/global-lmic-reports/master/AFG/projections.csv | 2020-12-15 | Reff | 0.86 | 0.91 | 0.93 | 0.93 | 0.95 | 1.01 | Additional 50% Reduction | Afghanistan | AFG | 2022-01-02 | v8 | TRUE
https://raw.githubusercontent.com/mrc-ide/global-lmic-reports/master/AFG/projections.csv | 2020-12-15 | infections | 4640.74 | 5047.96 | 5361.65 | 5408.57 | 5678.43 | 6401.06 | Maintain Status Quo | Afghanistan | AFG | 2022-01-02 | v8 | TRUE
https://raw.githubusercontent.com/mrc-ide/global-lmic-reports/master/AFG/projections.csv | 2020-12-15 | deaths | 11.96 | 12.53 | 12.88 | 12.98 | 13.23 | 14.71 | Maintain Status Quo | Afghanistan | AFG | 2022-01-02 | v8 | TRUE
https://raw.githubusercontent.com/mrc-ide/global-lmic-reports/master/AFG/projections.csv | 2020-12-15 | hospital_demand | 465.99 | 488.17 | 501.23 | 505.17 | 516.65 | 570.41 | Maintain Status Quo | Afghanistan | AFG | 2022-01-02 | v8 | TRUE
https://raw.githubusercontent.com/mrc-ide/global-lmic-reports/master/AFG/projections.csv | 2020-12-15 | ICU_demand | 180.05 | 188.72 | 193.71 | 195.11 | 199.09 | 221.12 | Maintain Status Quo | Afghanistan | AFG | 2022-01-02 | v8 | TRUE
https://raw.githubusercontent.com/mrc-ide/global-lmic-reports/master/AFG/projections.csv | 2020-12-15 | hospital_incidence | 47.53 | 50.66 | 51.72 | 52.07 | 52.87 | 59.02 | Maintain Status Quo | Afghanistan | AFG | 2022-01-02 | v8 | TRUE
https://raw.githubusercontent.com/mrc-ide/global-lmic-reports/master/AFG/projections.csv | 2020-12-15 | ICU_incidence | 13.59 | 14.48 | 14.79 | 14.89 | 15.11 | 16.87 | Maintain Status Quo | Afghanistan | AFG | 2022-01-02 | v8 | TRUE
https://raw.githubusercontent.com/mrc-ide/global-lmic-reports/master/AFG/projections.csv | 2020-12-15 | prevalence | 33888.76 | 36341.17 | 37880.23 | 38185.41 | 39453.59 | 44093.5 | Maintain Status Quo | Afghanistan | AFG | 2022-01-02 | v8 | TRUE
https://raw.githubusercontent.com/mrc-ide/global-lmic-reports/master/AFG/projections.csv | 2020-12-15 | cumulative_infections | 918284.74 | 961557.95 | 984880.67 | 993511.96 | 1008611.2 | 1107006.28 | Maintain Status Quo | Afghanistan | AFG | 2022-01-02 | v8 | TRUE
https://raw.githubusercontent.com/mrc-ide/global-lmic-reports/master/AFG/projections.csv | 2020-12-15 | cumulative_deaths | 1758.78 | 1863.16 | 1911.53 | 1926.56 | 1973.72 | 2163.02 | Maintain Status Quo | Afghanistan | AFG | 2022-01-02 | v8 | TRUE
https://raw.githubusercontent.com/mrc-ide/global-lmic-reports/master/AFG/projections.csv | 2020-12-15 | Rt | 0.89 | 0.93 | 0.96 | 0.96 | 0.98 | 1.03 | Maintain Status Quo | Afghanistan | AFG | 2022-01-02 | v8 | TRUE
https://raw.githubusercontent.com/mrc-ide/global-lmic-reports/master/AFG/projections.csv | 2020-12-15 | Reff | 0.86 | 0.91 | 0.93 | 0.93 | 0.95 | 1.01 | Maintain Status Quo | Afghanistan | AFG | 2022-01-02 | v8 | TRUE
https://raw.githubusercontent.com/mrc-ide/global-lmic-reports/master/AFG/projections.csv | 2020-12-15 | infections | 4640.74 | 5047.96 | 5361.65 | 5408.57 | 5678.43 | 6401.06 | Optimistic | Afghanistan | AFG | 2022-01-02 | v8 | TRUE
https://raw.githubusercontent.com/mrc-ide/global-lmic-reports/master/AFG/projections.csv | 2020-12-15 | deaths | 11.96 | 12.53 | 12.88 | 12.98 | 13.23 | 14.71 | Optimistic | Afghanistan | AFG | 2022-01-02 | v8 | TRUE
https://raw.githubusercontent.com/mrc-ide/global-lmic-reports/master/AFG/projections.csv | 2020-12-15 | hospital_demand | 465.99 | 488.17 | 501.23 | 505.17 | 516.65 | 570.41 | Optimistic | Afghanistan | AFG | 2022-01-02 | v8 | TRUE
https://raw.githubusercontent.com/mrc-ide/global-lmic-reports/master/AFG/projections.csv | 2020-12-15 | ICU_demand | 180.05 | 188.72 | 193.71 | 195.11 | 199.09 | 221.12 | Optimistic | Afghanistan | AFG | 2022-01-02 | v8 | TRUE
https://raw.githubusercontent.com/mrc-ide/global-lmic-reports/master/AFG/projections.csv | 2020-12-15 | hospital_incidence | 47.53 | 50.66 | 51.72 | 52.07 | 52.87 | 59.02 | Optimistic | Afghanistan | AFG | 2022-01-02 | v8 | TRUE
https://raw.githubusercontent.com/mrc-ide/global-lmic-reports/master/AFG/projections.csv | 2020-12-15 | ICU_incidence | 13.59 | 14.48 | 14.79 | 14.89 | 15.11 | 16.87 | Optimistic | Afghanistan | AFG | 2022-01-02 | v8 | TRUE
https://raw.githubusercontent.com/mrc-ide/global-lmic-reports/master/AFG/projections.csv | 2020-12-15 | prevalence | 33888.76 | 36341.17 | 37880.23 | 38185.41 | 39453.59 | 44093.5 | Optimistic | Afghanistan | AFG | 2022-01-02 | v8 | TRUE
https://raw.githubusercontent.com/mrc-ide/global-lmic-reports/master/AFG/projections.csv | 2020-12-15 | cumulative_infections | 918284.74 | 961557.95 | 984880.67 | 993511.96 | 1008611.2 | 1107006.28 | Optimistic | Afghanistan | AFG | 2022-01-02 | v8 | TRUE
https://raw.githubusercontent.com/mrc-ide/global-lmic-reports/master/AFG/projections.csv | 2020-12-15 | cumulative_deaths | 1758.78 | 1863.16 | 1911.53 | 1926.56 | 1973.72 | 2163.02 | Optimistic | Afghanistan | AFG | 2022-01-02 | v8 | TRUE
https://raw.githubusercontent.com/mrc-ide/global-lmic-reports/master/AFG/projections.csv | 2020-12-15 | Rt | 0.89 | 0.93 | 0.96 | 0.96 | 0.98 | 1.03 | Optimistic | Afghanistan | AFG | 2022-01-02 | v8 | TRUE
https://raw.githubusercontent.com/mrc-ide/global-lmic-reports/master/AFG/projections.csv | 2020-12-15 | Reff | 0.86 | 0.91 | 0.93 | 0.93 | 0.95 | 1.01 | Optimistic | Afghanistan | AFG | 2022-01-02 | v8 | TRUE
https://raw.githubusercontent.com/mrc-ide/global-lmic-reports/master/AFG/projections.csv | 2020-12-15 | infections | 4640.74 | 5047.96 | 5361.65 | 5408.57 | 5678.43 | 6401.06 | Pessimistic | Afghanistan | AFG | 2022-01-02 | v8 | TRUE
https://raw.githubusercontent.com/mrc-ide/global-lmic-reports/master/AFG/projections.csv | 2020-12-15 | deaths | 11.96 | 12.53 | 12.88 | 12.98 | 13.23 | 14.71 | Pessimistic | Afghanistan | AFG | 2022-01-02 | v8 | TRUE
https://raw.githubusercontent.com/mrc-ide/global-lmic-reports/master/AFG/projections.csv | 2020-12-15 | hospital_demand | 465.99 | 488.17 | 501.23 | 505.17 | 516.65 | 570.41 | Pessimistic | Afghanistan | AFG | 2022-01-02 | v8 | TRUE
https://raw.githubusercontent.com/mrc-ide/global-lmic-reports/master/AFG/projections.csv | 2020-12-15 | ICU_demand | 180.05 | 188.72 | 193.71 | 195.11 | 199.09 | 221.12 | Pessimistic | Afghanistan | AFG | 2022-01-02 | v8 | TRUE
https://raw.githubusercontent.com/mrc-ide/global-lmic-reports/master/AFG/projections.csv | 2020-12-15 | hospital_incidence | 47.53 | 50.66 | 51.72 | 52.07 | 52.87 | 59.02 | Pessimistic | Afghanistan | AFG | 2022-01-02 | v8 | TRUE
https://raw.githubusercontent.com/mrc-ide/global-lmic-reports/master/AFG/projections.csv | 2020-12-15 | ICU_incidence | 13.59 | 14.48 | 14.79 | 14.89 | 15.11 | 16.87 | Pessimistic | Afghanistan | AFG | 2022-01-02 | v8 | TRUE
https://raw.githubusercontent.com/mrc-ide/global-lmic-reports/master/AFG/projections.csv | 2020-12-15 | prevalence | 33888.76 | 36341.17 | 37880.23 | 38185.41 | 39453.59 | 44093.5 | Pessimistic | Afghanistan | AFG | 2022-01-02 | v8 | TRUE
https://raw.githubusercontent.com/mrc-ide/global-lmic-reports/master/AFG/projections.csv | 2020-12-15 | cumulative_infections | 918284.74 | 961557.95 | 984880.67 | 993511.96 | 1008611.2 | 1107006.28 | Pessimistic | Afghanistan | AFG | 2022-01-02 | v8 | TRUE
https://raw.githubusercontent.com/mrc-ide/global-lmic-reports/master/AFG/projections.csv | 2020-12-15 | cumulative_deaths | 1758.78 | 1863.16 | 1911.53 | 1926.56 | 1973.72 | 2163.02 | Pessimistic | Afghanistan | AFG | 2022-01-02 | v8 | TRUE
https://raw.githubusercontent.com/mrc-ide/global-lmic-reports/master/AFG/projections.csv | 2020-12-15 | Rt | 0.89 | 0.93 | 0.96 | 0.96 | 0.98 | 1.03 | Pessimistic | Afghanistan | AFG | 2022-01-02 | v8 | TRUE
https://raw.githubusercontent.com/mrc-ide/global-lmic-reports/master/AFG/projections.csv | 2020-12-15 | Reff | 0.86 | 0.91 | 0.93 | 0.93 | 0.95 | 1.01 | Pessimistic | Afghanistan | AFG | 2022-01-02 | v8 | TRUE
https://raw.githubusercontent.com/mrc-ide/global-lmic-reports/master/AFG/projections.csv | 2020-12-15 | infections | 4640.74 | 5047.96 | 5361.65 | 5408.57 | 5678.43 | 6401.06 | Relax Interventions 50% | Afghanistan | AFG | 2022-01-02 | v8 | TRUE
https://raw.githubusercontent.com/mrc-ide/global-lmic-reports/master/AFG/projections.csv | 2020-12-15 | deaths | 11.96 | 12.53 | 12.88 | 12.98 | 13.23 | 14.71 | Relax Interventions 50% | Afghanistan | AFG | 2022-01-02 | v8 | TRUE
https://raw.githubusercontent.com/mrc-ide/global-lmic-reports/master/AFG/projections.csv | 2020-12-15 | hospital_demand | 465.99 | 488.17 | 501.23 | 505.17 | 516.65 | 570.41 | Relax Interventions 50% | Afghanistan | AFG | 2022-01-02 | v8 | TRUE
https://raw.githubusercontent.com/mrc-ide/global-lmic-reports/master/AFG/projections.csv | 2020-12-15 | ICU_demand | 180.05 | 188.72 | 193.71 | 195.11 | 199.09 | 221.12 | Relax Interventions 50% | Afghanistan | AFG | 2022-01-02 | v8 | TRUE
https://raw.githubusercontent.com/mrc-ide/global-lmic-reports/master/AFG/projections.csv | 2020-12-15 | hospital_incidence | 47.53 | 50.66 | 51.72 | 52.07 | 52.87 | 59.02 | Relax Interventions 50% | Afghanistan | AFG | 2022-01-02 | v8 | TRUE
https://raw.githubusercontent.com/mrc-ide/global-lmic-reports/master/AFG/projections.csv | 2020-12-15 | ICU_incidence | 13.59 | 14.48 | 14.79 | 14.89 | 15.11 | 16.87 | Relax Interventions 50% | Afghanistan | AFG | 2022-01-02 | v8 | TRUE
https://raw.githubusercontent.com/mrc-ide/global-lmic-reports/master/AFG/projections.csv | 2020-12-15 | prevalence | 33888.76 | 36341.17 | 37880.23 | 38185.41 | 39453.59 | 44093.5 | Relax Interventions 50% | Afghanistan | AFG | 2022-01-02 | v8 | TRUE
https://raw.githubusercontent.com/mrc-ide/global-lmic-reports/master/AFG/projections.csv | 2020-12-15 | cumulative_infections | 918284.74 | 961557.95 | 984880.67 | 993511.96 | 1008611.2 | 1107006.28 | Relax Interventions 50% | Afghanistan | AFG | 2022-01-02 | v8 | TRUE
https://raw.githubusercontent.com/mrc-ide/global-lmic-reports/master/AFG/projections.csv | 2020-12-15 | cumulative_deaths | 1758.78 | 1863.16 | 1911.53 | 1926.56 | 1973.72 | 2163.02 | Relax Interventions 50% | Afghanistan | AFG | 2022-01-02 | v8 | TRUE
https://raw.githubusercontent.com/mrc-ide/global-lmic-reports/master/AFG/projections.csv | 2020-12-15 | Rt | 0.89 | 0.93 | 0.96 | 0.96 | 0.98 | 1.03 | Relax Interventions 50% | Afghanistan | AFG | 2022-01-02 | v8 | TRUE
https://raw.githubusercontent.com/mrc-ide/global-lmic-reports/master/AFG/projections.csv | 2020-12-15 | Reff | 0.86 | 0.91 | 0.93 | 0.93 | 0.95 | 1.01 | Relax Interventions 50% | Afghanistan | AFG | 2022-01-02 | v8 | TRUE
https://raw.githubusercontent.com/mrc-ide/global-lmic-reports/master/AFG/projections.csv | 2020-12-15 | infections | 4570.76 | 4993.56 | 5227.52 | 5266.22 | 5603.95 | 6261.61 | Surged Additional 50% Reduction | Afghanistan | AFG | 2022-01-02 | v8 | TRUE
https://raw.githubusercontent.com/mrc-ide/global-lmic-reports/master/AFG/projections.csv | 2020-12-15 | deaths | 11.81 | 12.49 | 12.73 | 12.81 | 13.05 | 14.3 | Surged Additional 50% Reduction | Afghanistan | AFG | 2022-01-02 | v8 | TRUE
https://raw.githubusercontent.com/mrc-ide/global-lmic-reports/master/AFG/projections.csv | 2020-12-15 | hospital_demand | 457.19 | 483.58 | 493.76 | 497.98 | 506.39 | 558.09 | Surged Additional 50% Reduction | Afghanistan | AFG | 2022-01-02 | v8 | TRUE
https://raw.githubusercontent.com/mrc-ide/global-lmic-reports/master/AFG/projections.csv | 2020-12-15 | ICU_demand | 177.27 | 187.12 | 191.17 | 192.49 | 195.99 | 214.83 | Surged Additional 50% Reduction | Afghanistan | AFG | 2022-01-02 | v8 | TRUE
https://raw.githubusercontent.com/mrc-ide/global-lmic-reports/master/AFG/projections.csv | 2020-12-15 | hospital_incidence | 46.31 | 49.61 | 50.57 | 51.13 | 52.15 | 57.9 | Surged Additional 50% Reduction | Afghanistan | AFG | 2022-01-02 | v8 | TRUE
https://raw.githubusercontent.com/mrc-ide/global-lmic-reports/master/AFG/projections.csv | 2020-12-15 | ICU_incidence | 13.24 | 14.18 | 14.46 | 14.62 | 14.91 | 16.55 | Surged Additional 50% Reduction | Afghanistan | AFG | 2022-01-02 | v8 | TRUE
https://raw.githubusercontent.com/mrc-ide/global-lmic-reports/master/AFG/projections.csv | 2020-12-15 | prevalence | 33154.42 | 35789.2 | 36873.07 | 37350.88 | 38919.25 | 42949.38 | Surged Additional 50% Reduction | Afghanistan | AFG | 2022-01-02 | v8 | TRUE
https://raw.githubusercontent.com/mrc-ide/global-lmic-reports/master/AFG/projections.csv | 2020-12-15 | cumulative_infections | 919772.07 | 958236.21 | 987081.88 | 984266.25 | 1010786.69 | 1056005.77 | Surged Additional 50% Reduction | Afghanistan | AFG | 2022-01-02 | v8 | TRUE
https://raw.githubusercontent.com/mrc-ide/global-lmic-reports/master/AFG/projections.csv | 2020-12-15 | cumulative_deaths | 1770.14 | 1840.82 | 1903.69 | 1896.93 | 1944.1 | 2031.84 | Surged Additional 50% Reduction | Afghanistan | AFG | 2022-01-02 | v8 | TRUE
https://raw.githubusercontent.com/mrc-ide/global-lmic-reports/master/AFG/projections.csv | 2020-12-15 | Rt | 0.9 | 0.93 | 0.95 | 0.95 | 0.97 | 1.01 | Surged Additional 50% Reduction | Afghanistan | AFG | 2022-01-02 | v8 | TRUE
https://raw.githubusercontent.com/mrc-ide/global-lmic-reports/master/AFG/projections.csv | 2020-12-15 | Reff | 0.88 | 0.91 | 0.93 | 0.93 | 0.94 | 0.98 | Surged Additional 50% Reduction | Afghanistan | AFG | 2022-01-02 | v8 | TRUE
https://raw.githubusercontent.com/mrc-ide/global-lmic-reports/master/AFG/projections.csv | 2020-12-15 | infections | 4570.76 | 4993.56 | 5227.52 | 5266.22 | 5603.95 | 6261.61 | Surged Maintain Status Quo | Afghanistan | AFG | 2022-01-02 | v8 | TRUE
https://raw.githubusercontent.com/mrc-ide/global-lmic-reports/master/AFG/projections.csv | 2020-12-15 | deaths | 11.81 | 12.49 | 12.73 | 12.81 | 13.05 | 14.3 | Surged Maintain Status Quo | Afghanistan | AFG | 2022-01-02 | v8 | TRUE
https://raw.githubusercontent.com/mrc-ide/global-lmic-reports/master/AFG/projections.csv | 2020-12-15 | hospital_demand | 457.19 | 483.58 | 493.76 | 497.98 | 506.39 | 558.09 | Surged Maintain Status Quo | Afghanistan | AFG | 2022-01-02 | v8 | TRUE
https://raw.githubusercontent.com/mrc-ide/global-lmic-reports/master/AFG/projections.csv | 2020-12-15 | ICU_demand | 177.27 | 187.12 | 191.17 | 192.49 | 195.99 | 214.83 | Surged Maintain Status Quo | Afghanistan | AFG | 2022-01-02 | v8 | TRUE
https://raw.githubusercontent.com/mrc-ide/global-lmic-reports/master/AFG/projections.csv | 2020-12-15 | hospital_incidence | 46.31 | 49.61 | 50.57 | 51.13 | 52.15 | 57.9 | Surged Maintain Status Quo | Afghanistan | AFG | 2022-01-02 | v8 | TRUE
https://raw.githubusercontent.com/mrc-ide/global-lmic-reports/master/AFG/projections.csv | 2020-12-15 | ICU_incidence | 13.24 | 14.18 | 14.46 | 14.62 | 14.91 | 16.55 | Surged Maintain Status Quo | Afghanistan | AFG | 2022-01-02 | v8 | TRUE
https://raw.githubusercontent.com/mrc-ide/global-lmic-reports/master/AFG/projections.csv | 2020-12-15 | prevalence | 33154.42 | 35789.2 | 36873.07 | 37350.88 | 38919.25 | 42949.38 | Surged Maintain Status Quo | Afghanistan | AFG | 2022-01-02 | v8 | TRUE
https://raw.githubusercontent.com/mrc-ide/global-lmic-reports/master/AFG/projections.csv | 2020-12-15 | cumulative_infections | 919772.07 | 958236.21 | 987081.88 | 984266.25 | 1010786.69 | 1056005.77 | Surged Maintain Status Quo | Afghanistan | AFG | 2022-01-02 | v8 | TRUE
https://raw.githubusercontent.com/mrc-ide/global-lmic-reports/master/AFG/projections.csv | 2020-12-15 | cumulative_deaths | 1770.14 | 1840.82 | 1903.69 | 1896.93 | 1944.1 | 2031.84 | Surged Maintain Status Quo | Afghanistan | AFG | 2022-01-02 | v8 | TRUE
https://raw.githubusercontent.com/mrc-ide/global-lmic-reports/master/AFG/projections.csv | 2020-12-15 | Rt | 0.9 | 0.93 | 0.95 | 0.95 | 0.97 | 1.01 | Surged Maintain Status Quo | Afghanistan | AFG | 2022-01-02 | v8 | TRUE
https://raw.githubusercontent.com/mrc-ide/global-lmic-reports/master/AFG/projections.csv | 2020-12-15 | Reff | 0.88 | 0.91 | 0.93 | 0.93 | 0.94 | 0.98 | Surged Maintain Status Quo | Afghanistan | AFG | 2022-01-02 | v8 | TRUE
https://raw.githubusercontent.com/mrc-ide/global-lmic-reports/master/AFG/projections.csv | 2020-12-15 | infections | 4570.76 | 4993.56 | 5227.52 | 5266.22 | 5603.95 | 6261.61 | Surged Optimistic | Afghanistan | AFG | 2022-01-02 | v8 | TRUE
https://raw.githubusercontent.com/mrc-ide/global-lmic-reports/master/AFG/projections.csv | 2020-12-15 | deaths | 11.81 | 12.49 | 12.73 | 12.81 | 13.05 | 14.3 | Surged Optimistic | Afghanistan | AFG | 2022-01-02 | v8 | TRUE
https://raw.githubusercontent.com/mrc-ide/global-lmic-reports/master/AFG/projections.csv | 2020-12-15 | hospital_demand | 457.19 | 483.58 | 493.76 | 497.98 | 506.39 | 558.09 | Surged Optimistic | Afghanistan | AFG | 2022-01-02 | v8 | TRUE
https://raw.githubusercontent.com/mrc-ide/global-lmic-reports/master/AFG/projections.csv | 2020-12-15 | ICU_demand | 177.27 | 187.12 | 191.17 | 192.49 | 195.99 | 214.83 | Surged Optimistic | Afghanistan | AFG | 2022-01-02 | v8 | TRUE
https://raw.githubusercontent.com/mrc-ide/global-lmic-reports/master/AFG/projections.csv | 2020-12-15 | hospital_incidence | 46.31 | 49.61 | 50.57 | 51.13 | 52.15 | 57.9 | Surged Optimistic | Afghanistan | AFG | 2022-01-02 | v8 | TRUE
https://raw.githubusercontent.com/mrc-ide/global-lmic-reports/master/AFG/projections.csv | 2020-12-15 | ICU_incidence | 13.24 | 14.18 | 14.46 | 14.62 | 14.91 | 16.55 | Surged Optimistic | Afghanistan | AFG | 2022-01-02 | v8 | TRUE
https://raw.githubusercontent.com/mrc-ide/global-lmic-reports/master/AFG/projections.csv | 2020-12-15 | prevalence | 33154.42 | 35789.2 | 36873.07 | 37350.88 | 38919.25 | 42949.38 | Surged Optimistic | Afghanistan | AFG | 2022-01-02 | v8 | TRUE
https://raw.githubusercontent.com/mrc-ide/global-lmic-reports/master/AFG/projections.csv | 2020-12-15 | cumulative_infections | 919772.07 | 958236.21 | 987081.88 | 984266.25 | 1010786.69 | 1056005.77 | Surged Optimistic | Afghanistan | AFG | 2022-01-02 | v8 | TRUE
https://raw.githubusercontent.com/mrc-ide/global-lmic-reports/master/AFG/projections.csv | 2020-12-15 | cumulative_deaths | 1770.14 | 1840.82 | 1903.69 | 1896.93 | 1944.1 | 2031.84 | Surged Optimistic | Afghanistan | AFG | 2022-01-02 | v8 | TRUE
https://raw.githubusercontent.com/mrc-ide/global-lmic-reports/master/AFG/projections.csv | 2020-12-15 | Rt | 0.9 | 0.93 | 0.95 | 0.95 | 0.97 | 1.01 | Surged Optimistic | Afghanistan | AFG | 2022-01-02 | v8 | TRUE
https://raw.githubusercontent.com/mrc-ide/global-lmic-reports/master/AFG/projections.csv | 2020-12-15 | Reff | 0.88 | 0.91 | 0.93 | 0.93 | 0.94 | 0.98 | Surged Optimistic | Afghanistan | AFG | 2022-01-02 | v8 | TRUE
https://raw.githubusercontent.com/mrc-ide/global-lmic-reports/master/AFG/projections.csv | 2020-12-15 | infections | 4570.76 | 4993.56 | 5227.52 | 5266.22 | 5603.95 | 6261.61 | Surged Pessimistic | Afghanistan | AFG | 2022-01-02 | v8 | TRUE
https://raw.githubusercontent.com/mrc-ide/global-lmic-reports/master/AFG/projections.csv | 2020-12-15 | deaths | 11.81 | 12.49 | 12.73 | 12.81 | 13.05 | 14.3 | Surged Pessimistic | Afghanistan | AFG | 2022-01-02 | v8 | TRUE
https://raw.githubusercontent.com/mrc-ide/global-lmic-reports/master/AFG/projections.csv | 2020-12-15 | hospital_demand | 457.19 | 483.58 | 493.76 | 497.98 | 506.39 | 558.09 | Surged Pessimistic | Afghanistan | AFG | 2022-01-02 | v8 | TRUE
https://raw.githubusercontent.com/mrc-ide/global-lmic-reports/master/AFG/projections.csv | 2020-12-15 | ICU_demand | 177.27 | 187.12 | 191.17 | 192.49 | 195.99 | 214.83 | Surged Pessimistic | Afghanistan | AFG | 2022-01-02 | v8 | TRUE
https://raw.githubusercontent.com/mrc-ide/global-lmic-reports/master/AFG/projections.csv | 2020-12-15 | hospital_incidence | 46.31 | 49.61 | 50.57 | 51.13 | 52.15 | 57.9 | Surged Pessimistic | Afghanistan | AFG | 2022-01-02 | v8 | TRUE
https://raw.githubusercontent.com/mrc-ide/global-lmic-reports/master/AFG/projections.csv | 2020-12-15 | ICU_incidence | 13.24 | 14.18 | 14.46 | 14.62 | 14.91 | 16.55 | Surged Pessimistic | Afghanistan | AFG | 2022-01-02 | v8 | TRUE
https://raw.githubusercontent.com/mrc-ide/global-lmic-reports/master/AFG/projections.csv | 2020-12-15 | prevalence | 33154.42 | 35789.2 | 36873.07 | 37350.88 | 38919.25 | 42949.38 | Surged Pessimistic | Afghanistan | AFG | 2022-01-02 | v8 | TRUE
https://raw.githubusercontent.com/mrc-ide/global-lmic-reports/master/AFG/projections.csv | 2020-12-15 | cumulative_infections | 919772.07 | 958236.21 | 987081.88 | 984266.25 | 1010786.69 | 1056005.77 | Surged Pessimistic | Afghanistan | AFG | 2022-01-02 | v8 | TRUE
https://raw.githubusercontent.com/mrc-ide/global-lmic-reports/master/AFG/projections.csv | 2020-12-15 | cumulative_deaths | 1770.14 | 1840.82 | 1903.69 | 1896.93 | 1944.1 | 2031.84 | Surged Pessimistic | Afghanistan | AFG | 2022-01-02 | v8 | TRUE
https://raw.githubusercontent.com/mrc-ide/global-lmic-reports/master/AFG/projections.csv | 2020-12-15 | Rt | 0.9 | 0.93 | 0.95 | 0.95 | 0.97 | 1.01 | Surged Pessimistic | Afghanistan | AFG | 2022-01-02 | v8 | TRUE
https://raw.githubusercontent.com/mrc-ide/global-lmic-reports/master/AFG/projections.csv | 2020-12-15 | Reff | 0.88 | 0.91 | 0.93 | 0.93 | 0.94 | 0.98 | Surged Pessimistic | Afghanistan | AFG | 2022-01-02 | v8 | TRUE
https://raw.githubusercontent.com/mrc-ide/global-lmic-reports/master/AFG/projections.csv | 2020-12-15 | infections | 4570.76 | 4993.56 | 5227.52 | 5266.22 | 5603.95 | 6261.61 | Surged Relax Interventions 50% | Afghanistan | AFG | 2022-01-02 | v8 | TRUE
https://raw.githubusercontent.com/mrc-ide/global-lmic-reports/master/AFG/projections.csv | 2020-12-15 | deaths | 11.81 | 12.49 | 12.73 | 12.81 | 13.05 | 14.3 | Surged Relax Interventions 50% | Afghanistan | AFG | 2022-01-02 | v8 | TRUE
https://raw.githubusercontent.com/mrc-ide/global-lmic-reports/master/AFG/projections.csv | 2020-12-15 | hospital_demand | 457.19 | 483.58 | 493.76 | 497.98 | 506.39 | 558.09 | Surged Relax Interventions 50% | Afghanistan | AFG | 2022-01-02 | v8 | TRUE
https://raw.githubusercontent.com/mrc-ide/global-lmic-reports/master/AFG/projections.csv | 2020-12-15 | ICU_demand | 177.27 | 187.12 | 191.17 | 192.49 | 195.99 | 214.83 | Surged Relax Interventions 50% | Afghanistan | AFG | 2022-01-02 | v8 | TRUE
https://raw.githubusercontent.com/mrc-ide/global-lmic-reports/master/AFG/projections.csv | 2020-12-15 | hospital_incidence | 46.31 | 49.61 | 50.57 | 51.13 | 52.15 | 57.9 | Surged Relax Interventions 50% | Afghanistan | AFG | 2022-01-02 | v8 | TRUE
https://raw.githubusercontent.com/mrc-ide/global-lmic-reports/master/AFG/projections.csv | 2020-12-15 | ICU_incidence | 13.24 | 14.18 | 14.46 | 14.62 | 14.91 | 16.55 | Surged Relax Interventions 50% | Afghanistan | AFG | 2022-01-02 | v8 | TRUE
https://raw.githubusercontent.com/mrc-ide/global-lmic-reports/master/AFG/projections.csv | 2020-12-15 | prevalence | 33154.42 | 35789.2 | 36873.07 | 37350.88 | 38919.25 | 42949.38 | Surged Relax Interventions 50% | Afghanistan | AFG | 2022-01-02 | v8 | TRUE
https://raw.githubusercontent.com/mrc-ide/global-lmic-reports/master/AFG/projections.csv | 2020-12-15 | cumulative_infections | 919772.07 | 958236.21 | 987081.88 | 984266.25 | 1010786.69 | 1056005.77 | Surged Relax Interventions 50% | Afghanistan | AFG | 2022-01-02 | v8 | TRUE
https://raw.githubusercontent.com/mrc-ide/global-lmic-reports/master/AFG/projections.csv | 2020-12-15 | cumulative_deaths | 1770.14 | 1840.82 | 1903.69 | 1896.93 | 1944.1 | 2031.84 | Surged Relax Interventions 50% | Afghanistan | AFG | 2022-01-02 | v8 | TRUE
https://raw.githubusercontent.com/mrc-ide/global-lmic-reports/master/AFG/projections.csv | 2020-12-15 | Rt | 0.9 | 0.93 | 0.95 | 0.95 | 0.97 | 1.01 | Surged Relax Interventions 50% | Afghanistan | AFG | 2022-01-02 | v8 | TRUE
https://raw.githubusercontent.com/mrc-ide/global-lmic-reports/master/AFG/projections.csv | 2020-12-15 | Reff | 0.88 | 0.91 | 0.93 | 0.93 | 0.94 | 0.98 | Surged Relax Interventions 50% | Afghanistan | AFG | 2022-01-02 | v8 | TRUE
https://raw.githubusercontent.com/mrc-ide/global-lmic-reports/master/AFG/projections.csv | 2020-12-16 | infections | 4517.95 | 4942.98 | 5267.59 | 5300.81 | 5601.04 | 6306.37 | Additional 50% Reduction | Afghanistan | AFG | 2022-01-02 | v8 | TRUE
https://raw.githubusercontent.com/mrc-ide/global-lmic-reports/master/AFG/projections.csv | 2020-12-16 | deaths | 11.97 | 12.54 | 12.89 | 12.99 | 13.24 | 14.71 | Additional 50% Reduction | Afghanistan | AFG | 2022-01-02 | v8 | TRUE
https://raw.githubusercontent.com/mrc-ide/global-lmic-reports/master/AFG/projections.csv | 2020-12-16 | hospital_demand | 463.89 | 487.82 | 500.32 | 503.31 | 513.56 | 568.36 | Additional 50% Reduction | Afghanistan | AFG | 2022-01-02 | v8 | TRUE
https://raw.githubusercontent.com/mrc-ide/global-lmic-reports/master/AFG/projections.csv | 2020-12-16 | ICU_demand | 180.09 | 188.87 | 194.01 | 194.97 | 199.15 | 220.89 | Additional 50% Reduction | Afghanistan | AFG | 2022-01-02 | v8 | TRUE
https://raw.githubusercontent.com/mrc-ide/global-lmic-reports/master/AFG/projections.csv | 2020-12-16 | hospital_incidence | 46.83 | 50.06 | 51.23 | 51.48 | 52.24 | 58.51 | Additional 50% Reduction | Afghanistan | AFG | 2022-01-02 | v8 | TRUE
https://raw.githubusercontent.com/mrc-ide/global-lmic-reports/master/AFG/projections.csv | 2020-12-16 | ICU_incidence | 13.39 | 14.31 | 14.65 | 14.72 | 14.93 | 16.73 | Additional 50% Reduction | Afghanistan | AFG | 2022-01-02 | v8 | TRUE
https://raw.githubusercontent.com/mrc-ide/global-lmic-reports/master/AFG/projections.csv | 2020-12-16 | prevalence | 33294.49 | 35950.69 | 37500.85 | 37812.64 | 39228.45 | 43749.14 | Additional 50% Reduction | Afghanistan | AFG | 2022-01-02 | v8 | TRUE
https://raw.githubusercontent.com/mrc-ide/global-lmic-reports/master/AFG/projections.csv | 2020-12-16 | cumulative_infections | 923385.71 | 966348.54 | 990401.73 | 998812.76 | 1013466.3 | 1112810.55 | Additional 50% Reduction | Afghanistan | AFG | 2022-01-02 | v8 | TRUE
https://raw.githubusercontent.com/mrc-ide/global-lmic-reports/master/AFG/projections.csv | 2020-12-16 | cumulative_deaths | 1771.19 | 1875.86 | 1924.7 | 1939.55 | 1986.25 | 2177.62 | Additional 50% Reduction | Afghanistan | AFG | 2022-01-02 | v8 | TRUE
https://raw.githubusercontent.com/mrc-ide/global-lmic-reports/master/AFG/projections.csv | 2020-12-16 | Rt | 0.88 | 0.93 | 0.95 | 0.95 | 0.97 | 1.02 | Additional 50% Reduction | Afghanistan | AFG | 2022-01-02 | v8 | TRUE
https://raw.githubusercontent.com/mrc-ide/global-lmic-reports/master/AFG/projections.csv | 2020-12-16 | Reff | 0.86 | 0.91 | 0.92 | 0.93 | 0.94 | 0.99 | Additional 50% Reduction | Afghanistan | AFG | 2022-01-02 | v8 | TRUE
https://raw.githubusercontent.com/mrc-ide/global-lmic-reports/master/AFG/projections.csv | 2020-12-16 | infections | 4517.95 | 4942.98 | 5267.59 | 5300.81 | 5601.04 | 6306.37 | Maintain Status Quo | Afghanistan | AFG | 2022-01-02 | v8 | TRUE
https://raw.githubusercontent.com/mrc-ide/global-lmic-reports/master/AFG/projections.csv | 2020-12-16 | deaths | 11.97 | 12.54 | 12.89 | 12.99 | 13.24 | 14.71 | Maintain Status Quo | Afghanistan | AFG | 2022-01-02 | v8 | TRUE
https://raw.githubusercontent.com/mrc-ide/global-lmic-reports/master/AFG/projections.csv | 2020-12-16 | hospital_demand | 463.89 | 487.82 | 500.32 | 503.31 | 513.56 | 568.36 | Maintain Status Quo | Afghanistan | AFG | 2022-01-02 | v8 | TRUE
https://raw.githubusercontent.com/mrc-ide/global-lmic-reports/master/AFG/projections.csv | 2020-12-16 | ICU_demand | 180.09 | 188.87 | 194.01 | 194.97 | 199.15 | 220.89 | Maintain Status Quo | Afghanistan | AFG | 2022-01-02 | v8 | TRUE
https://raw.githubusercontent.com/mrc-ide/global-lmic-reports/master/AFG/projections.csv | 2020-12-16 | hospital_incidence | 46.83 | 50.06 | 51.23 | 51.48 | 52.24 | 58.51 | Maintain Status Quo | Afghanistan | AFG | 2022-01-02 | v8 | TRUE
https://raw.githubusercontent.com/mrc-ide/global-lmic-reports/master/AFG/projections.csv | 2020-12-16 | ICU_incidence | 13.39 | 14.31 | 14.65 | 14.72 | 14.93 | 16.73 | Maintain Status Quo | Afghanistan | AFG | 2022-01-02 | v8 | TRUE
https://raw.githubusercontent.com/mrc-ide/global-lmic-reports/master/AFG/projections.csv | 2020-12-16 | prevalence | 33294.49 | 35950.69 | 37500.85 | 37812.64 | 39228.45 | 43749.14 | Maintain Status Quo | Afghanistan | AFG | 2022-01-02 | v8 | TRUE
https://raw.githubusercontent.com/mrc-ide/global-lmic-reports/master/AFG/projections.csv | 2020-12-16 | cumulative_infections | 923385.71 | 966348.54 | 990401.73 | 998812.76 | 1013466.3 | 1112810.55 | Maintain Status Quo | Afghanistan | AFG | 2022-01-02 | v8 | TRUE
https://raw.githubusercontent.com/mrc-ide/global-lmic-reports/master/AFG/projections.csv | 2020-12-16 | cumulative_deaths | 1771.19 | 1875.86 | 1924.7 | 1939.55 | 1986.25 | 2177.62 | Maintain Status Quo | Afghanistan | AFG | 2022-01-02 | v8 | TRUE
https://raw.githubusercontent.com/mrc-ide/global-lmic-reports/master/AFG/projections.csv | 2020-12-16 | Rt | 0.88 | 0.93 | 0.95 | 0.95 | 0.97 | 1.02 | Maintain Status Quo | Afghanistan | AFG | 2022-01-02 | v8 | TRUE
https://raw.githubusercontent.com/mrc-ide/global-lmic-reports/master/AFG/projections.csv | 2020-12-16 | Reff | 0.86 | 0.91 | 0.92 | 0.93 | 0.94 | 0.99 | Maintain Status Quo | Afghanistan | AFG | 2022-01-02 | v8 | TRUE
https://raw.githubusercontent.com/mrc-ide/global-lmic-reports/master/AFG/projections.csv | 2020-12-16 | infections | 4517.95 | 4942.98 | 5267.59 | 5300.81 | 5601.04 | 6306.37 | Optimistic | Afghanistan | AFG | 2022-01-02 | v8 | TRUE
https://raw.githubusercontent.com/mrc-ide/global-lmic-reports/master/AFG/projections.csv | 2020-12-16 | deaths | 11.97 | 12.54 | 12.89 | 12.99 | 13.24 | 14.71 | Optimistic | Afghanistan | AFG | 2022-01-02 | v8 | TRUE
https://raw.githubusercontent.com/mrc-ide/global-lmic-reports/master/AFG/projections.csv | 2020-12-16 | hospital_demand | 463.89 | 487.82 | 500.32 | 503.31 | 513.56 | 568.36 | Optimistic | Afghanistan | AFG | 2022-01-02 | v8 | TRUE
https://raw.githubusercontent.com/mrc-ide/global-lmic-reports/master/AFG/projections.csv | 2020-12-16 | ICU_demand | 180.09 | 188.87 | 194.01 | 194.97 | 199.15 | 220.89 | Optimistic | Afghanistan | AFG | 2022-01-02 | v8 | TRUE
https://raw.githubusercontent.com/mrc-ide/global-lmic-reports/master/AFG/projections.csv | 2020-12-16 | hospital_incidence | 46.83 | 50.06 | 51.23 | 51.48 | 52.24 | 58.51 | Optimistic | Afghanistan | AFG | 2022-01-02 | v8 | TRUE
https://raw.githubusercontent.com/mrc-ide/global-lmic-reports/master/AFG/projections.csv | 2020-12-16 | ICU_incidence | 13.39 | 14.31 | 14.65 | 14.72 | 14.93 | 16.73 | Optimistic | Afghanistan | AFG | 2022-01-02 | v8 | TRUE
https://raw.githubusercontent.com/mrc-ide/global-lmic-reports/master/AFG/projections.csv | 2020-12-16 | prevalence | 33294.49 | 35950.69 | 37500.85 | 37812.64 | 39228.45 | 43749.14 | Optimistic | Afghanistan | AFG | 2022-01-02 | v8 | TRUE
https://raw.githubusercontent.com/mrc-ide/global-lmic-reports/master/AFG/projections.csv | 2020-12-16 | cumulative_infections | 923385.71 | 966348.54 | 990401.73 | 998812.76 | 1013466.3 | 1112810.55 | Optimistic | Afghanistan | AFG | 2022-01-02 | v8 | TRUE
https://raw.githubusercontent.com/mrc-ide/global-lmic-reports/master/AFG/projections.csv | 2020-12-16 | cumulative_deaths | 1771.19 | 1875.86 | 1924.7 | 1939.55 | 1986.25 | 2177.62 | Optimistic | Afghanistan | AFG | 2022-01-02 | v8 | TRUE
https://raw.githubusercontent.com/mrc-ide/global-lmic-reports/master/AFG/projections.csv | 2020-12-16 | Rt | 0.88 | 0.93 | 0.95 | 0.95 | 0.97 | 1.02 | Optimistic | Afghanistan | AFG | 2022-01-02 | v8 | TRUE
https://raw.githubusercontent.com/mrc-ide/global-lmic-reports/master/AFG/projections.csv | 2020-12-16 | Reff | 0.86 | 0.91 | 0.92 | 0.93 | 0.94 | 0.99 | Optimistic | Afghanistan | AFG | 2022-01-02 | v8 | TRUE
https://raw.githubusercontent.com/mrc-ide/global-lmic-reports/master/AFG/projections.csv | 2020-12-16 | infections | 4517.95 | 4942.98 | 5267.59 | 5300.81 | 5601.04 | 6306.37 | Pessimistic | Afghanistan | AFG | 2022-01-02 | v8 | TRUE
https://raw.githubusercontent.com/mrc-ide/global-lmic-reports/master/AFG/projections.csv | 2020-12-16 | deaths | 11.97 | 12.54 | 12.89 | 12.99 | 13.24 | 14.71 | Pessimistic | Afghanistan | AFG | 2022-01-02 | v8 | TRUE
https://raw.githubusercontent.com/mrc-ide/global-lmic-reports/master/AFG/projections.csv | 2020-12-16 | hospital_demand | 463.89 | 487.82 | 500.32 | 503.31 | 513.56 | 568.36 | Pessimistic | Afghanistan | AFG | 2022-01-02 | v8 | TRUE
https://raw.githubusercontent.com/mrc-ide/global-lmic-reports/master/AFG/projections.csv | 2020-12-16 | ICU_demand | 180.09 | 188.87 | 194.01 | 194.97 | 199.15 | 220.89 | Pessimistic | Afghanistan | AFG | 2022-01-02 | v8 | TRUE
https://raw.githubusercontent.com/mrc-ide/global-lmic-reports/master/AFG/projections.csv | 2020-12-16 | hospital_incidence | 46.83 | 50.06 | 51.23 | 51.48 | 52.24 | 58.51 | Pessimistic | Afghanistan | AFG | 2022-01-02 | v8 | TRUE
https://raw.githubusercontent.com/mrc-ide/global-lmic-reports/master/AFG/projections.csv | 2020-12-16 | ICU_incidence | 13.39 | 14.31 | 14.65 | 14.72 | 14.93 | 16.73 | Pessimistic | Afghanistan | AFG | 2022-01-02 | v8 | TRUE
https://raw.githubusercontent.com/mrc-ide/global-lmic-reports/master/AFG/projections.csv | 2020-12-16 | prevalence | 33294.49 | 35950.69 | 37500.85 | 37812.64 | 39228.45 | 43749.14 | Pessimistic | Afghanistan | AFG | 2022-01-02 | v8 | TRUE
https://raw.githubusercontent.com/mrc-ide/global-lmic-reports/master/AFG/projections.csv | 2020-12-16 | cumulative_infections | 923385.71 | 966348.54 | 990401.73 | 998812.76 | 1013466.3 | 1112810.55 | Pessimistic | Afghanistan | AFG | 2022-01-02 | v8 | TRUE
https://raw.githubusercontent.com/mrc-ide/global-lmic-reports/master/AFG/projections.csv | 2020-12-16 | cumulative_deaths | 1771.19 | 1875.86 | 1924.7 | 1939.55 | 1986.25 | 2177.62 | Pessimistic | Afghanistan | AFG | 2022-01-02 | v8 | TRUE
https://raw.githubusercontent.com/mrc-ide/global-lmic-reports/master/AFG/projections.csv | 2020-12-16 | Rt | 0.88 | 0.93 | 0.95 | 0.95 | 0.97 | 1.02 | Pessimistic | Afghanistan | AFG | 2022-01-02 | v8 | TRUE
https://raw.githubusercontent.com/mrc-ide/global-lmic-reports/master/AFG/projections.csv | 2020-12-16 | Reff | 0.86 | 0.91 | 0.92 | 0.93 | 0.94 | 0.99 | Pessimistic | Afghanistan | AFG | 2022-01-02 | v8 | TRUE
https://raw.githubusercontent.com/mrc-ide/global-lmic-reports/master/AFG/projections.csv | 2020-12-16 | infections | 4517.95 | 4942.98 | 5267.59 | 5300.81 | 5601.04 | 6306.37 | Relax Interventions 50% | Afghanistan | AFG | 2022-01-02 | v8 | TRUE
https://raw.githubusercontent.com/mrc-ide/global-lmic-reports/master/AFG/projections.csv | 2020-12-16 | deaths | 11.97 | 12.54 | 12.89 | 12.99 | 13.24 | 14.71 | Relax Interventions 50% | Afghanistan | AFG | 2022-01-02 | v8 | TRUE
https://raw.githubusercontent.com/mrc-ide/global-lmic-reports/master/AFG/projections.csv | 2020-12-16 | hospital_demand | 463.89 | 487.82 | 500.32 | 503.31 | 513.56 | 568.36 | Relax Interventions 50% | Afghanistan | AFG | 2022-01-02 | v8 | TRUE
https://raw.githubusercontent.com/mrc-ide/global-lmic-reports/master/AFG/projections.csv | 2020-12-16 | ICU_demand | 180.09 | 188.87 | 194.01 | 194.97 | 199.15 | 220.89 | Relax Interventions 50% | Afghanistan | AFG | 2022-01-02 | v8 | TRUE
https://raw.githubusercontent.com/mrc-ide/global-lmic-reports/master/AFG/projections.csv | 2020-12-16 | hospital_incidence | 46.83 | 50.06 | 51.23 | 51.48 | 52.24 | 58.51 | Relax Interventions 50% | Afghanistan | AFG | 2022-01-02 | v8 | TRUE
https://raw.githubusercontent.com/mrc-ide/global-lmic-reports/master/AFG/projections.csv | 2020-12-16 | ICU_incidence | 13.39 | 14.31 | 14.65 | 14.72 | 14.93 | 16.73 | Relax Interventions 50% | Afghanistan | AFG | 2022-01-02 | v8 | TRUE
https://raw.githubusercontent.com/mrc-ide/global-lmic-reports/master/AFG/projections.csv | 2020-12-16 | prevalence | 33294.49 | 35950.69 | 37500.85 | 37812.64 | 39228.45 | 43749.14 | Relax Interventions 50% | Afghanistan | AFG | 2022-01-02 | v8 | TRUE
https://raw.githubusercontent.com/mrc-ide/global-lmic-reports/master/AFG/projections.csv | 2020-12-16 | cumulative_infections | 923385.71 | 966348.54 | 990401.73 | 998812.76 | 1013466.3 | 1112810.55 | Relax Interventions 50% | Afghanistan | AFG | 2022-01-02 | v8 | TRUE
https://raw.githubusercontent.com/mrc-ide/global-lmic-reports/master/AFG/projections.csv | 2020-12-16 | cumulative_deaths | 1771.19 | 1875.86 | 1924.7 | 1939.55 | 1986.25 | 2177.62 | Relax Interventions 50% | Afghanistan | AFG | 2022-01-02 | v8 | TRUE
https://raw.githubusercontent.com/mrc-ide/global-lmic-reports/master/AFG/projections.csv | 2020-12-16 | Rt | 0.88 | 0.93 | 0.95 | 0.95 | 0.97 | 1.02 | Relax Interventions 50% | Afghanistan | AFG | 2022-01-02 | v8 | TRUE
https://raw.githubusercontent.com/mrc-ide/global-lmic-reports/master/AFG/projections.csv | 2020-12-16 | Reff | 0.86 | 0.91 | 0.92 | 0.93 | 0.94 | 0.99 | Relax Interventions 50% | Afghanistan | AFG | 2022-01-02 | v8 | TRUE
https://raw.githubusercontent.com/mrc-ide/global-lmic-reports/master/AFG/projections.csv | 2020-12-16 | infections | 4455.64 | 4883.83 | 5117.22 | 5157.86 | 5510.84 | 6137.02 | Surged Additional 50% Reduction | Afghanistan | AFG | 2022-01-02 | v8 | TRUE
https://raw.githubusercontent.com/mrc-ide/global-lmic-reports/master/AFG/projections.csv | 2020-12-16 | deaths | 11.8 | 12.47 | 12.72 | 12.82 | 13.05 | 14.32 | Surged Additional 50% Reduction | Afghanistan | AFG | 2022-01-02 | v8 | TRUE
https://raw.githubusercontent.com/mrc-ide/global-lmic-reports/master/AFG/projections.csv | 2020-12-16 | hospital_demand | 455.01 | 481.41 | 490.66 | 495.88 | 504.61 | 555.91 | Surged Additional 50% Reduction | Afghanistan | AFG | 2022-01-02 | v8 | TRUE
https://raw.githubusercontent.com/mrc-ide/global-lmic-reports/master/AFG/projections.csv | 2020-12-16 | ICU_demand | 176.94 | 186.9 | 190.65 | 192.26 | 195.7 | 214.72 | Surged Additional 50% Reduction | Afghanistan | AFG | 2022-01-02 | v8 | TRUE
https://raw.githubusercontent.com/mrc-ide/global-lmic-reports/master/AFG/projections.csv | 2020-12-16 | hospital_incidence | 45.56 | 48.86 | 49.88 | 50.51 | 51.6 | 57.17 | Surged Additional 50% Reduction | Afghanistan | AFG | 2022-01-02 | v8 | TRUE
https://raw.githubusercontent.com/mrc-ide/global-lmic-reports/master/AFG/projections.csv | 2020-12-16 | ICU_incidence | 13.02 | 13.97 | 14.26 | 14.44 | 14.75 | 16.34 | Surged Additional 50% Reduction | Afghanistan | AFG | 2022-01-02 | v8 | TRUE
https://raw.githubusercontent.com/mrc-ide/global-lmic-reports/master/AFG/projections.csv | 2020-12-16 | prevalence | 32706.29 | 35340.48 | 36535.62 | 36950.73 | 38734.76 | 42852.13 | Surged Additional 50% Reduction | Afghanistan | AFG | 2022-01-02 | v8 | TRUE
https://raw.githubusercontent.com/mrc-ide/global-lmic-reports/master/AFG/projections.csv | 2020-12-16 | cumulative_infections | 924559.35 | 963583.01 | 992442.11 | 989424.11 | 1015949.06 | 1062163.82 | Surged Additional 50% Reduction | Afghanistan | AFG | 2022-01-02 | v8 | TRUE
https://raw.githubusercontent.com/mrc-ide/global-lmic-reports/master/AFG/projections.csv | 2020-12-16 | cumulative_deaths | 1782.58 | 1853.65 | 1916.25 | 1909.75 | 1956.95 | 2045.46 | Surged Additional 50% Reduction | Afghanistan | AFG | 2022-01-02 | v8 | TRUE
https://raw.githubusercontent.com/mrc-ide/global-lmic-reports/master/AFG/projections.csv | 2020-12-16 | Rt | 0.89 | 0.92 | 0.94 | 0.94 | 0.96 | 1.01 | Surged Additional 50% Reduction | Afghanistan | AFG | 2022-01-02 | v8 | TRUE
https://raw.githubusercontent.com/mrc-ide/global-lmic-reports/master/AFG/projections.csv | 2020-12-16 | Reff | 0.87 | 0.9 | 0.92 | 0.92 | 0.94 | 0.98 | Surged Additional 50% Reduction | Afghanistan | AFG | 2022-01-02 | v8 | TRUE
https://raw.githubusercontent.com/mrc-ide/global-lmic-reports/master/AFG/projections.csv | 2020-12-16 | infections | 4455.64 | 4883.83 | 5117.22 | 5157.86 | 5510.84 | 6137.02 | Surged Maintain Status Quo | Afghanistan | AFG | 2022-01-02 | v8 | TRUE
https://raw.githubusercontent.com/mrc-ide/global-lmic-reports/master/AFG/projections.csv | 2020-12-16 | deaths | 11.8 | 12.47 | 12.72 | 12.82 | 13.05 | 14.32 | Surged Maintain Status Quo | Afghanistan | AFG | 2022-01-02 | v8 | TRUE
https://raw.githubusercontent.com/mrc-ide/global-lmic-reports/master/AFG/projections.csv | 2020-12-16 | hospital_demand | 455.01 | 481.41 | 490.66 | 495.88 | 504.61 | 555.91 | Surged Maintain Status Quo | Afghanistan | AFG | 2022-01-02 | v8 | TRUE
https://raw.githubusercontent.com/mrc-ide/global-lmic-reports/master/AFG/projections.csv | 2020-12-16 | ICU_demand | 176.94 | 186.9 | 190.65 | 192.26 | 195.7 | 214.72 | Surged Maintain Status Quo | Afghanistan | AFG | 2022-01-02 | v8 | TRUE
https://raw.githubusercontent.com/mrc-ide/global-lmic-reports/master/AFG/projections.csv | 2020-12-16 | hospital_incidence | 45.56 | 48.86 | 49.88 | 50.51 | 51.6 | 57.17 | Surged Maintain Status Quo | Afghanistan | AFG | 2022-01-02 | v8 | TRUE
https://raw.githubusercontent.com/mrc-ide/global-lmic-reports/master/AFG/projections.csv | 2020-12-16 | ICU_incidence | 13.02 | 13.97 | 14.26 | 14.44 | 14.75 | 16.34 | Surged Maintain Status Quo | Afghanistan | AFG | 2022-01-02 | v8 | TRUE
https://raw.githubusercontent.com/mrc-ide/global-lmic-reports/master/AFG/projections.csv | 2020-12-16 | prevalence | 32706.29 | 35340.48 | 36535.62 | 36950.73 | 38734.76 | 42852.13 | Surged Maintain Status Quo | Afghanistan | AFG | 2022-01-02 | v8 | TRUE
https://raw.githubusercontent.com/mrc-ide/global-lmic-reports/master/AFG/projections.csv | 2020-12-16 | cumulative_infections | 924559.35 | 963583.01 | 992442.11 | 989424.11 | 1015949.06 | 1062163.82 | Surged Maintain Status Quo | Afghanistan | AFG | 2022-01-02 | v8 | TRUE
https://raw.githubusercontent.com/mrc-ide/global-lmic-reports/master/AFG/projections.csv | 2020-12-16 | cumulative_deaths | 1782.58 | 1853.65 | 1916.25 | 1909.75 | 1956.95 | 2045.46 | Surged Maintain Status Quo | Afghanistan | AFG | 2022-01-02 | v8 | TRUE
https://raw.githubusercontent.com/mrc-ide/global-lmic-reports/master/AFG/projections.csv | 2020-12-16 | Rt | 0.89 | 0.92 | 0.94 | 0.94 | 0.96 | 1.01 | Surged Maintain Status Quo | Afghanistan | AFG | 2022-01-02 | v8 | TRUE
https://raw.githubusercontent.com/mrc-ide/global-lmic-reports/master/AFG/projections.csv | 2020-12-16 | Reff | 0.87 | 0.9 | 0.92 | 0.92 | 0.94 | 0.98 | Surged Maintain Status Quo | Afghanistan | AFG | 2022-01-02 | v8 | TRUE
https://raw.githubusercontent.com/mrc-ide/global-lmic-reports/master/AFG/projections.csv | 2020-12-16 | infections | 4455.64 | 4883.83 | 5117.22 | 5157.86 | 5510.84 | 6137.02 | Surged Optimistic | Afghanistan | AFG | 2022-01-02 | v8 | TRUE
https://raw.githubusercontent.com/mrc-ide/global-lmic-reports/master/AFG/projections.csv | 2020-12-16 | deaths | 11.8 | 12.47 | 12.72 | 12.82 | 13.05 | 14.32 | Surged Optimistic | Afghanistan | AFG | 2022-01-02 | v8 | TRUE
https://raw.githubusercontent.com/mrc-ide/global-lmic-reports/master/AFG/projections.csv | 2020-12-16 | hospital_demand | 455.01 | 481.41 | 490.66 | 495.88 | 504.61 | 555.91 | Surged Optimistic | Afghanistan | AFG | 2022-01-02 | v8 | TRUE
https://raw.githubusercontent.com/mrc-ide/global-lmic-reports/master/AFG/projections.csv | 2020-12-16 | ICU_demand | 176.94 | 186.9 | 190.65 | 192.26 | 195.7 | 214.72 | Surged Optimistic | Afghanistan | AFG | 2022-01-02 | v8 | TRUE
https://raw.githubusercontent.com/mrc-ide/global-lmic-reports/master/AFG/projections.csv | 2020-12-16 | hospital_incidence | 45.56 | 48.86 | 49.88 | 50.51 | 51.6 | 57.17 | Surged Optimistic | Afghanistan | AFG | 2022-01-02 | v8 | TRUE
https://raw.githubusercontent.com/mrc-ide/global-lmic-reports/master/AFG/projections.csv | 2020-12-16 | ICU_incidence | 13.02 | 13.97 | 14.26 | 14.44 | 14.75 | 16.34 | Surged Optimistic | Afghanistan | AFG | 2022-01-02 | v8 | TRUE
https://raw.githubusercontent.com/mrc-ide/global-lmic-reports/master/AFG/projections.csv | 2020-12-16 | prevalence | 32706.29 | 35340.48 | 36535.62 | 36950.73 | 38734.76 | 42852.13 | Surged Optimistic | Afghanistan | AFG | 2022-01-02 | v8 | TRUE
https://raw.githubusercontent.com/mrc-ide/global-lmic-reports/master/AFG/projections.csv | 2020-12-16 | cumulative_infections | 924559.35 | 963583.01 | 992442.11 | 989424.11 | 1015949.06 | 1062163.82 | Surged Optimistic | Afghanistan | AFG | 2022-01-02 | v8 | TRUE
https://raw.githubusercontent.com/mrc-ide/global-lmic-reports/master/AFG/projections.csv | 2020-12-16 | cumulative_deaths | 1782.58 | 1853.65 | 1916.25 | 1909.75 | 1956.95 | 2045.46 | Surged Optimistic | Afghanistan | AFG | 2022-01-02 | v8 | TRUE
https://raw.githubusercontent.com/mrc-ide/global-lmic-reports/master/AFG/projections.csv | 2020-12-16 | Rt | 0.89 | 0.92 | 0.94 | 0.94 | 0.96 | 1.01 | Surged Optimistic | Afghanistan | AFG | 2022-01-02 | v8 | TRUE
https://raw.githubusercontent.com/mrc-ide/global-lmic-reports/master/AFG/projections.csv | 2020-12-16 | Reff | 0.87 | 0.9 | 0.92 | 0.92 | 0.94 | 0.98 | Surged Optimistic | Afghanistan | AFG | 2022-01-02 | v8 | TRUE
https://raw.githubusercontent.com/mrc-ide/global-lmic-reports/master/AFG/projections.csv | 2020-12-16 | infections | 4455.64 | 4883.83 | 5117.22 | 5157.86 | 5510.84 | 6137.02 | Surged Pessimistic | Afghanistan | AFG | 2022-01-02 | v8 | TRUE
https://raw.githubusercontent.com/mrc-ide/global-lmic-reports/master/AFG/projections.csv | 2020-12-16 | deaths | 11.8 | 12.47 | 12.72 | 12.82 | 13.05 | 14.32 | Surged Pessimistic | Afghanistan | AFG | 2022-01-02 | v8 | TRUE
https://raw.githubusercontent.com/mrc-ide/global-lmic-reports/master/AFG/projections.csv | 2020-12-16 | hospital_demand | 455.01 | 481.41 | 490.66 | 495.88 | 504.61 | 555.91 | Surged Pessimistic | Afghanistan | AFG | 2022-01-02 | v8 | TRUE
https://raw.githubusercontent.com/mrc-ide/global-lmic-reports/master/AFG/projections.csv | 2020-12-16 | ICU_demand | 176.94 | 186.9 | 190.65 | 192.26 | 195.7 | 214.72 | Surged Pessimistic | Afghanistan | AFG | 2022-01-02 | v8 | TRUE
https://raw.githubusercontent.com/mrc-ide/global-lmic-reports/master/AFG/projections.csv | 2020-12-16 | hospital_incidence | 45.56 | 48.86 | 49.88 | 50.51 | 51.6 | 57.17 | Surged Pessimistic | Afghanistan | AFG | 2022-01-02 | v8 | TRUE
https://raw.githubusercontent.com/mrc-ide/global-lmic-reports/master/AFG/projections.csv | 2020-12-16 | ICU_incidence | 13.02 | 13.97 | 14.26 | 14.44 | 14.75 | 16.34 | Surged Pessimistic | Afghanistan | AFG | 2022-01-02 | v8 | TRUE
https://raw.githubusercontent.com/mrc-ide/global-lmic-reports/master/AFG/projections.csv | 2020-12-16 | prevalence | 32706.29 | 35340.48 | 36535.62 | 36950.73 | 38734.76 | 42852.13 | Surged Pessimistic | Afghanistan | AFG | 2022-01-02 | v8 | TRUE
https://raw.githubusercontent.com/mrc-ide/global-lmic-reports/master/AFG/projections.csv | 2020-12-16 | cumulative_infections | 924559.35 | 963583.01 | 992442.11 | 989424.11 | 1015949.06 | 1062163.82 | Surged Pessimistic | Afghanistan | AFG | 2022-01-02 | v8 | TRUE
https://raw.githubusercontent.com/mrc-ide/global-lmic-reports/master/AFG/projections.csv | 2020-12-16 | cumulative_deaths | 1782.58 | 1853.65 | 1916.25 | 1909.75 | 1956.95 | 2045.46 | Surged Pessimistic | Afghanistan | AFG | 2022-01-02 | v8 | TRUE
https://raw.githubusercontent.com/mrc-ide/global-lmic-reports/master/AFG/projections.csv | 2020-12-16 | Rt | 0.89 | 0.92 | 0.94 | 0.94 | 0.96 | 1.01 | Surged Pessimistic | Afghanistan | AFG | 2022-01-02 | v8 | TRUE
https://raw.githubusercontent.com/mrc-ide/global-lmic-reports/master/AFG/projections.csv | 2020-12-16 | Reff | 0.87 | 0.9 | 0.92 | 0.92 | 0.94 | 0.98 | Surged Pessimistic | Afghanistan | AFG | 2022-01-02 | v8 | TRUE
https://raw.githubusercontent.com/mrc-ide/global-lmic-reports/master/AFG/projections.csv | 2020-12-16 | infections | 4455.64 | 4883.83 | 5117.22 | 5157.86 | 5510.84 | 6137.02 | Surged Relax Interventions 50% | Afghanistan | AFG | 2022-01-02 | v8 | TRUE
https://raw.githubusercontent.com/mrc-ide/global-lmic-reports/master/AFG/projections.csv | 2020-12-16 | deaths | 11.8 | 12.47 | 12.72 | 12.82 | 13.05 | 14.32 | Surged Relax Interventions 50% | Afghanistan | AFG | 2022-01-02 | v8 | TRUE
https://raw.githubusercontent.com/mrc-ide/global-lmic-reports/master/AFG/projections.csv | 2020-12-16 | hospital_demand | 455.01 | 481.41 | 490.66 | 495.88 | 504.61 | 555.91 | Surged Relax Interventions 50% | Afghanistan | AFG | 2022-01-02 | v8 | TRUE
https://raw.githubusercontent.com/mrc-ide/global-lmic-reports/master/AFG/projections.csv | 2020-12-16 | ICU_demand | 176.94 | 186.9 | 190.65 | 192.26 | 195.7 | 214.72 | Surged Relax Interventions 50% | Afghanistan | AFG | 2022-01-02 | v8 | TRUE
https://raw.githubusercontent.com/mrc-ide/global-lmic-reports/master/AFG/projections.csv | 2020-12-16 | hospital_incidence | 45.56 | 48.86 | 49.88 | 50.51 | 51.6 | 57.17 | Surged Relax Interventions 50% | Afghanistan | AFG | 2022-01-02 | v8 | TRUE
https://raw.githubusercontent.com/mrc-ide/global-lmic-reports/master/AFG/projections.csv | 2020-12-16 | ICU_incidence | 13.02 | 13.97 | 14.26 | 14.44 | 14.75 | 16.34 | Surged Relax Interventions 50% | Afghanistan | AFG | 2022-01-02 | v8 | TRUE
https://raw.githubusercontent.com/mrc-ide/global-lmic-reports/master/AFG/projections.csv | 2020-12-16 | prevalence | 32706.29 | 35340.48 | 36535.62 | 36950.73 | 38734.76 | 42852.13 | Surged Relax Interventions 50% | Afghanistan | AFG | 2022-01-02 | v8 | TRUE
https://raw.githubusercontent.com/mrc-ide/global-lmic-reports/master/AFG/projections.csv | 2020-12-16 | cumulative_infections | 924559.35 | 963583.01 | 992442.11 | 989424.11 | 1015949.06 | 1062163.82 | Surged Relax Interventions 50% | Afghanistan | AFG | 2022-01-02 | v8 | TRUE
https://raw.githubusercontent.com/mrc-ide/global-lmic-reports/master/AFG/projections.csv | 2020-12-16 | cumulative_deaths | 1782.58 | 1853.65 | 1916.25 | 1909.75 | 1956.95 | 2045.46 | Surged Relax Interventions 50% | Afghanistan | AFG | 2022-01-02 | v8 | TRUE
https://raw.githubusercontent.com/mrc-ide/global-lmic-reports/master/AFG/projections.csv | 2020-12-16 | Rt | 0.89 | 0.92 | 0.94 | 0.94 | 0.96 | 1.01 | Surged Relax Interventions 50% | Afghanistan | AFG | 2022-01-02 | v8 | TRUE
https://raw.githubusercontent.com/mrc-ide/global-lmic-reports/master/AFG/projections.csv | 2020-12-16 | Reff | 0.87 | 0.9 | 0.92 | 0.92 | 0.94 | 0.98 | Surged Relax Interventions 50% | Afghanistan | AFG | 2022-01-02 | v8 | TRUE
https://raw.githubusercontent.com/mrc-ide/global-lmic-reports/master/AFG/projections.csv | 2020-12-17 | infections | 4391.15 | 4841.57 | 5185.19 | 5201.67 | 5527.7 | 6214.7 | Additional 50% Reduction | Afghanistan | AFG | 2022-01-02 | v8 | TRUE
https://raw.githubusercontent.com/mrc-ide/global-lmic-reports/master/AFG/projections.csv | 2020-12-17 | deaths | 11.98 | 12.54 | 12.9 | 12.98 | 13.25 | 14.69 | Additional 50% Reduction | Afghanistan | AFG | 2022-01-02 | v8 | TRUE
https://raw.githubusercontent.com/mrc-ide/global-lmic-reports/master/AFG/projections.csv | 2020-12-17 | hospital_demand | 461.18 | 485.79 | 498.98 | 500.94 | 510.44 | 565.93 | Additional 50% Reduction | Afghanistan | AFG | 2022-01-02 | v8 | TRUE
https://raw.githubusercontent.com/mrc-ide/global-lmic-reports/master/AFG/projections.csv | 2020-12-17 | ICU_demand | 179.66 | 188.54 | 193.72 | 194.63 | 198.76 | 220.49 | Additional 50% Reduction | Afghanistan | AFG | 2022-01-02 | v8 | TRUE
https://raw.githubusercontent.com/mrc-ide/global-lmic-reports/master/AFG/projections.csv | 2020-12-17 | hospital_incidence | 46.04 | 49.22 | 50.52 | 50.92 | 51.66 | 58.09 | Additional 50% Reduction | Afghanistan | AFG | 2022-01-02 | v8 | TRUE
https://raw.githubusercontent.com/mrc-ide/global-lmic-reports/master/AFG/projections.csv | 2020-12-17 | ICU_incidence | 13.16 | 14.07 | 14.44 | 14.56 | 14.77 | 16.61 | Additional 50% Reduction | Afghanistan | AFG | 2022-01-02 | v8 | TRUE
https://raw.githubusercontent.com/mrc-ide/global-lmic-reports/master/AFG/projections.csv | 2020-12-17 | prevalence | 32680.93 | 35295.07 | 37028.86 | 37398.8 | 38964.11 | 43399.77 | Additional 50% Reduction | Afghanistan | AFG | 2022-01-02 | v8 | TRUE
https://raw.githubusercontent.com/mrc-ide/global-lmic-reports/master/AFG/projections.csv | 2020-12-17 | cumulative_infections | 928389.8 | 971046.26 | 995843.46 | 1004014.43 | 1018193.99 | 1118502.39 | Additional 50% Reduction | Afghanistan | AFG | 2022-01-02 | v8 | TRUE
https://raw.githubusercontent.com/mrc-ide/global-lmic-reports/master/AFG/projections.csv | 2020-12-17 | cumulative_deaths | 1783.63 | 1888.55 | 1937.88 | 1952.53 | 1998.74 | 2192.2 | Additional 50% Reduction | Afghanistan | AFG | 2022-01-02 | v8 | TRUE
https://raw.githubusercontent.com/mrc-ide/global-lmic-reports/master/AFG/projections.csv | 2020-12-17 | Rt | 0.86 | 0.91 | 0.92 | 0.92 | 0.95 | 0.98 | Additional 50% Reduction | Afghanistan | AFG | 2022-01-02 | v8 | TRUE
https://raw.githubusercontent.com/mrc-ide/global-lmic-reports/master/AFG/projections.csv | 2020-12-17 | Reff | 0.84 | 0.89 | 0.9 | 0.9 | 0.92 | 0.96 | Additional 50% Reduction | Afghanistan | AFG | 2022-01-02 | v8 | TRUE
https://raw.githubusercontent.com/mrc-ide/global-lmic-reports/master/AFG/projections.csv | 2020-12-17 | infections | 4391.15 | 4841.57 | 5185.19 | 5201.67 | 5527.7 | 6214.7 | Maintain Status Quo | Afghanistan | AFG | 2022-01-02 | v8 | TRUE
https://raw.githubusercontent.com/mrc-ide/global-lmic-reports/master/AFG/projections.csv | 2020-12-17 | deaths | 11.98 | 12.54 | 12.9 | 12.98 | 13.25 | 14.69 | Maintain Status Quo | Afghanistan | AFG | 2022-01-02 | v8 | TRUE
https://raw.githubusercontent.com/mrc-ide/global-lmic-reports/master/AFG/projections.csv | 2020-12-17 | hospital_demand | 461.18 | 485.79 | 498.98 | 500.94 | 510.44 | 565.93 | Maintain Status Quo | Afghanistan | AFG | 2022-01-02 | v8 | TRUE
https://raw.githubusercontent.com/mrc-ide/global-lmic-reports/master/AFG/projections.csv | 2020-12-17 | ICU_demand | 179.66 | 188.54 | 193.72 | 194.63 | 198.76 | 220.49 | Maintain Status Quo | Afghanistan | AFG | 2022-01-02 | v8 | TRUE
https://raw.githubusercontent.com/mrc-ide/global-lmic-reports/master/AFG/projections.csv | 2020-12-17 | hospital_incidence | 46.04 | 49.22 | 50.52 | 50.92 | 51.66 | 58.09 | Maintain Status Quo | Afghanistan | AFG | 2022-01-02 | v8 | TRUE
https://raw.githubusercontent.com/mrc-ide/global-lmic-reports/master/AFG/projections.csv | 2020-12-17 | ICU_incidence | 13.16 | 14.07 | 14.44 | 14.56 | 14.77 | 16.61 | Maintain Status Quo | Afghanistan | AFG | 2022-01-02 | v8 | TRUE
https://raw.githubusercontent.com/mrc-ide/global-lmic-reports/master/AFG/projections.csv | 2020-12-17 | prevalence | 32680.93 | 35295.07 | 37028.86 | 37398.8 | 38964.11 | 43399.77 | Maintain Status Quo | Afghanistan | AFG | 2022-01-02 | v8 | TRUE
https://raw.githubusercontent.com/mrc-ide/global-lmic-reports/master/AFG/projections.csv | 2020-12-17 | cumulative_infections | 928389.8 | 971046.26 | 995843.46 | 1004014.43 | 1018193.99 | 1118502.39 | Maintain Status Quo | Afghanistan | AFG | 2022-01-02 | v8 | TRUE
https://raw.githubusercontent.com/mrc-ide/global-lmic-reports/master/AFG/projections.csv | 2020-12-17 | cumulative_deaths | 1783.63 | 1888.55 | 1937.88 | 1952.53 | 1998.74 | 2192.2 | Maintain Status Quo | Afghanistan | AFG | 2022-01-02 | v8 | TRUE
https://raw.githubusercontent.com/mrc-ide/global-lmic-reports/master/AFG/projections.csv | 2020-12-17 | Rt | 0.86 | 0.91 | 0.92 | 0.92 | 0.95 | 0.98 | Maintain Status Quo | Afghanistan | AFG | 2022-01-02 | v8 | TRUE
https://raw.githubusercontent.com/mrc-ide/global-lmic-reports/master/AFG/projections.csv | 2020-12-17 | Reff | 0.84 | 0.89 | 0.9 | 0.9 | 0.92 | 0.96 | Maintain Status Quo | Afghanistan | AFG | 2022-01-02 | v8 | TRUE
https://raw.githubusercontent.com/mrc-ide/global-lmic-reports/master/AFG/projections.csv | 2020-12-17 | infections | 4391.15 | 4841.57 | 5185.19 | 5201.67 | 5527.7 | 6214.7 | Optimistic | Afghanistan | AFG | 2022-01-02 | v8 | TRUE
https://raw.githubusercontent.com/mrc-ide/global-lmic-reports/master/AFG/projections.csv | 2020-12-17 | deaths | 11.98 | 12.54 | 12.9 | 12.98 | 13.25 | 14.69 | Optimistic | Afghanistan | AFG | 2022-01-02 | v8 | TRUE
https://raw.githubusercontent.com/mrc-ide/global-lmic-reports/master/AFG/projections.csv | 2020-12-17 | hospital_demand | 461.18 | 485.79 | 498.98 | 500.94 | 510.44 | 565.93 | Optimistic | Afghanistan | AFG | 2022-01-02 | v8 | TRUE
https://raw.githubusercontent.com/mrc-ide/global-lmic-reports/master/AFG/projections.csv | 2020-12-17 | ICU_demand | 179.66 | 188.54 | 193.72 | 194.63 | 198.76 | 220.49 | Optimistic | Afghanistan | AFG | 2022-01-02 | v8 | TRUE
https://raw.githubusercontent.com/mrc-ide/global-lmic-reports/master/AFG/projections.csv | 2020-12-17 | hospital_incidence | 46.04 | 49.22 | 50.52 | 50.92 | 51.66 | 58.09 | Optimistic | Afghanistan | AFG | 2022-01-02 | v8 | TRUE
https://raw.githubusercontent.com/mrc-ide/global-lmic-reports/master/AFG/projections.csv | 2020-12-17 | ICU_incidence | 13.16 | 14.07 | 14.44 | 14.56 | 14.77 | 16.61 | Optimistic | Afghanistan | AFG | 2022-01-02 | v8 | TRUE
https://raw.githubusercontent.com/mrc-ide/global-lmic-reports/master/AFG/projections.csv | 2020-12-17 | prevalence | 32680.93 | 35295.07 | 37028.86 | 37398.8 | 38964.11 | 43399.77 | Optimistic | Afghanistan | AFG | 2022-01-02 | v8 | TRUE
https://raw.githubusercontent.com/mrc-ide/global-lmic-reports/master/AFG/projections.csv | 2020-12-17 | cumulative_infections | 928389.8 | 971046.26 | 995843.46 | 1004014.43 | 1018193.99 | 1118502.39 | Optimistic | Afghanistan | AFG | 2022-01-02 | v8 | TRUE
https://raw.githubusercontent.com/mrc-ide/global-lmic-reports/master/AFG/projections.csv | 2020-12-17 | cumulative_deaths | 1783.63 | 1888.55 | 1937.88 | 1952.53 | 1998.74 | 2192.2 | Optimistic | Afghanistan | AFG | 2022-01-02 | v8 | TRUE
https://raw.githubusercontent.com/mrc-ide/global-lmic-reports/master/AFG/projections.csv | 2020-12-17 | Rt | 0.86 | 0.91 | 0.92 | 0.92 | 0.95 | 0.98 | Optimistic | Afghanistan | AFG | 2022-01-02 | v8 | TRUE
https://raw.githubusercontent.com/mrc-ide/global-lmic-reports/master/AFG/projections.csv | 2020-12-17 | Reff | 0.84 | 0.89 | 0.9 | 0.9 | 0.92 | 0.96 | Optimistic | Afghanistan | AFG | 2022-01-02 | v8 | TRUE
https://raw.githubusercontent.com/mrc-ide/global-lmic-reports/master/AFG/projections.csv | 2020-12-17 | infections | 4391.15 | 4841.57 | 5185.19 | 5201.67 | 5527.7 | 6214.7 | Pessimistic | Afghanistan | AFG | 2022-01-02 | v8 | TRUE
https://raw.githubusercontent.com/mrc-ide/global-lmic-reports/master/AFG/projections.csv | 2020-12-17 | deaths | 11.98 | 12.54 | 12.9 | 12.98 | 13.25 | 14.69 | Pessimistic | Afghanistan | AFG | 2022-01-02 | v8 | TRUE
https://raw.githubusercontent.com/mrc-ide/global-lmic-reports/master/AFG/projections.csv | 2020-12-17 | hospital_demand | 461.18 | 485.79 | 498.98 | 500.94 | 510.44 | 565.93 | Pessimistic | Afghanistan | AFG | 2022-01-02 | v8 | TRUE
https://raw.githubusercontent.com/mrc-ide/global-lmic-reports/master/AFG/projections.csv | 2020-12-17 | ICU_demand | 179.66 | 188.54 | 193.72 | 194.63 | 198.76 | 220.49 | Pessimistic | Afghanistan | AFG | 2022-01-02 | v8 | TRUE
https://raw.githubusercontent.com/mrc-ide/global-lmic-reports/master/AFG/projections.csv | 2020-12-17 | hospital_incidence | 46.04 | 49.22 | 50.52 | 50.92 | 51.66 | 58.09 | Pessimistic | Afghanistan | AFG | 2022-01-02 | v8 | TRUE
https://raw.githubusercontent.com/mrc-ide/global-lmic-reports/master/AFG/projections.csv | 2020-12-17 | ICU_incidence | 13.16 | 14.07 | 14.44 | 14.56 | 14.77 | 16.61 | Pessimistic | Afghanistan | AFG | 2022-01-02 | v8 | TRUE
https://raw.githubusercontent.com/mrc-ide/global-lmic-reports/master/AFG/projections.csv | 2020-12-17 | prevalence | 32680.93 | 35295.07 | 37028.86 | 37398.8 | 38964.11 | 43399.77 | Pessimistic | Afghanistan | AFG | 2022-01-02 | v8 | TRUE
https://raw.githubusercontent.com/mrc-ide/global-lmic-reports/master/AFG/projections.csv | 2020-12-17 | cumulative_infections | 928389.8 | 971046.26 | 995843.46 | 1004014.43 | 1018193.99 | 1118502.39 | Pessimistic | Afghanistan | AFG | 2022-01-02 | v8 | TRUE
https://raw.githubusercontent.com/mrc-ide/global-lmic-reports/master/AFG/projections.csv | 2020-12-17 | cumulative_deaths | 1783.63 | 1888.55 | 1937.88 | 1952.53 | 1998.74 | 2192.2 | Pessimistic | Afghanistan | AFG | 2022-01-02 | v8 | TRUE
https://raw.githubusercontent.com/mrc-ide/global-lmic-reports/master/AFG/projections.csv | 2020-12-17 | Rt | 0.86 | 0.91 | 0.92 | 0.92 | 0.95 | 0.98 | Pessimistic | Afghanistan | AFG | 2022-01-02 | v8 | TRUE
https://raw.githubusercontent.com/mrc-ide/global-lmic-reports/master/AFG/projections.csv | 2020-12-17 | Reff | 0.84 | 0.89 | 0.9 | 0.9 | 0.92 | 0.96 | Pessimistic | Afghanistan | AFG | 2022-01-02 | v8 | TRUE
https://raw.githubusercontent.com/mrc-ide/global-lmic-reports/master/AFG/projections.csv | 2020-12-17 | infections | 4391.15 | 4841.57 | 5185.19 | 5201.67 | 5527.7 | 6214.7 | Relax Interventions 50% | Afghanistan | AFG | 2022-01-02 | v8 | TRUE
https://raw.githubusercontent.com/mrc-ide/global-lmic-reports/master/AFG/projections.csv | 2020-12-17 | deaths | 11.98 | 12.54 | 12.9 | 12.98 | 13.25 | 14.69 | Relax Interventions 50% | Afghanistan | AFG | 2022-01-02 | v8 | TRUE
https://raw.githubusercontent.com/mrc-ide/global-lmic-reports/master/AFG/projections.csv | 2020-12-17 | hospital_demand | 461.18 | 485.79 | 498.98 | 500.94 | 510.44 | 565.93 | Relax Interventions 50% | Afghanistan | AFG | 2022-01-02 | v8 | TRUE
https://raw.githubusercontent.com/mrc-ide/global-lmic-reports/master/AFG/projections.csv | 2020-12-17 | ICU_demand | 179.66 | 188.54 | 193.72 | 194.63 | 198.76 | 220.49 | Relax Interventions 50% | Afghanistan | AFG | 2022-01-02 | v8 | TRUE
https://raw.githubusercontent.com/mrc-ide/global-lmic-reports/master/AFG/projections.csv | 2020-12-17 | hospital_incidence | 46.04 | 49.22 | 50.52 | 50.92 | 51.66 | 58.09 | Relax Interventions 50% | Afghanistan | AFG | 2022-01-02 | v8 | TRUE
https://raw.githubusercontent.com/mrc-ide/global-lmic-reports/master/AFG/projections.csv | 2020-12-17 | ICU_incidence | 13.16 | 14.07 | 14.44 | 14.56 | 14.77 | 16.61 | Relax Interventions 50% | Afghanistan | AFG | 2022-01-02 | v8 | TRUE
https://raw.githubusercontent.com/mrc-ide/global-lmic-reports/master/AFG/projections.csv | 2020-12-17 | prevalence | 32680.93 | 35295.07 | 37028.86 | 37398.8 | 38964.11 | 43399.77 | Relax Interventions 50% | Afghanistan | AFG | 2022-01-02 | v8 | TRUE
https://raw.githubusercontent.com/mrc-ide/global-lmic-reports/master/AFG/projections.csv | 2020-12-17 | cumulative_infections | 928389.8 | 971046.26 | 995843.46 | 1004014.43 | 1018193.99 | 1118502.39 | Relax Interventions 50% | Afghanistan | AFG | 2022-01-02 | v8 | TRUE
https://raw.githubusercontent.com/mrc-ide/global-lmic-reports/master/AFG/projections.csv | 2020-12-17 | cumulative_deaths | 1783.63 | 1888.55 | 1937.88 | 1952.53 | 1998.74 | 2192.2 | Relax Interventions 50% | Afghanistan | AFG | 2022-01-02 | v8 | TRUE
https://raw.githubusercontent.com/mrc-ide/global-lmic-reports/master/AFG/projections.csv | 2020-12-17 | Rt | 0.86 | 0.91 | 0.92 | 0.92 | 0.95 | 0.98 | Relax Interventions 50% | Afghanistan | AFG | 2022-01-02 | v8 | TRUE
https://raw.githubusercontent.com/mrc-ide/global-lmic-reports/master/AFG/projections.csv | 2020-12-17 | Reff | 0.84 | 0.89 | 0.9 | 0.9 | 0.92 | 0.96 | Relax Interventions 50% | Afghanistan | AFG | 2022-01-02 | v8 | TRUE
https://raw.githubusercontent.com/mrc-ide/global-lmic-reports/master/AFG/projections.csv | 2020-12-17 | infections | 4351.73 | 4777.96 | 5002.88 | 5059.96 | 5400.81 | 6038.96 | Surged Additional 50% Reduction | Afghanistan | AFG | 2022-01-02 | v8 | TRUE
https://raw.githubusercontent.com/mrc-ide/global-lmic-reports/master/AFG/projections.csv | 2020-12-17 | deaths | 11.78 | 12.44 | 12.72 | 12.8 | 13.03 | 14.32 | Surged Additional 50% Reduction | Afghanistan | AFG | 2022-01-02 | v8 | TRUE
https://raw.githubusercontent.com/mrc-ide/global-lmic-reports/master/AFG/projections.csv | 2020-12-17 | hospital_demand | 452.02 | 478.88 | 488.01 | 493.28 | 502.17 | 553.06 | Surged Additional 50% Reduction | Afghanistan | AFG | 2022-01-02 | v8 | TRUE
https://raw.githubusercontent.com/mrc-ide/global-lmic-reports/master/AFG/projections.csv | 2020-12-17 | ICU_demand | 176.32 | 185.98 | 189.93 | 191.83 | 195.22 | 214.34 | Surged Additional 50% Reduction | Afghanistan | AFG | 2022-01-02 | v8 | TRUE
https://raw.githubusercontent.com/mrc-ide/global-lmic-reports/master/AFG/projections.csv | 2020-12-17 | hospital_incidence | 44.83 | 47.98 | 49.24 | 49.91 | 51.13 | 56.45 | Surged Additional 50% Reduction | Afghanistan | AFG | 2022-01-02 | v8 | TRUE
https://raw.githubusercontent.com/mrc-ide/global-lmic-reports/master/AFG/projections.csv | 2020-12-17 | ICU_incidence | 12.82 | 13.72 | 14.08 | 14.27 | 14.62 | 16.14 | Surged Additional 50% Reduction | Afghanistan | AFG | 2022-01-02 | v8 | TRUE
https://raw.githubusercontent.com/mrc-ide/global-lmic-reports/master/AFG/projections.csv | 2020-12-17 | prevalence | 32251.31 | 34809.05 | 36121.66 | 36514.52 | 38407.76 | 42680.92 | Surged Additional 50% Reduction | Afghanistan | AFG | 2022-01-02 | v8 | TRUE
https://raw.githubusercontent.com/mrc-ide/global-lmic-reports/master/AFG/projections.csv | 2020-12-17 | cumulative_infections | 929246.12 | 968848.03 | 997723.07 | 994484.08 | 1020996.15 | 1068241.21 | Surged Additional 50% Reduction | Afghanistan | AFG | 2022-01-02 | v8 | TRUE
https://raw.githubusercontent.com/mrc-ide/global-lmic-reports/master/AFG/projections.csv | 2020-12-17 | cumulative_deaths | 1794.99 | 1866.5 | 1928.94 | 1922.55 | 1970.33 | 2059.08 | Surged Additional 50% Reduction | Afghanistan | AFG | 2022-01-02 | v8 | TRUE
https://raw.githubusercontent.com/mrc-ide/global-lmic-reports/master/AFG/projections.csv | 2020-12-17 | Rt | 0.87 | 0.9 | 0.92 | 0.92 | 0.93 | 0.98 | Surged Additional 50% Reduction | Afghanistan | AFG | 2022-01-02 | v8 | TRUE
https://raw.githubusercontent.com/mrc-ide/global-lmic-reports/master/AFG/projections.csv | 2020-12-17 | Reff | 0.85 | 0.87 | 0.9 | 0.9 | 0.91 | 0.95 | Surged Additional 50% Reduction | Afghanistan | AFG | 2022-01-02 | v8 | TRUE
https://raw.githubusercontent.com/mrc-ide/global-lmic-reports/master/AFG/projections.csv | 2020-12-17 | infections | 4351.73 | 4777.96 | 5002.88 | 5059.96 | 5400.81 | 6038.96 | Surged Maintain Status Quo | Afghanistan | AFG | 2022-01-02 | v8 | TRUE
https://raw.githubusercontent.com/mrc-ide/global-lmic-reports/master/AFG/projections.csv | 2020-12-17 | deaths | 11.78 | 12.44 | 12.72 | 12.8 | 13.03 | 14.32 | Surged Maintain Status Quo | Afghanistan | AFG | 2022-01-02 | v8 | TRUE
https://raw.githubusercontent.com/mrc-ide/global-lmic-reports/master/AFG/projections.csv | 2020-12-17 | hospital_demand | 452.02 | 478.88 | 488.01 | 493.28 | 502.17 | 553.06 | Surged Maintain Status Quo | Afghanistan | AFG | 2022-01-02 | v8 | TRUE
https://raw.githubusercontent.com/mrc-ide/global-lmic-reports/master/AFG/projections.csv | 2020-12-17 | ICU_demand | 176.32 | 185.98 | 189.93 | 191.83 | 195.22 | 214.34 | Surged Maintain Status Quo | Afghanistan | AFG | 2022-01-02 | v8 | TRUE
https://raw.githubusercontent.com/mrc-ide/global-lmic-reports/master/AFG/projections.csv | 2020-12-17 | hospital_incidence | 44.83 | 47.98 | 49.24 | 49.91 | 51.13 | 56.45 | Surged Maintain Status Quo | Afghanistan | AFG | 2022-01-02 | v8 | TRUE
https://raw.githubusercontent.com/mrc-ide/global-lmic-reports/master/AFG/projections.csv | 2020-12-17 | ICU_incidence | 12.82 | 13.72 | 14.08 | 14.27 | 14.62 | 16.14 | Surged Maintain Status Quo | Afghanistan | AFG | 2022-01-02 | v8 | TRUE
https://raw.githubusercontent.com/mrc-ide/global-lmic-reports/master/AFG/projections.csv | 2020-12-17 | prevalence | 32251.31 | 34809.05 | 36121.66 | 36514.52 | 38407.76 | 42680.92 | Surged Maintain Status Quo | Afghanistan | AFG | 2022-01-02 | v8 | TRUE
https://raw.githubusercontent.com/mrc-ide/global-lmic-reports/master/AFG/projections.csv | 2020-12-17 | cumulative_infections | 929246.12 | 968848.03 | 997723.07 | 994484.08 | 1020996.15 | 1068241.21 | Surged Maintain Status Quo | Afghanistan | AFG | 2022-01-02 | v8 | TRUE
https://raw.githubusercontent.com/mrc-ide/global-lmic-reports/master/AFG/projections.csv | 2020-12-17 | cumulative_deaths | 1794.99 | 1866.5 | 1928.94 | 1922.55 | 1970.33 | 2059.08 | Surged Maintain Status Quo | Afghanistan | AFG | 2022-01-02 | v8 | TRUE
https://raw.githubusercontent.com/mrc-ide/global-lmic-reports/master/AFG/projections.csv | 2020-12-17 | Rt | 0.87 | 0.9 | 0.92 | 0.92 | 0.93 | 0.98 | Surged Maintain Status Quo | Afghanistan | AFG | 2022-01-02 | v8 | TRUE
https://raw.githubusercontent.com/mrc-ide/global-lmic-reports/master/AFG/projections.csv | 2020-12-17 | Reff | 0.85 | 0.87 | 0.9 | 0.9 | 0.91 | 0.95 | Surged Maintain Status Quo | Afghanistan | AFG | 2022-01-02 | v8 | TRUE
https://raw.githubusercontent.com/mrc-ide/global-lmic-reports/master/AFG/projections.csv | 2020-12-17 | infections | 4351.73 | 4777.96 | 5002.88 | 5059.96 | 5400.81 | 6038.96 | Surged Optimistic | Afghanistan | AFG | 2022-01-02 | v8 | TRUE
https://raw.githubusercontent.com/mrc-ide/global-lmic-reports/master/AFG/projections.csv | 2020-12-17 | deaths | 11.78 | 12.44 | 12.72 | 12.8 | 13.03 | 14.32 | Surged Optimistic | Afghanistan | AFG | 2022-01-02 | v8 | TRUE
https://raw.githubusercontent.com/mrc-ide/global-lmic-reports/master/AFG/projections.csv | 2020-12-17 | hospital_demand | 452.02 | 478.88 | 488.01 | 493.28 | 502.17 | 553.06 | Surged Optimistic | Afghanistan | AFG | 2022-01-02 | v8 | TRUE
https://raw.githubusercontent.com/mrc-ide/global-lmic-reports/master/AFG/projections.csv | 2020-12-17 | ICU_demand | 176.32 | 185.98 | 189.93 | 191.83 | 195.22 | 214.34 | Surged Optimistic | Afghanistan | AFG | 2022-01-02 | v8 | TRUE
https://raw.githubusercontent.com/mrc-ide/global-lmic-reports/master/AFG/projections.csv | 2020-12-17 | hospital_incidence | 44.83 | 47.98 | 49.24 | 49.91 | 51.13 | 56.45 | Surged Optimistic | Afghanistan | AFG | 2022-01-02 | v8 | TRUE
https://raw.githubusercontent.com/mrc-ide/global-lmic-reports/master/AFG/projections.csv | 2020-12-17 | ICU_incidence | 12.82 | 13.72 | 14.08 | 14.27 | 14.62 | 16.14 | Surged Optimistic | Afghanistan | AFG | 2022-01-02 | v8 | TRUE
https://raw.githubusercontent.com/mrc-ide/global-lmic-reports/master/AFG/projections.csv | 2020-12-17 | prevalence | 32251.31 | 34809.05 | 36121.66 | 36514.52 | 38407.76 | 42680.92 | Surged Optimistic | Afghanistan | AFG | 2022-01-02 | v8 | TRUE
https://raw.githubusercontent.com/mrc-ide/global-lmic-reports/master/AFG/projections.csv | 2020-12-17 | cumulative_infections | 929246.12 | 968848.03 | 997723.07 | 994484.08 | 1020996.15 | 1068241.21 | Surged Optimistic | Afghanistan | AFG | 2022-01-02 | v8 | TRUE
https://raw.githubusercontent.com/mrc-ide/global-lmic-reports/master/AFG/projections.csv | 2020-12-17 | cumulative_deaths | 1794.99 | 1866.5 | 1928.94 | 1922.55 | 1970.33 | 2059.08 | Surged Optimistic | Afghanistan | AFG | 2022-01-02 | v8 | TRUE
https://raw.githubusercontent.com/mrc-ide/global-lmic-reports/master/AFG/projections.csv | 2020-12-17 | Rt | 0.87 | 0.9 | 0.92 | 0.92 | 0.93 | 0.98 | Surged Optimistic | Afghanistan | AFG | 2022-01-02 | v8 | TRUE
https://raw.githubusercontent.com/mrc-ide/global-lmic-reports/master/AFG/projections.csv | 2020-12-17 | Reff | 0.85 | 0.87 | 0.9 | 0.9 | 0.91 | 0.95 | Surged Optimistic | Afghanistan | AFG | 2022-01-02 | v8 | TRUE
https://raw.githubusercontent.com/mrc-ide/global-lmic-reports/master/AFG/projections.csv | 2020-12-17 | infections | 4351.73 | 4777.96 | 5002.88 | 5059.96 | 5400.81 | 6038.96 | Surged Pessimistic | Afghanistan | AFG | 2022-01-02 | v8 | TRUE
https://raw.githubusercontent.com/mrc-ide/global-lmic-reports/master/AFG/projections.csv | 2020-12-17 | deaths | 11.78 | 12.44 | 12.72 | 12.8 | 13.03 | 14.32 | Surged Pessimistic | Afghanistan | AFG | 2022-01-02 | v8 | TRUE
https://raw.githubusercontent.com/mrc-ide/global-lmic-reports/master/AFG/projections.csv | 2020-12-17 | hospital_demand | 452.02 | 478.88 | 488.01 | 493.28 | 502.17 | 553.06 | Surged Pessimistic | Afghanistan | AFG | 2022-01-02 | v8 | TRUE
https://raw.githubusercontent.com/mrc-ide/global-lmic-reports/master/AFG/projections.csv | 2020-12-17 | ICU_demand | 176.32 | 185.98 | 189.93 | 191.83 | 195.22 | 214.34 | Surged Pessimistic | Afghanistan | AFG | 2022-01-02 | v8 | TRUE
https://raw.githubusercontent.com/mrc-ide/global-lmic-reports/master/AFG/projections.csv | 2020-12-17 | hospital_incidence | 44.83 | 47.98 | 49.24 | 49.91 | 51.13 | 56.45 | Surged Pessimistic | Afghanistan | AFG | 2022-01-02 | v8 | TRUE
https://raw.githubusercontent.com/mrc-ide/global-lmic-reports/master/AFG/projections.csv | 2020-12-17 | ICU_incidence | 12.82 | 13.72 | 14.08 | 14.27 | 14.62 | 16.14 | Surged Pessimistic | Afghanistan | AFG | 2022-01-02 | v8 | TRUE
https://raw.githubusercontent.com/mrc-ide/global-lmic-reports/master/AFG/projections.csv | 2020-12-17 | prevalence | 32251.31 | 34809.05 | 36121.66 | 36514.52 | 38407.76 | 42680.92 | Surged Pessimistic | Afghanistan | AFG | 2022-01-02 | v8 | TRUE
https://raw.githubusercontent.com/mrc-ide/global-lmic-reports/master/AFG/projections.csv | 2020-12-17 | cumulative_infections | 929246.12 | 968848.03 | 997723.07 | 994484.08 | 1020996.15 | 1068241.21 | Surged Pessimistic | Afghanistan | AFG | 2022-01-02 | v8 | TRUE
https://raw.githubusercontent.com/mrc-ide/global-lmic-reports/master/AFG/projections.csv | 2020-12-17 | cumulative_deaths | 1794.99 | 1866.5 | 1928.94 | 1922.55 | 1970.33 | 2059.08 | Surged Pessimistic | Afghanistan | AFG | 2022-01-02 | v8 | TRUE
https://raw.githubusercontent.com/mrc-ide/global-lmic-reports/master/AFG/projections.csv | 2020-12-17 | Rt | 0.87 | 0.9 | 0.92 | 0.92 | 0.93 | 0.98 | Surged Pessimistic | Afghanistan | AFG | 2022-01-02 | v8 | TRUE
https://raw.githubusercontent.com/mrc-ide/global-lmic-reports/master/AFG/projections.csv | 2020-12-17 | Reff | 0.85 | 0.87 | 0.9 | 0.9 | 0.91 | 0.95 | Surged Pessimistic | Afghanistan | AFG | 2022-01-02 | v8 | TRUE
https://raw.githubusercontent.com/mrc-ide/global-lmic-reports/master/AFG/projections.csv | 2020-12-17 | infections | 4351.73 | 4777.96 | 5002.88 | 5059.96 | 5400.81 | 6038.96 | Surged Relax Interventions 50% | Afghanistan | AFG | 2022-01-02 | v8 | TRUE
https://raw.githubusercontent.com/mrc-ide/global-lmic-reports/master/AFG/projections.csv | 2020-12-17 | deaths | 11.78 | 12.44 | 12.72 | 12.8 | 13.03 | 14.32 | Surged Relax Interventions 50% | Afghanistan | AFG | 2022-01-02 | v8 | TRUE
https://raw.githubusercontent.com/mrc-ide/global-lmic-reports/master/AFG/projections.csv | 2020-12-17 | hospital_demand | 452.02 | 478.88 | 488.01 | 493.28 | 502.17 | 553.06 | Surged Relax Interventions 50% | Afghanistan | AFG | 2022-01-02 | v8 | TRUE
https://raw.githubusercontent.com/mrc-ide/global-lmic-reports/master/AFG/projections.csv | 2020-12-17 | ICU_demand | 176.32 | 185.98 | 189.93 | 191.83 | 195.22 | 214.34 | Surged Relax Interventions 50% | Afghanistan | AFG | 2022-01-02 | v8 | TRUE
https://raw.githubusercontent.com/mrc-ide/global-lmic-reports/master/AFG/projections.csv | 2020-12-17 | hospital_incidence | 44.83 | 47.98 | 49.24 | 49.91 | 51.13 | 56.45 | Surged Relax Interventions 50% | Afghanistan | AFG | 2022-01-02 | v8 | TRUE
https://raw.githubusercontent.com/mrc-ide/global-lmic-reports/master/AFG/projections.csv | 2020-12-17 | ICU_incidence | 12.82 | 13.72 | 14.08 | 14.27 | 14.62 | 16.14 | Surged Relax Interventions 50% | Afghanistan | AFG | 2022-01-02 | v8 | TRUE
https://raw.githubusercontent.com/mrc-ide/global-lmic-reports/master/AFG/projections.csv | 2020-12-17 | prevalence | 32251.31 | 34809.05 | 36121.66 | 36514.52 | 38407.76 | 42680.92 | Surged Relax Interventions 50% | Afghanistan | AFG | 2022-01-02 | v8 | TRUE
https://raw.githubusercontent.com/mrc-ide/global-lmic-reports/master/AFG/projections.csv | 2020-12-17 | cumulative_infections | 929246.12 | 968848.03 | 997723.07 | 994484.08 | 1020996.15 | 1068241.21 | Surged Relax Interventions 50% | Afghanistan | AFG | 2022-01-02 | v8 | TRUE
https://raw.githubusercontent.com/mrc-ide/global-lmic-reports/master/AFG/projections.csv | 2020-12-17 | cumulative_deaths | 1794.99 | 1866.5 | 1928.94 | 1922.55 | 1970.33 | 2059.08 | Surged Relax Interventions 50% | Afghanistan | AFG | 2022-01-02 | v8 | TRUE
https://raw.githubusercontent.com/mrc-ide/global-lmic-reports/master/AFG/projections.csv | 2020-12-17 | Rt | 0.87 | 0.9 | 0.92 | 0.92 | 0.93 | 0.98 | Surged Relax Interventions 50% | Afghanistan | AFG | 2022-01-02 | v8 | TRUE
https://raw.githubusercontent.com/mrc-ide/global-lmic-reports/master/AFG/projections.csv | 2020-12-17 | Reff | 0.85 | 0.87 | 0.9 | 0.9 | 0.91 | 0.95 | Surged Relax Interventions 50% | Afghanistan | AFG | 2022-01-02 | v8 | TRUE
https://raw.githubusercontent.com/mrc-ide/global-lmic-reports/master/AFG/projections.csv | 2020-12-18 | infections | 4182.23 | 4667.91 | 4979.52 | 5009.46 | 5295.63 | 5964.54 | Additional 50% Reduction | Afghanistan | AFG | 2022-01-02 | v8 | TRUE
https://raw.githubusercontent.com/mrc-ide/global-lmic-reports/master/AFG/projections.csv | 2020-12-18 | deaths | 11.96 | 12.54 | 12.87 | 12.96 | 13.25 | 14.66 | Additional 50% Reduction | Afghanistan | AFG | 2022-01-02 | v8 | TRUE
https://raw.githubusercontent.com/mrc-ide/global-lmic-reports/master/AFG/projections.csv | 2020-12-18 | hospital_demand | 457.91 | 484.76 | 496.59 | 498.17 | 506.64 | 563.21 | Additional 50% Reduction | Afghanistan | AFG | 2022-01-02 | v8 | TRUE
https://raw.githubusercontent.com/mrc-ide/global-lmic-reports/master/AFG/projections.csv | 2020-12-18 | ICU_demand | 179.02 | 188 | 193.02 | 194.11 | 197.83 | 219.94 | Additional 50% Reduction | Afghanistan | AFG | 2022-01-02 | v8 | TRUE
https://raw.githubusercontent.com/mrc-ide/global-lmic-reports/master/AFG/projections.csv | 2020-12-18 | hospital_incidence | 45.22 | 48.23 | 49.88 | 50.37 | 51.51 | 57.73 | Additional 50% Reduction | Afghanistan | AFG | 2022-01-02 | v8 | TRUE
https://raw.githubusercontent.com/mrc-ide/global-lmic-reports/master/AFG/projections.csv | 2020-12-18 | ICU_incidence | 12.93 | 13.79 | 14.26 | 14.4 | 14.72 | 16.5 | Additional 50% Reduction | Afghanistan | AFG | 2022-01-02 | v8 | TRUE
https://raw.githubusercontent.com/mrc-ide/global-lmic-reports/master/AFG/projections.csv | 2020-12-18 | prevalence | 31976.44 | 34719.56 | 36513.33 | 36849.74 | 38598.6 | 43017.08 | Additional 50% Reduction | Afghanistan | AFG | 2022-01-02 | v8 | TRUE
https://raw.githubusercontent.com/mrc-ide/global-lmic-reports/master/AFG/projections.csv | 2020-12-18 | cumulative_infections | 933186.62 | 975623.51 | 1001105.02 | 1009023.89 | 1022719.92 | 1123963.56 | Additional 50% Reduction | Afghanistan | AFG | 2022-01-02 | v8 | TRUE
https://raw.githubusercontent.com/mrc-ide/global-lmic-reports/master/AFG/projections.csv | 2020-12-18 | cumulative_deaths | 1796.08 | 1901.23 | 1951.06 | 1965.49 | 2011.15 | 2206.75 | Additional 50% Reduction | Afghanistan | AFG | 2022-01-02 | v8 | TRUE
https://raw.githubusercontent.com/mrc-ide/global-lmic-reports/master/AFG/projections.csv | 2020-12-18 | Rt | 0.76 | 0.78 | 0.8 | 0.81 | 0.82 | 0.88 | Additional 50% Reduction | Afghanistan | AFG | 2022-01-02 | v8 | TRUE
https://raw.githubusercontent.com/mrc-ide/global-lmic-reports/master/AFG/projections.csv | 2020-12-18 | Reff | 0.74 | 0.76 | 0.78 | 0.79 | 0.8 | 0.85 | Additional 50% Reduction | Afghanistan | AFG | 2022-01-02 | v8 | TRUE
https://raw.githubusercontent.com/mrc-ide/global-lmic-reports/master/AFG/projections.csv | 2020-12-18 | infections | 4182.23 | 4667.91 | 4979.52 | 5009.46 | 5295.63 | 5964.54 | Maintain Status Quo | Afghanistan | AFG | 2022-01-02 | v8 | TRUE
https://raw.githubusercontent.com/mrc-ide/global-lmic-reports/master/AFG/projections.csv | 2020-12-18 | deaths | 11.96 | 12.54 | 12.87 | 12.96 | 13.25 | 14.66 | Maintain Status Quo | Afghanistan | AFG | 2022-01-02 | v8 | TRUE
https://raw.githubusercontent.com/mrc-ide/global-lmic-reports/master/AFG/projections.csv | 2020-12-18 | hospital_demand | 457.91 | 484.76 | 496.59 | 498.17 | 506.64 | 563.21 | Maintain Status Quo | Afghanistan | AFG | 2022-01-02 | v8 | TRUE
https://raw.githubusercontent.com/mrc-ide/global-lmic-reports/master/AFG/projections.csv | 2020-12-18 | ICU_demand | 179.02 | 188 | 193.02 | 194.11 | 197.83 | 219.94 | Maintain Status Quo | Afghanistan | AFG | 2022-01-02 | v8 | TRUE
https://raw.githubusercontent.com/mrc-ide/global-lmic-reports/master/AFG/projections.csv | 2020-12-18 | hospital_incidence | 45.22 | 48.23 | 49.88 | 50.37 | 51.51 | 57.73 | Maintain Status Quo | Afghanistan | AFG | 2022-01-02 | v8 | TRUE
https://raw.githubusercontent.com/mrc-ide/global-lmic-reports/master/AFG/projections.csv | 2020-12-18 | ICU_incidence | 12.93 | 13.79 | 14.26 | 14.4 | 14.72 | 16.5 | Maintain Status Quo | Afghanistan | AFG | 2022-01-02 | v8 | TRUE
https://raw.githubusercontent.com/mrc-ide/global-lmic-reports/master/AFG/projections.csv | 2020-12-18 | prevalence | 31976.44 | 34719.56 | 36513.33 | 36849.74 | 38598.6 | 43017.08 | Maintain Status Quo | Afghanistan | AFG | 2022-01-02 | v8 | TRUE
https://raw.githubusercontent.com/mrc-ide/global-lmic-reports/master/AFG/projections.csv | 2020-12-18 | cumulative_infections | 933186.62 | 975623.51 | 1001105.02 | 1009023.89 | 1022719.92 | 1123963.56 | Maintain Status Quo | Afghanistan | AFG | 2022-01-02 | v8 | TRUE
https://raw.githubusercontent.com/mrc-ide/global-lmic-reports/master/AFG/projections.csv | 2020-12-18 | cumulative_deaths | 1796.08 | 1901.23 | 1951.06 | 1965.49 | 2011.15 | 2206.75 | Maintain Status Quo | Afghanistan | AFG | 2022-01-02 | v8 | TRUE
https://raw.githubusercontent.com/mrc-ide/global-lmic-reports/master/AFG/projections.csv | 2020-12-18 | Rt | 0.76 | 0.78 | 0.8 | 0.81 | 0.82 | 0.88 | Maintain Status Quo | Afghanistan | AFG | 2022-01-02 | v8 | TRUE
https://raw.githubusercontent.com/mrc-ide/global-lmic-reports/master/AFG/projections.csv | 2020-12-18 | Reff | 0.74 | 0.76 | 0.78 | 0.79 | 0.8 | 0.85 | Maintain Status Quo | Afghanistan | AFG | 2022-01-02 | v8 | TRUE
https://raw.githubusercontent.com/mrc-ide/global-lmic-reports/master/AFG/projections.csv | 2020-12-18 | infections | 4182.23 | 4667.91 | 4979.52 | 5009.46 | 5295.63 | 5964.54 | Optimistic | Afghanistan | AFG | 2022-01-02 | v8 | TRUE
https://raw.githubusercontent.com/mrc-ide/global-lmic-reports/master/AFG/projections.csv | 2020-12-18 | deaths | 11.96 | 12.54 | 12.87 | 12.96 | 13.25 | 14.66 | Optimistic | Afghanistan | AFG | 2022-01-02 | v8 | TRUE
https://raw.githubusercontent.com/mrc-ide/global-lmic-reports/master/AFG/projections.csv | 2020-12-18 | hospital_demand | 457.91 | 484.76 | 496.59 | 498.17 | 506.64 | 563.21 | Optimistic | Afghanistan | AFG | 2022-01-02 | v8 | TRUE
https://raw.githubusercontent.com/mrc-ide/global-lmic-reports/master/AFG/projections.csv | 2020-12-18 | ICU_demand | 179.02 | 188 | 193.02 | 194.11 | 197.83 | 219.94 | Optimistic | Afghanistan | AFG | 2022-01-02 | v8 | TRUE
https://raw.githubusercontent.com/mrc-ide/global-lmic-reports/master/AFG/projections.csv | 2020-12-18 | hospital_incidence | 45.22 | 48.23 | 49.88 | 50.37 | 51.51 | 57.73 | Optimistic | Afghanistan | AFG | 2022-01-02 | v8 | TRUE
https://raw.githubusercontent.com/mrc-ide/global-lmic-reports/master/AFG/projections.csv | 2020-12-18 | ICU_incidence | 12.93 | 13.79 | 14.26 | 14.4 | 14.72 | 16.5 | Optimistic | Afghanistan | AFG | 2022-01-02 | v8 | TRUE
https://raw.githubusercontent.com/mrc-ide/global-lmic-reports/master/AFG/projections.csv | 2020-12-18 | prevalence | 31976.44 | 34719.56 | 36513.33 | 36849.74 | 38598.6 | 43017.08 | Optimistic | Afghanistan | AFG | 2022-01-02 | v8 | TRUE
https://raw.githubusercontent.com/mrc-ide/global-lmic-reports/master/AFG/projections.csv | 2020-12-18 | cumulative_infections | 933186.62 | 975623.51 | 1001105.02 | 1009023.89 | 1022719.92 | 1123963.56 | Optimistic | Afghanistan | AFG | 2022-01-02 | v8 | TRUE
https://raw.githubusercontent.com/mrc-ide/global-lmic-reports/master/AFG/projections.csv | 2020-12-18 | cumulative_deaths | 1796.08 | 1901.23 | 1951.06 | 1965.49 | 2011.15 | 2206.75 | Optimistic | Afghanistan | AFG | 2022-01-02 | v8 | TRUE
https://raw.githubusercontent.com/mrc-ide/global-lmic-reports/master/AFG/projections.csv | 2020-12-18 | Rt | 0.76 | 0.78 | 0.8 | 0.81 | 0.82 | 0.88 | Optimistic | Afghanistan | AFG | 2022-01-02 | v8 | TRUE
https://raw.githubusercontent.com/mrc-ide/global-lmic-reports/master/AFG/projections.csv | 2020-12-18 | Reff | 0.74 | 0.76 | 0.78 | 0.79 | 0.8 | 0.85 | Optimistic | Afghanistan | AFG | 2022-01-02 | v8 | TRUE
https://raw.githubusercontent.com/mrc-ide/global-lmic-reports/master/AFG/projections.csv | 2020-12-18 | infections | 4182.23 | 4667.91 | 4979.52 | 5009.46 | 5295.63 | 5964.54 | Pessimistic | Afghanistan | AFG | 2022-01-02 | v8 | TRUE
https://raw.githubusercontent.com/mrc-ide/global-lmic-reports/master/AFG/projections.csv | 2020-12-18 | deaths | 11.96 | 12.54 | 12.87 | 12.96 | 13.25 | 14.66 | Pessimistic | Afghanistan | AFG | 2022-01-02 | v8 | TRUE
https://raw.githubusercontent.com/mrc-ide/global-lmic-reports/master/AFG/projections.csv | 2020-12-18 | hospital_demand | 457.91 | 484.76 | 496.59 | 498.17 | 506.64 | 563.21 | Pessimistic | Afghanistan | AFG | 2022-01-02 | v8 | TRUE
https://raw.githubusercontent.com/mrc-ide/global-lmic-reports/master/AFG/projections.csv | 2020-12-18 | ICU_demand | 179.02 | 188 | 193.02 | 194.11 | 197.83 | 219.94 | Pessimistic | Afghanistan | AFG | 2022-01-02 | v8 | TRUE
https://raw.githubusercontent.com/mrc-ide/global-lmic-reports/master/AFG/projections.csv | 2020-12-18 | hospital_incidence | 45.22 | 48.23 | 49.88 | 50.37 | 51.51 | 57.73 | Pessimistic | Afghanistan | AFG | 2022-01-02 | v8 | TRUE
https://raw.githubusercontent.com/mrc-ide/global-lmic-reports/master/AFG/projections.csv | 2020-12-18 | ICU_incidence | 12.93 | 13.79 | 14.26 | 14.4 | 14.72 | 16.5 | Pessimistic | Afghanistan | AFG | 2022-01-02 | v8 | TRUE
https://raw.githubusercontent.com/mrc-ide/global-lmic-reports/master/AFG/projections.csv | 2020-12-18 | prevalence | 31976.44 | 34719.56 | 36513.33 | 36849.74 | 38598.6 | 43017.08 | Pessimistic | Afghanistan | AFG | 2022-01-02 | v8 | TRUE
https://raw.githubusercontent.com/mrc-ide/global-lmic-reports/master/AFG/projections.csv | 2020-12-18 | cumulative_infections | 933186.62 | 975623.51 | 1001105.02 | 1009023.89 | 1022719.92 | 1123963.56 | Pessimistic | Afghanistan | AFG | 2022-01-02 | v8 | TRUE
https://raw.githubusercontent.com/mrc-ide/global-lmic-reports/master/AFG/projections.csv | 2020-12-18 | cumulative_deaths | 1796.08 | 1901.23 | 1951.06 | 1965.49 | 2011.15 | 2206.75 | Pessimistic | Afghanistan | AFG | 2022-01-02 | v8 | TRUE
https://raw.githubusercontent.com/mrc-ide/global-lmic-reports/master/AFG/projections.csv | 2020-12-18 | Rt | 0.76 | 0.78 | 0.8 | 0.81 | 0.82 | 0.88 | Pessimistic | Afghanistan | AFG | 2022-01-02 | v8 | TRUE
https://raw.githubusercontent.com/mrc-ide/global-lmic-reports/master/AFG/projections.csv | 2020-12-18 | Reff | 0.74 | 0.76 | 0.78 | 0.79 | 0.8 | 0.85 | Pessimistic | Afghanistan | AFG | 2022-01-02 | v8 | TRUE
https://raw.githubusercontent.com/mrc-ide/global-lmic-reports/master/AFG/projections.csv | 2020-12-18 | infections | 4182.23 | 4667.91 | 4979.52 | 5009.46 | 5295.63 | 5964.54 | Relax Interventions 50% | Afghanistan | AFG | 2022-01-02 | v8 | TRUE
https://raw.githubusercontent.com/mrc-ide/global-lmic-reports/master/AFG/projections.csv | 2020-12-18 | deaths | 11.96 | 12.54 | 12.87 | 12.96 | 13.25 | 14.66 | Relax Interventions 50% | Afghanistan | AFG | 2022-01-02 | v8 | TRUE
https://raw.githubusercontent.com/mrc-ide/global-lmic-reports/master/AFG/projections.csv | 2020-12-18 | hospital_demand | 457.91 | 484.76 | 496.59 | 498.17 | 506.64 | 563.21 | Relax Interventions 50% | Afghanistan | AFG | 2022-01-02 | v8 | TRUE
https://raw.githubusercontent.com/mrc-ide/global-lmic-reports/master/AFG/projections.csv | 2020-12-18 | ICU_demand | 179.02 | 188 | 193.02 | 194.11 | 197.83 | 219.94 | Relax Interventions 50% | Afghanistan | AFG | 2022-01-02 | v8 | TRUE
https://raw.githubusercontent.com/mrc-ide/global-lmic-reports/master/AFG/projections.csv | 2020-12-18 | hospital_incidence | 45.22 | 48.23 | 49.88 | 50.37 | 51.51 | 57.73 | Relax Interventions 50% | Afghanistan | AFG | 2022-01-02 | v8 | TRUE
https://raw.githubusercontent.com/mrc-ide/global-lmic-reports/master/AFG/projections.csv | 2020-12-18 | ICU_incidence | 12.93 | 13.79 | 14.26 | 14.4 | 14.72 | 16.5 | Relax Interventions 50% | Afghanistan | AFG | 2022-01-02 | v8 | TRUE
https://raw.githubusercontent.com/mrc-ide/global-lmic-reports/master/AFG/projections.csv | 2020-12-18 | prevalence | 31976.44 | 34719.56 | 36513.33 | 36849.74 | 38598.6 | 43017.08 | Relax Interventions 50% | Afghanistan | AFG | 2022-01-02 | v8 | TRUE
https://raw.githubusercontent.com/mrc-ide/global-lmic-reports/master/AFG/projections.csv | 2020-12-18 | cumulative_infections | 933186.62 | 975623.51 | 1001105.02 | 1009023.89 | 1022719.92 | 1123963.56 | Relax Interventions 50% | Afghanistan | AFG | 2022-01-02 | v8 | TRUE
https://raw.githubusercontent.com/mrc-ide/global-lmic-reports/master/AFG/projections.csv | 2020-12-18 | cumulative_deaths | 1796.08 | 1901.23 | 1951.06 | 1965.49 | 2011.15 | 2206.75 | Relax Interventions 50% | Afghanistan | AFG | 2022-01-02 | v8 | TRUE
https://raw.githubusercontent.com/mrc-ide/global-lmic-reports/master/AFG/projections.csv | 2020-12-18 | Rt | 0.76 | 0.78 | 0.8 | 0.81 | 0.82 | 0.88 | Relax Interventions 50% | Afghanistan | AFG | 2022-01-02 | v8 | TRUE
https://raw.githubusercontent.com/mrc-ide/global-lmic-reports/master/AFG/projections.csv | 2020-12-18 | Reff | 0.74 | 0.76 | 0.78 | 0.79 | 0.8 | 0.85 | Relax Interventions 50% | Afghanistan | AFG | 2022-01-02 | v8 | TRUE
https://raw.githubusercontent.com/mrc-ide/global-lmic-reports/master/AFG/projections.csv | 2020-12-18 | infections | 4173.12 | 4579.48 | 4821.69 | 4877.35 | 5194.7 | 5799.68 | Surged Additional 50% Reduction | Afghanistan | AFG | 2022-01-02 | v8 | TRUE
https://raw.githubusercontent.com/mrc-ide/global-lmic-reports/master/AFG/projections.csv | 2020-12-18 | deaths | 11.75 | 12.4 | 12.67 | 12.78 | 13 | 14.3 | Surged Additional 50% Reduction | Afghanistan | AFG | 2022-01-02 | v8 | TRUE
https://raw.githubusercontent.com/mrc-ide/global-lmic-reports/master/AFG/projections.csv | 2020-12-18 | hospital_demand | 448.65 | 477.01 | 485.4 | 490.26 | 499.17 | 549.64 | Surged Additional 50% Reduction | Afghanistan | AFG | 2022-01-02 | v8 | TRUE
https://raw.githubusercontent.com/mrc-ide/global-lmic-reports/master/AFG/projections.csv | 2020-12-18 | ICU_demand | 175.54 | 185.27 | 189.43 | 191.22 | 194.57 | 213.73 | Surged Additional 50% Reduction | Afghanistan | AFG | 2022-01-02 | v8 | TRUE
https://raw.githubusercontent.com/mrc-ide/global-lmic-reports/master/AFG/projections.csv | 2020-12-18 | hospital_incidence | 44.12 | 47.23 | 48.64 | 49.33 | 50.83 | 56.07 | Surged Additional 50% Reduction | Afghanistan | AFG | 2022-01-02 | v8 | TRUE
https://raw.githubusercontent.com/mrc-ide/global-lmic-reports/master/AFG/projections.csv | 2020-12-18 | ICU_incidence | 12.61 | 13.5 | 13.91 | 14.1 | 14.53 | 16.03 | Surged Additional 50% Reduction | Afghanistan | AFG | 2022-01-02 | v8 | TRUE
https://raw.githubusercontent.com/mrc-ide/global-lmic-reports/master/AFG/projections.csv | 2020-12-18 | prevalence | 31665.25 | 34147.12 | 35669.63 | 35956.44 | 38024.3 | 42178.05 | Surged Additional 50% Reduction | Afghanistan | AFG | 2022-01-02 | v8 | TRUE
https://raw.githubusercontent.com/mrc-ide/global-lmic-reports/master/AFG/projections.csv | 2020-12-18 | cumulative_infections | 933752.41 | 973665.75 | 1002862.76 | 999361.42 | 1025822.14 | 1074077.59 | Surged Additional 50% Reduction | Afghanistan | AFG | 2022-01-02 | v8 | TRUE
https://raw.githubusercontent.com/mrc-ide/global-lmic-reports/master/AFG/projections.csv | 2020-12-18 | cumulative_deaths | 1807.35 | 1879.31 | 1941.6 | 1935.33 | 1983.98 | 2072.67 | Surged Additional 50% Reduction | Afghanistan | AFG | 2022-01-02 | v8 | TRUE
https://raw.githubusercontent.com/mrc-ide/global-lmic-reports/master/AFG/projections.csv | 2020-12-18 | Rt | 0.77 | 0.79 | 0.81 | 0.81 | 0.82 | 0.86 | Surged Additional 50% Reduction | Afghanistan | AFG | 2022-01-02 | v8 | TRUE
https://raw.githubusercontent.com/mrc-ide/global-lmic-reports/master/AFG/projections.csv | 2020-12-18 | Reff | 0.75 | 0.77 | 0.79 | 0.79 | 0.8 | 0.84 | Surged Additional 50% Reduction | Afghanistan | AFG | 2022-01-02 | v8 | TRUE
https://raw.githubusercontent.com/mrc-ide/global-lmic-reports/master/AFG/projections.csv | 2020-12-18 | infections | 4173.12 | 4579.48 | 4821.69 | 4877.35 | 5194.7 | 5799.68 | Surged Maintain Status Quo | Afghanistan | AFG | 2022-01-02 | v8 | TRUE
https://raw.githubusercontent.com/mrc-ide/global-lmic-reports/master/AFG/projections.csv | 2020-12-18 | deaths | 11.75 | 12.4 | 12.67 | 12.78 | 13 | 14.3 | Surged Maintain Status Quo | Afghanistan | AFG | 2022-01-02 | v8 | TRUE
https://raw.githubusercontent.com/mrc-ide/global-lmic-reports/master/AFG/projections.csv | 2020-12-18 | hospital_demand | 448.65 | 477.01 | 485.4 | 490.26 | 499.17 | 549.64 | Surged Maintain Status Quo | Afghanistan | AFG | 2022-01-02 | v8 | TRUE
https://raw.githubusercontent.com/mrc-ide/global-lmic-reports/master/AFG/projections.csv | 2020-12-18 | ICU_demand | 175.54 | 185.27 | 189.43 | 191.22 | 194.57 | 213.73 | Surged Maintain Status Quo | Afghanistan | AFG | 2022-01-02 | v8 | TRUE
https://raw.githubusercontent.com/mrc-ide/global-lmic-reports/master/AFG/projections.csv | 2020-12-18 | hospital_incidence | 44.12 | 47.23 | 48.64 | 49.33 | 50.83 | 56.07 | Surged Maintain Status Quo | Afghanistan | AFG | 2022-01-02 | v8 | TRUE
https://raw.githubusercontent.com/mrc-ide/global-lmic-reports/master/AFG/projections.csv | 2020-12-18 | ICU_incidence | 12.61 | 13.5 | 13.91 | 14.1 | 14.53 | 16.03 | Surged Maintain Status Quo | Afghanistan | AFG | 2022-01-02 | v8 | TRUE
https://raw.githubusercontent.com/mrc-ide/global-lmic-reports/master/AFG/projections.csv | 2020-12-18 | prevalence | 31665.25 | 34147.12 | 35669.63 | 35956.44 | 38024.3 | 42178.05 | Surged Maintain Status Quo | Afghanistan | AFG | 2022-01-02 | v8 | TRUE
https://raw.githubusercontent.com/mrc-ide/global-lmic-reports/master/AFG/projections.csv | 2020-12-18 | cumulative_infections | 933752.41 | 973665.75 | 1002862.76 | 999361.42 | 1025822.14 | 1074077.59 | Surged Maintain Status Quo | Afghanistan | AFG | 2022-01-02 | v8 | TRUE
https://raw.githubusercontent.com/mrc-ide/global-lmic-reports/master/AFG/projections.csv | 2020-12-18 | cumulative_deaths | 1807.35 | 1879.31 | 1941.6 | 1935.33 | 1983.98 | 2072.67 | Surged Maintain Status Quo | Afghanistan | AFG | 2022-01-02 | v8 | TRUE
https://raw.githubusercontent.com/mrc-ide/global-lmic-reports/master/AFG/projections.csv | 2020-12-18 | Rt | 0.77 | 0.79 | 0.81 | 0.81 | 0.82 | 0.86 | Surged Maintain Status Quo | Afghanistan | AFG | 2022-01-02 | v8 | TRUE
https://raw.githubusercontent.com/mrc-ide/global-lmic-reports/master/AFG/projections.csv | 2020-12-18 | Reff | 0.75 | 0.77 | 0.79 | 0.79 | 0.8 | 0.84 | Surged Maintain Status Quo | Afghanistan | AFG | 2022-01-02 | v8 | TRUE
https://raw.githubusercontent.com/mrc-ide/global-lmic-reports/master/AFG/projections.csv | 2020-12-18 | infections | 4173.12 | 4579.48 | 4821.69 | 4877.35 | 5194.7 | 5799.68 | Surged Optimistic | Afghanistan | AFG | 2022-01-02 | v8 | TRUE
https://raw.githubusercontent.com/mrc-ide/global-lmic-reports/master/AFG/projections.csv | 2020-12-18 | deaths | 11.75 | 12.4 | 12.67 | 12.78 | 13 | 14.3 | Surged Optimistic | Afghanistan | AFG | 2022-01-02 | v8 | TRUE
https://raw.githubusercontent.com/mrc-ide/global-lmic-reports/master/AFG/projections.csv | 2020-12-18 | hospital_demand | 448.65 | 477.01 | 485.4 | 490.26 | 499.17 | 549.64 | Surged Optimistic | Afghanistan | AFG | 2022-01-02 | v8 | TRUE
https://raw.githubusercontent.com/mrc-ide/global-lmic-reports/master/AFG/projections.csv | 2020-12-18 | ICU_demand | 175.54 | 185.27 | 189.43 | 191.22 | 194.57 | 213.73 | Surged Optimistic | Afghanistan | AFG | 2022-01-02 | v8 | TRUE
https://raw.githubusercontent.com/mrc-ide/global-lmic-reports/master/AFG/projections.csv | 2020-12-18 | hospital_incidence | 44.12 | 47.23 | 48.64 | 49.33 | 50.83 | 56.07 | Surged Optimistic | Afghanistan | AFG | 2022-01-02 | v8 | TRUE
https://raw.githubusercontent.com/mrc-ide/global-lmic-reports/master/AFG/projections.csv | 2020-12-18 | ICU_incidence | 12.61 | 13.5 | 13.91 | 14.1 | 14.53 | 16.03 | Surged Optimistic | Afghanistan | AFG | 2022-01-02 | v8 | TRUE
https://raw.githubusercontent.com/mrc-ide/global-lmic-reports/master/AFG/projections.csv | 2020-12-18 | prevalence | 31665.25 | 34147.12 | 35669.63 | 35956.44 | 38024.3 | 42178.05 | Surged Optimistic | Afghanistan | AFG | 2022-01-02 | v8 | TRUE
https://raw.githubusercontent.com/mrc-ide/global-lmic-reports/master/AFG/projections.csv | 2020-12-18 | cumulative_infections | 933752.41 | 973665.75 | 1002862.76 | 999361.42 | 1025822.14 | 1074077.59 | Surged Optimistic | Afghanistan | AFG | 2022-01-02 | v8 | TRUE
https://raw.githubusercontent.com/mrc-ide/global-lmic-reports/master/AFG/projections.csv | 2020-12-18 | cumulative_deaths | 1807.35 | 1879.31 | 1941.6 | 1935.33 | 1983.98 | 2072.67 | Surged Optimistic | Afghanistan | AFG | 2022-01-02 | v8 | TRUE
https://raw.githubusercontent.com/mrc-ide/global-lmic-reports/master/AFG/projections.csv | 2020-12-18 | Rt | 0.77 | 0.79 | 0.81 | 0.81 | 0.82 | 0.86 | Surged Optimistic | Afghanistan | AFG | 2022-01-02 | v8 | TRUE
https://raw.githubusercontent.com/mrc-ide/global-lmic-reports/master/AFG/projections.csv | 2020-12-18 | Reff | 0.75 | 0.77 | 0.79 | 0.79 | 0.8 | 0.84 | Surged Optimistic | Afghanistan | AFG | 2022-01-02 | v8 | TRUE
https://raw.githubusercontent.com/mrc-ide/global-lmic-reports/master/AFG/projections.csv | 2020-12-18 | infections | 4173.12 | 4579.48 | 4821.69 | 4877.35 | 5194.7 | 5799.68 | Surged Pessimistic | Afghanistan | AFG | 2022-01-02 | v8 | TRUE
https://raw.githubusercontent.com/mrc-ide/global-lmic-reports/master/AFG/projections.csv | 2020-12-18 | deaths | 11.75 | 12.4 | 12.67 | 12.78 | 13 | 14.3 | Surged Pessimistic | Afghanistan | AFG | 2022-01-02 | v8 | TRUE
https://raw.githubusercontent.com/mrc-ide/global-lmic-reports/master/AFG/projections.csv | 2020-12-18 | hospital_demand | 448.65 | 477.01 | 485.4 | 490.26 | 499.17 | 549.64 | Surged Pessimistic | Afghanistan | AFG | 2022-01-02 | v8 | TRUE
https://raw.githubusercontent.com/mrc-ide/global-lmic-reports/master/AFG/projections.csv | 2020-12-18 | ICU_demand | 175.54 | 185.27 | 189.43 | 191.22 | 194.57 | 213.73 | Surged Pessimistic | Afghanistan | AFG | 2022-01-02 | v8 | TRUE
https://raw.githubusercontent.com/mrc-ide/global-lmic-reports/master/AFG/projections.csv | 2020-12-18 | hospital_incidence | 44.12 | 47.23 | 48.64 | 49.33 | 50.83 | 56.07 | Surged Pessimistic | Afghanistan | AFG | 2022-01-02 | v8 | TRUE
https://raw.githubusercontent.com/mrc-ide/global-lmic-reports/master/AFG/projections.csv | 2020-12-18 | ICU_incidence | 12.61 | 13.5 | 13.91 | 14.1 | 14.53 | 16.03 | Surged Pessimistic | Afghanistan | AFG | 2022-01-02 | v8 | TRUE
https://raw.githubusercontent.com/mrc-ide/global-lmic-reports/master/AFG/projections.csv | 2020-12-18 | prevalence | 31665.25 | 34147.12 | 35669.63 | 35956.44 | 38024.3 | 42178.05 | Surged Pessimistic | Afghanistan | AFG | 2022-01-02 | v8 | TRUE
https://raw.githubusercontent.com/mrc-ide/global-lmic-reports/master/AFG/projections.csv | 2020-12-18 | cumulative_infections | 933752.41 | 973665.75 | 1002862.76 | 999361.42 | 1025822.14 | 1074077.59 | Surged Pessimistic | Afghanistan | AFG | 2022-01-02 | v8 | TRUE
https://raw.githubusercontent.com/mrc-ide/global-lmic-reports/master/AFG/projections.csv | 2020-12-18 | cumulative_deaths | 1807.35 | 1879.31 | 1941.6 | 1935.33 | 1983.98 | 2072.67 | Surged Pessimistic | Afghanistan | AFG | 2022-01-02 | v8 | TRUE
https://raw.githubusercontent.com/mrc-ide/global-lmic-reports/master/AFG/projections.csv | 2020-12-18 | Rt | 0.77 | 0.79 | 0.81 | 0.81 | 0.82 | 0.86 | Surged Pessimistic | Afghanistan | AFG | 2022-01-02 | v8 | TRUE
https://raw.githubusercontent.com/mrc-ide/global-lmic-reports/master/AFG/projections.csv | 2020-12-18 | Reff | 0.75 | 0.77 | 0.79 | 0.79 | 0.8 | 0.84 | Surged Pessimistic | Afghanistan | AFG | 2022-01-02 | v8 | TRUE
https://raw.githubusercontent.com/mrc-ide/global-lmic-reports/master/AFG/projections.csv | 2020-12-18 | infections | 4173.12 | 4579.48 | 4821.69 | 4877.35 | 5194.7 | 5799.68 | Surged Relax Interventions 50% | Afghanistan | AFG | 2022-01-02 | v8 | TRUE
https://raw.githubusercontent.com/mrc-ide/global-lmic-reports/master/AFG/projections.csv | 2020-12-18 | deaths | 11.75 | 12.4 | 12.67 | 12.78 | 13 | 14.3 | Surged Relax Interventions 50% | Afghanistan | AFG | 2022-01-02 | v8 | TRUE
https://raw.githubusercontent.com/mrc-ide/global-lmic-reports/master/AFG/projections.csv | 2020-12-18 | hospital_demand | 448.65 | 477.01 | 485.4 | 490.26 | 499.17 | 549.64 | Surged Relax Interventions 50% | Afghanistan | AFG | 2022-01-02 | v8 | TRUE
https://raw.githubusercontent.com/mrc-ide/global-lmic-reports/master/AFG/projections.csv | 2020-12-18 | ICU_demand | 175.54 | 185.27 | 189.43 | 191.22 | 194.57 | 213.73 | Surged Relax Interventions 50% | Afghanistan | AFG | 2022-01-02 | v8 | TRUE
https://raw.githubusercontent.com/mrc-ide/global-lmic-reports/master/AFG/projections.csv | 2020-12-18 | hospital_incidence | 44.12 | 47.23 | 48.64 | 49.33 | 50.83 | 56.07 | Surged Relax Interventions 50% | Afghanistan | AFG | 2022-01-02 | v8 | TRUE
https://raw.githubusercontent.com/mrc-ide/global-lmic-reports/master/AFG/projections.csv | 2020-12-18 | ICU_incidence | 12.61 | 13.5 | 13.91 | 14.1 | 14.53 | 16.03 | Surged Relax Interventions 50% | Afghanistan | AFG | 2022-01-02 | v8 | TRUE
https://raw.githubusercontent.com/mrc-ide/global-lmic-reports/master/AFG/projections.csv | 2020-12-18 | prevalence | 31665.25 | 34147.12 | 35669.63 | 35956.44 | 38024.3 | 42178.05 | Surged Relax Interventions 50% | Afghanistan | AFG | 2022-01-02 | v8 | TRUE
https://raw.githubusercontent.com/mrc-ide/global-lmic-reports/master/AFG/projections.csv | 2020-12-18 | cumulative_infections | 933752.41 | 973665.75 | 1002862.76 | 999361.42 | 1025822.14 | 1074077.59 | Surged Relax Interventions 50% | Afghanistan | AFG | 2022-01-02 | v8 | TRUE
https://raw.githubusercontent.com/mrc-ide/global-lmic-reports/master/AFG/projections.csv | 2020-12-18 | cumulative_deaths | 1807.35 | 1879.31 | 1941.6 | 1935.33 | 1983.98 | 2072.67 | Surged Relax Interventions 50% | Afghanistan | AFG | 2022-01-02 | v8 | TRUE
https://raw.githubusercontent.com/mrc-ide/global-lmic-reports/master/AFG/projections.csv | 2020-12-18 | Rt | 0.77 | 0.79 | 0.81 | 0.81 | 0.82 | 0.86 | Surged Relax Interventions 50% | Afghanistan | AFG | 2022-01-02 | v8 | TRUE
https://raw.githubusercontent.com/mrc-ide/global-lmic-reports/master/AFG/projections.csv | 2020-12-18 | Reff | 0.75 | 0.77 | 0.79 | 0.79 | 0.8 | 0.84 | Surged Relax Interventions 50% | Afghanistan | AFG | 2022-01-02 | v8 | TRUE
https://raw.githubusercontent.com/mrc-ide/global-lmic-reports/master/AFG/projections.csv | 2020-12-19 | infections | 3847.89 | 4126.52 | 4282.6 | 4307.62 | 4484.72 | 4816.87 | Additional 50% Reduction | Afghanistan | AFG | 2022-01-02 | v8 | TRUE
https://raw.githubusercontent.com/mrc-ide/global-lmic-reports/master/AFG/projections.csv | 2020-12-19 | deaths | 11.92 | 12.51 | 12.86 | 12.92 | 13.19 | 14.61 | Additional 50% Reduction | Afghanistan | AFG | 2022-01-02 | v8 | TRUE
https://raw.githubusercontent.com/mrc-ide/global-lmic-reports/master/AFG/projections.csv | 2020-12-19 | hospital_demand | 454.31 | 481.61 | 492.12 | 495.04 | 502.75 | 560.46 | Additional 50% Reduction | Afghanistan | AFG | 2022-01-02 | v8 | TRUE
https://raw.githubusercontent.com/mrc-ide/global-lmic-reports/master/AFG/projections.csv | 2020-12-19 | ICU_demand | 178.17 | 187.82 | 192.36 | 193.43 | 196.88 | 219.27 | Additional 50% Reduction | Afghanistan | AFG | 2022-01-02 | v8 | TRUE
https://raw.githubusercontent.com/mrc-ide/global-lmic-reports/master/AFG/projections.csv | 2020-12-19 | hospital_incidence | 44.39 | 47.4 | 49.38 | 49.81 | 51.32 | 57.36 | Additional 50% Reduction | Afghanistan | AFG | 2022-01-02 | v8 | TRUE
https://raw.githubusercontent.com/mrc-ide/global-lmic-reports/master/AFG/projections.csv | 2020-12-19 | ICU_incidence | 12.69 | 13.55 | 14.12 | 14.24 | 14.67 | 16.4 | Additional 50% Reduction | Afghanistan | AFG | 2022-01-02 | v8 | TRUE
https://raw.githubusercontent.com/mrc-ide/global-lmic-reports/master/AFG/projections.csv | 2020-12-19 | prevalence | 30992.09 | 33653.59 | 35284.63 | 35662.11 | 37504.29 | 41376.77 | Additional 50% Reduction | Afghanistan | AFG | 2022-01-02 | v8 | TRUE
https://raw.githubusercontent.com/mrc-ide/global-lmic-reports/master/AFG/projections.csv | 2020-12-19 | cumulative_infections | 937443.73 | 979708.43 | 1005560.95 | 1013331.51 | 1027073.07 | 1128486.88 | Additional 50% Reduction | Afghanistan | AFG | 2022-01-02 | v8 | TRUE
https://raw.githubusercontent.com/mrc-ide/global-lmic-reports/master/AFG/projections.csv | 2020-12-19 | cumulative_deaths | 1808.52 | 1913.88 | 1964.22 | 1978.41 | 2023.49 | 2221.25 | Additional 50% Reduction | Afghanistan | AFG | 2022-01-02 | v8 | TRUE
https://raw.githubusercontent.com/mrc-ide/global-lmic-reports/master/AFG/projections.csv | 2020-12-19 | Rt | 0.75 | 0.78 | 0.8 | 0.8 | 0.81 | 0.87 | Additional 50% Reduction | Afghanistan | AFG | 2022-01-02 | v8 | TRUE
https://raw.githubusercontent.com/mrc-ide/global-lmic-reports/master/AFG/projections.csv | 2020-12-19 | Reff | 0.73 | 0.76 | 0.78 | 0.78 | 0.79 | 0.85 | Additional 50% Reduction | Afghanistan | AFG | 2022-01-02 | v8 | TRUE
https://raw.githubusercontent.com/mrc-ide/global-lmic-reports/master/AFG/projections.csv | 2020-12-19 | infections | 3847.89 | 4126.52 | 4282.6 | 4307.62 | 4484.72 | 4816.87 | Maintain Status Quo | Afghanistan | AFG | 2022-01-02 | v8 | TRUE
https://raw.githubusercontent.com/mrc-ide/global-lmic-reports/master/AFG/projections.csv | 2020-12-19 | deaths | 11.92 | 12.51 | 12.86 | 12.92 | 13.19 | 14.61 | Maintain Status Quo | Afghanistan | AFG | 2022-01-02 | v8 | TRUE
https://raw.githubusercontent.com/mrc-ide/global-lmic-reports/master/AFG/projections.csv | 2020-12-19 | hospital_demand | 454.31 | 481.61 | 492.12 | 495.04 | 502.75 | 560.46 | Maintain Status Quo | Afghanistan | AFG | 2022-01-02 | v8 | TRUE
https://raw.githubusercontent.com/mrc-ide/global-lmic-reports/master/AFG/projections.csv | 2020-12-19 | ICU_demand | 178.17 | 187.82 | 192.36 | 193.43 | 196.88 | 219.27 | Maintain Status Quo | Afghanistan | AFG | 2022-01-02 | v8 | TRUE
https://raw.githubusercontent.com/mrc-ide/global-lmic-reports/master/AFG/projections.csv | 2020-12-19 | hospital_incidence | 44.39 | 47.4 | 49.38 | 49.81 | 51.32 | 57.36 | Maintain Status Quo | Afghanistan | AFG | 2022-01-02 | v8 | TRUE
https://raw.githubusercontent.com/mrc-ide/global-lmic-reports/master/AFG/projections.csv | 2020-12-19 | ICU_incidence | 12.69 | 13.55 | 14.12 | 14.24 | 14.67 | 16.4 | Maintain Status Quo | Afghanistan | AFG | 2022-01-02 | v8 | TRUE
https://raw.githubusercontent.com/mrc-ide/global-lmic-reports/master/AFG/projections.csv | 2020-12-19 | prevalence | 30992.09 | 33653.59 | 35284.63 | 35662.11 | 37504.29 | 41376.77 | Maintain Status Quo | Afghanistan | AFG | 2022-01-02 | v8 | TRUE
https://raw.githubusercontent.com/mrc-ide/global-lmic-reports/master/AFG/projections.csv | 2020-12-19 | cumulative_infections | 937443.73 | 979708.43 | 1005560.95 | 1013331.51 | 1027073.07 | 1128486.88 | Maintain Status Quo | Afghanistan | AFG | 2022-01-02 | v8 | TRUE
https://raw.githubusercontent.com/mrc-ide/global-lmic-reports/master/AFG/projections.csv | 2020-12-19 | cumulative_deaths | 1808.52 | 1913.88 | 1964.22 | 1978.41 | 2023.49 | 2221.25 | Maintain Status Quo | Afghanistan | AFG | 2022-01-02 | v8 | TRUE
https://raw.githubusercontent.com/mrc-ide/global-lmic-reports/master/AFG/projections.csv | 2020-12-19 | Rt | 0.75 | 0.78 | 0.8 | 0.8 | 0.81 | 0.87 | Maintain Status Quo | Afghanistan | AFG | 2022-01-02 | v8 | TRUE
https://raw.githubusercontent.com/mrc-ide/global-lmic-reports/master/AFG/projections.csv | 2020-12-19 | Reff | 0.73 | 0.76 | 0.78 | 0.78 | 0.79 | 0.85 | Maintain Status Quo | Afghanistan | AFG | 2022-01-02 | v8 | TRUE
https://raw.githubusercontent.com/mrc-ide/global-lmic-reports/master/AFG/projections.csv | 2020-12-19 | infections | 3847.89 | 4126.52 | 4282.6 | 4307.62 | 4484.72 | 4816.87 | Optimistic | Afghanistan | AFG | 2022-01-02 | v8 | TRUE
https://raw.githubusercontent.com/mrc-ide/global-lmic-reports/master/AFG/projections.csv | 2020-12-19 | deaths | 11.92 | 12.51 | 12.86 | 12.92 | 13.19 | 14.61 | Optimistic | Afghanistan | AFG | 2022-01-02 | v8 | TRUE
https://raw.githubusercontent.com/mrc-ide/global-lmic-reports/master/AFG/projections.csv | 2020-12-19 | hospital_demand | 454.31 | 481.61 | 492.12 | 495.04 | 502.75 | 560.46 | Optimistic | Afghanistan | AFG | 2022-01-02 | v8 | TRUE
https://raw.githubusercontent.com/mrc-ide/global-lmic-reports/master/AFG/projections.csv | 2020-12-19 | ICU_demand | 178.17 | 187.82 | 192.36 | 193.43 | 196.88 | 219.27 | Optimistic | Afghanistan | AFG | 2022-01-02 | v8 | TRUE
https://raw.githubusercontent.com/mrc-ide/global-lmic-reports/master/AFG/projections.csv | 2020-12-19 | hospital_incidence | 44.39 | 47.4 | 49.38 | 49.81 | 51.32 | 57.36 | Optimistic | Afghanistan | AFG | 2022-01-02 | v8 | TRUE
https://raw.githubusercontent.com/mrc-ide/global-lmic-reports/master/AFG/projections.csv | 2020-12-19 | ICU_incidence | 12.69 | 13.55 | 14.12 | 14.24 | 14.67 | 16.4 | Optimistic | Afghanistan | AFG | 2022-01-02 | v8 | TRUE
https://raw.githubusercontent.com/mrc-ide/global-lmic-reports/master/AFG/projections.csv | 2020-12-19 | prevalence | 30992.09 | 33653.59 | 35284.63 | 35662.11 | 37504.29 | 41376.77 | Optimistic | Afghanistan | AFG | 2022-01-02 | v8 | TRUE
https://raw.githubusercontent.com/mrc-ide/global-lmic-reports/master/AFG/projections.csv | 2020-12-19 | cumulative_infections | 937443.73 | 979708.43 | 1005560.95 | 1013331.51 | 1027073.07 | 1128486.88 | Optimistic | Afghanistan | AFG | 2022-01-02 | v8 | TRUE
https://raw.githubusercontent.com/mrc-ide/global-lmic-reports/master/AFG/projections.csv | 2020-12-19 | cumulative_deaths | 1808.52 | 1913.88 | 1964.22 | 1978.41 | 2023.49 | 2221.25 | Optimistic | Afghanistan | AFG | 2022-01-02 | v8 | TRUE
https://raw.githubusercontent.com/mrc-ide/global-lmic-reports/master/AFG/projections.csv | 2020-12-19 | Rt | 0.75 | 0.78 | 0.8 | 0.8 | 0.81 | 0.87 | Optimistic | Afghanistan | AFG | 2022-01-02 | v8 | TRUE
https://raw.githubusercontent.com/mrc-ide/global-lmic-reports/master/AFG/projections.csv | 2020-12-19 | Reff | 0.73 | 0.76 | 0.78 | 0.78 | 0.79 | 0.85 | Optimistic | Afghanistan | AFG | 2022-01-02 | v8 | TRUE
https://raw.githubusercontent.com/mrc-ide/global-lmic-reports/master/AFG/projections.csv | 2020-12-19 | infections | 3847.89 | 4126.52 | 4282.6 | 4307.62 | 4484.72 | 4816.87 | Pessimistic | Afghanistan | AFG | 2022-01-02 | v8 | TRUE
https://raw.githubusercontent.com/mrc-ide/global-lmic-reports/master/AFG/projections.csv | 2020-12-19 | deaths | 11.92 | 12.51 | 12.86 | 12.92 | 13.19 | 14.61 | Pessimistic | Afghanistan | AFG | 2022-01-02 | v8 | TRUE
https://raw.githubusercontent.com/mrc-ide/global-lmic-reports/master/AFG/projections.csv | 2020-12-19 | hospital_demand | 454.31 | 481.61 | 492.12 | 495.04 | 502.75 | 560.46 | Pessimistic | Afghanistan | AFG | 2022-01-02 | v8 | TRUE
https://raw.githubusercontent.com/mrc-ide/global-lmic-reports/master/AFG/projections.csv | 2020-12-19 | ICU_demand | 178.17 | 187.82 | 192.36 | 193.43 | 196.88 | 219.27 | Pessimistic | Afghanistan | AFG | 2022-01-02 | v8 | TRUE
https://raw.githubusercontent.com/mrc-ide/global-lmic-reports/master/AFG/projections.csv | 2020-12-19 | hospital_incidence | 44.39 | 47.4 | 49.38 | 49.81 | 51.32 | 57.36 | Pessimistic | Afghanistan | AFG | 2022-01-02 | v8 | TRUE
https://raw.githubusercontent.com/mrc-ide/global-lmic-reports/master/AFG/projections.csv | 2020-12-19 | ICU_incidence | 12.69 | 13.55 | 14.12 | 14.24 | 14.67 | 16.4 | Pessimistic | Afghanistan | AFG | 2022-01-02 | v8 | TRUE
https://raw.githubusercontent.com/mrc-ide/global-lmic-reports/master/AFG/projections.csv | 2020-12-19 | prevalence | 30992.09 | 33653.59 | 35284.63 | 35662.11 | 37504.29 | 41376.77 | Pessimistic | Afghanistan | AFG | 2022-01-02 | v8 | TRUE
https://raw.githubusercontent.com/mrc-ide/global-lmic-reports/master/AFG/projections.csv | 2020-12-19 | cumulative_infections | 937443.73 | 979708.43 | 1005560.95 | 1013331.51 | 1027073.07 | 1128486.88 | Pessimistic | Afghanistan | AFG | 2022-01-02 | v8 | TRUE
https://raw.githubusercontent.com/mrc-ide/global-lmic-reports/master/AFG/projections.csv | 2020-12-19 | cumulative_deaths | 1808.52 | 1913.88 | 1964.22 | 1978.41 | 2023.49 | 2221.25 | Pessimistic | Afghanistan | AFG | 2022-01-02 | v8 | TRUE
https://raw.githubusercontent.com/mrc-ide/global-lmic-reports/master/AFG/projections.csv | 2020-12-19 | Rt | 0.75 | 0.78 | 0.8 | 0.8 | 0.81 | 0.87 | Pessimistic | Afghanistan | AFG | 2022-01-02 | v8 | TRUE
https://raw.githubusercontent.com/mrc-ide/global-lmic-reports/master/AFG/projections.csv | 2020-12-19 | Reff | 0.73 | 0.76 | 0.78 | 0.78 | 0.79 | 0.85 | Pessimistic | Afghanistan | AFG | 2022-01-02 | v8 | TRUE
https://raw.githubusercontent.com/mrc-ide/global-lmic-reports/master/AFG/projections.csv | 2020-12-19 | infections | 3847.89 | 4126.52 | 4282.6 | 4307.62 | 4484.72 | 4816.87 | Relax Interventions 50% | Afghanistan | AFG | 2022-01-02 | v8 | TRUE
https://raw.githubusercontent.com/mrc-ide/global-lmic-reports/master/AFG/projections.csv | 2020-12-19 | deaths | 11.92 | 12.51 | 12.86 | 12.92 | 13.19 | 14.61 | Relax Interventions 50% | Afghanistan | AFG | 2022-01-02 | v8 | TRUE
https://raw.githubusercontent.com/mrc-ide/global-lmic-reports/master/AFG/projections.csv | 2020-12-19 | hospital_demand | 454.31 | 481.61 | 492.12 | 495.04 | 502.75 | 560.46 | Relax Interventions 50% | Afghanistan | AFG | 2022-01-02 | v8 | TRUE
https://raw.githubusercontent.com/mrc-ide/global-lmic-reports/master/AFG/projections.csv | 2020-12-19 | ICU_demand | 178.17 | 187.82 | 192.36 | 193.43 | 196.88 | 219.27 | Relax Interventions 50% | Afghanistan | AFG | 2022-01-02 | v8 | TRUE
https://raw.githubusercontent.com/mrc-ide/global-lmic-reports/master/AFG/projections.csv | 2020-12-19 | hospital_incidence | 44.39 | 47.4 | 49.38 | 49.81 | 51.32 | 57.36 | Relax Interventions 50% | Afghanistan | AFG | 2022-01-02 | v8 | TRUE
https://raw.githubusercontent.com/mrc-ide/global-lmic-reports/master/AFG/projections.csv | 2020-12-19 | ICU_incidence | 12.69 | 13.55 | 14.12 | 14.24 | 14.67 | 16.4 | Relax Interventions 50% | Afghanistan | AFG | 2022-01-02 | v8 | TRUE
https://raw.githubusercontent.com/mrc-ide/global-lmic-reports/master/AFG/projections.csv | 2020-12-19 | prevalence | 30992.09 | 33653.59 | 35284.63 | 35662.11 | 37504.29 | 41376.77 | Relax Interventions 50% | Afghanistan | AFG | 2022-01-02 | v8 | TRUE
https://raw.githubusercontent.com/mrc-ide/global-lmic-reports/master/AFG/projections.csv | 2020-12-19 | cumulative_infections | 937443.73 | 979708.43 | 1005560.95 | 1013331.51 | 1027073.07 | 1128486.88 | Relax Interventions 50% | Afghanistan | AFG | 2022-01-02 | v8 | TRUE
https://raw.githubusercontent.com/mrc-ide/global-lmic-reports/master/AFG/projections.csv | 2020-12-19 | cumulative_deaths | 1808.52 | 1913.88 | 1964.22 | 1978.41 | 2023.49 | 2221.25 | Relax Interventions 50% | Afghanistan | AFG | 2022-01-02 | v8 | TRUE
https://raw.githubusercontent.com/mrc-ide/global-lmic-reports/master/AFG/projections.csv | 2020-12-19 | Rt | 0.75 | 0.78 | 0.8 | 0.8 | 0.81 | 0.87 | Relax Interventions 50% | Afghanistan | AFG | 2022-01-02 | v8 | TRUE
https://raw.githubusercontent.com/mrc-ide/global-lmic-reports/master/AFG/projections.csv | 2020-12-19 | Reff | 0.73 | 0.76 | 0.78 | 0.78 | 0.79 | 0.85 | Relax Interventions 50% | Afghanistan | AFG | 2022-01-02 | v8 | TRUE
https://raw.githubusercontent.com/mrc-ide/global-lmic-reports/master/AFG/projections.csv | 2020-12-19 | infections | 3754.05 | 4043.99 | 4215.21 | 4225.12 | 4353.47 | 4732.74 | Surged Additional 50% Reduction | Afghanistan | AFG | 2022-01-02 | v8 | TRUE
https://raw.githubusercontent.com/mrc-ide/global-lmic-reports/master/AFG/projections.csv | 2020-12-19 | deaths | 11.7 | 12.35 | 12.6 | 12.73 | 12.96 | 14.26 | Surged Additional 50% Reduction | Afghanistan | AFG | 2022-01-02 | v8 | TRUE
https://raw.githubusercontent.com/mrc-ide/global-lmic-reports/master/AFG/projections.csv | 2020-12-19 | hospital_demand | 444.97 | 473.42 | 480.03 | 486.88 | 494.86 | 545.8 | Surged Additional 50% Reduction | Afghanistan | AFG | 2022-01-02 | v8 | TRUE
https://raw.githubusercontent.com/mrc-ide/global-lmic-reports/master/AFG/projections.csv | 2020-12-19 | ICU_demand | 174.61 | 185.02 | 188.72 | 190.45 | 193.88 | 212.91 | Surged Additional 50% Reduction | Afghanistan | AFG | 2022-01-02 | v8 | TRUE
https://raw.githubusercontent.com/mrc-ide/global-lmic-reports/master/AFG/projections.csv | 2020-12-19 | hospital_incidence | 43.35 | 46.72 | 48.08 | 48.75 | 50.64 | 55.8 | Surged Additional 50% Reduction | Afghanistan | AFG | 2022-01-02 | v8 | TRUE
https://raw.githubusercontent.com/mrc-ide/global-lmic-reports/master/AFG/projections.csv | 2020-12-19 | ICU_incidence | 12.39 | 13.36 | 13.74 | 13.94 | 14.48 | 15.95 | Surged Additional 50% Reduction | Afghanistan | AFG | 2022-01-02 | v8 | TRUE
https://raw.githubusercontent.com/mrc-ide/global-lmic-reports/master/AFG/projections.csv | 2020-12-19 | prevalence | 30618.28 | 33151.91 | 34567.56 | 34812.48 | 36661.96 | 40660.07 | Surged Additional 50% Reduction | Afghanistan | AFG | 2022-01-02 | v8 | TRUE
https://raw.githubusercontent.com/mrc-ide/global-lmic-reports/master/AFG/projections.csv | 2020-12-19 | cumulative_infections | 937582.57 | 977731.35 | 1007079.29 | 1003586.54 | 1030182.92 | 1078676.14 | Surged Additional 50% Reduction | Afghanistan | AFG | 2022-01-02 | v8 | TRUE
https://raw.githubusercontent.com/mrc-ide/global-lmic-reports/master/AFG/projections.csv | 2020-12-19 | cumulative_deaths | 1819.63 | 1892.06 | 1954.22 | 1948.06 | 1997.62 | 2086.24 | Surged Additional 50% Reduction | Afghanistan | AFG | 2022-01-02 | v8 | TRUE
https://raw.githubusercontent.com/mrc-ide/global-lmic-reports/master/AFG/projections.csv | 2020-12-19 | Rt | 0.76 | 0.79 | 0.8 | 0.8 | 0.81 | 0.85 | Surged Additional 50% Reduction | Afghanistan | AFG | 2022-01-02 | v8 | TRUE
https://raw.githubusercontent.com/mrc-ide/global-lmic-reports/master/AFG/projections.csv | 2020-12-19 | Reff | 0.74 | 0.77 | 0.78 | 0.78 | 0.79 | 0.83 | Surged Additional 50% Reduction | Afghanistan | AFG | 2022-01-02 | v8 | TRUE
https://raw.githubusercontent.com/mrc-ide/global-lmic-reports/master/AFG/projections.csv | 2020-12-19 | infections | 3754.05 | 4043.99 | 4215.21 | 4225.12 | 4353.47 | 4732.74 | Surged Maintain Status Quo | Afghanistan | AFG | 2022-01-02 | v8 | TRUE
https://raw.githubusercontent.com/mrc-ide/global-lmic-reports/master/AFG/projections.csv | 2020-12-19 | deaths | 11.7 | 12.35 | 12.6 | 12.73 | 12.96 | 14.26 | Surged Maintain Status Quo | Afghanistan | AFG | 2022-01-02 | v8 | TRUE
https://raw.githubusercontent.com/mrc-ide/global-lmic-reports/master/AFG/projections.csv | 2020-12-19 | hospital_demand | 444.97 | 473.42 | 480.03 | 486.88 | 494.86 | 545.8 | Surged Maintain Status Quo | Afghanistan | AFG | 2022-01-02 | v8 | TRUE
https://raw.githubusercontent.com/mrc-ide/global-lmic-reports/master/AFG/projections.csv | 2020-12-19 | ICU_demand | 174.61 | 185.02 | 188.72 | 190.45 | 193.88 | 212.91 | Surged Maintain Status Quo | Afghanistan | AFG | 2022-01-02 | v8 | TRUE
https://raw.githubusercontent.com/mrc-ide/global-lmic-reports/master/AFG/projections.csv | 2020-12-19 | hospital_incidence | 43.35 | 46.72 | 48.08 | 48.75 | 50.64 | 55.8 | Surged Maintain Status Quo | Afghanistan | AFG | 2022-01-02 | v8 | TRUE
https://raw.githubusercontent.com/mrc-ide/global-lmic-reports/master/AFG/projections.csv | 2020-12-19 | ICU_incidence | 12.39 | 13.36 | 13.74 | 13.94 | 14.48 | 15.95 | Surged Maintain Status Quo | Afghanistan | AFG | 2022-01-02 | v8 | TRUE
https://raw.githubusercontent.com/mrc-ide/global-lmic-reports/master/AFG/projections.csv | 2020-12-19 | prevalence | 30618.28 | 33151.91 | 34567.56 | 34812.48 | 36661.96 | 40660.07 | Surged Maintain Status Quo | Afghanistan | AFG | 2022-01-02 | v8 | TRUE
https://raw.githubusercontent.com/mrc-ide/global-lmic-reports/master/AFG/projections.csv | 2020-12-19 | cumulative_infections | 937582.57 | 977731.35 | 1007079.29 | 1003586.54 | 1030182.92 | 1078676.14 | Surged Maintain Status Quo | Afghanistan | AFG | 2022-01-02 | v8 | TRUE
https://raw.githubusercontent.com/mrc-ide/global-lmic-reports/master/AFG/projections.csv | 2020-12-19 | cumulative_deaths | 1819.63 | 1892.06 | 1954.22 | 1948.06 | 1997.62 | 2086.24 | Surged Maintain Status Quo | Afghanistan | AFG | 2022-01-02 | v8 | TRUE
https://raw.githubusercontent.com/mrc-ide/global-lmic-reports/master/AFG/projections.csv | 2020-12-19 | Rt | 0.76 | 0.79 | 0.8 | 0.8 | 0.81 | 0.85 | Surged Maintain Status Quo | Afghanistan | AFG | 2022-01-02 | v8 | TRUE
https://raw.githubusercontent.com/mrc-ide/global-lmic-reports/master/AFG/projections.csv | 2020-12-19 | Reff | 0.74 | 0.77 | 0.78 | 0.78 | 0.79 | 0.83 | Surged Maintain Status Quo | Afghanistan | AFG | 2022-01-02 | v8 | TRUE
https://raw.githubusercontent.com/mrc-ide/global-lmic-reports/master/AFG/projections.csv | 2020-12-19 | infections | 3754.05 | 4043.99 | 4215.21 | 4225.12 | 4353.47 | 4732.74 | Surged Optimistic | Afghanistan | AFG | 2022-01-02 | v8 | TRUE
https://raw.githubusercontent.com/mrc-ide/global-lmic-reports/master/AFG/projections.csv | 2020-12-19 | deaths | 11.7 | 12.35 | 12.6 | 12.73 | 12.96 | 14.26 | Surged Optimistic | Afghanistan | AFG | 2022-01-02 | v8 | TRUE
https://raw.githubusercontent.com/mrc-ide/global-lmic-reports/master/AFG/projections.csv | 2020-12-19 | hospital_demand | 444.97 | 473.42 | 480.03 | 486.88 | 494.86 | 545.8 | Surged Optimistic | Afghanistan | AFG | 2022-01-02 | v8 | TRUE
https://raw.githubusercontent.com/mrc-ide/global-lmic-reports/master/AFG/projections.csv | 2020-12-19 | ICU_demand | 174.61 | 185.02 | 188.72 | 190.45 | 193.88 | 212.91 | Surged Optimistic | Afghanistan | AFG | 2022-01-02 | v8 | TRUE
https://raw.githubusercontent.com/mrc-ide/global-lmic-reports/master/AFG/projections.csv | 2020-12-19 | hospital_incidence | 43.35 | 46.72 | 48.08 | 48.75 | 50.64 | 55.8 | Surged Optimistic | Afghanistan | AFG | 2022-01-02 | v8 | TRUE
https://raw.githubusercontent.com/mrc-ide/global-lmic-reports/master/AFG/projections.csv | 2020-12-19 | ICU_incidence | 12.39 | 13.36 | 13.74 | 13.94 | 14.48 | 15.95 | Surged Optimistic | Afghanistan | AFG | 2022-01-02 | v8 | TRUE
https://raw.githubusercontent.com/mrc-ide/global-lmic-reports/master/AFG/projections.csv | 2020-12-19 | prevalence | 30618.28 | 33151.91 | 34567.56 | 34812.48 | 36661.96 | 40660.07 | Surged Optimistic | Afghanistan | AFG | 2022-01-02 | v8 | TRUE
https://raw.githubusercontent.com/mrc-ide/global-lmic-reports/master/AFG/projections.csv | 2020-12-19 | cumulative_infections | 937582.57 | 977731.35 | 1007079.29 | 1003586.54 | 1030182.92 | 1078676.14 | Surged Optimistic | Afghanistan | AFG | 2022-01-02 | v8 | TRUE
https://raw.githubusercontent.com/mrc-ide/global-lmic-reports/master/AFG/projections.csv | 2020-12-19 | cumulative_deaths | 1819.63 | 1892.06 | 1954.22 | 1948.06 | 1997.62 | 2086.24 | Surged Optimistic | Afghanistan | AFG | 2022-01-02 | v8 | TRUE
https://raw.githubusercontent.com/mrc-ide/global-lmic-reports/master/AFG/projections.csv | 2020-12-19 | Rt | 0.76 | 0.79 | 0.8 | 0.8 | 0.81 | 0.85 | Surged Optimistic | Afghanistan | AFG | 2022-01-02 | v8 | TRUE
https://raw.githubusercontent.com/mrc-ide/global-lmic-reports/master/AFG/projections.csv | 2020-12-19 | Reff | 0.74 | 0.77 | 0.78 | 0.78 | 0.79 | 0.83 | Surged Optimistic | Afghanistan | AFG | 2022-01-02 | v8 | TRUE
https://raw.githubusercontent.com/mrc-ide/global-lmic-reports/master/AFG/projections.csv | 2020-12-19 | infections | 3754.05 | 4043.99 | 4215.21 | 4225.12 | 4353.47 | 4732.74 | Surged Pessimistic | Afghanistan | AFG | 2022-01-02 | v8 | TRUE
https://raw.githubusercontent.com/mrc-ide/global-lmic-reports/master/AFG/projections.csv | 2020-12-19 | deaths | 11.7 | 12.35 | 12.6 | 12.73 | 12.96 | 14.26 | Surged Pessimistic | Afghanistan | AFG | 2022-01-02 | v8 | TRUE
https://raw.githubusercontent.com/mrc-ide/global-lmic-reports/master/AFG/projections.csv | 2020-12-19 | hospital_demand | 444.97 | 473.42 | 480.03 | 486.88 | 494.86 | 545.8 | Surged Pessimistic | Afghanistan | AFG | 2022-01-02 | v8 | TRUE
https://raw.githubusercontent.com/mrc-ide/global-lmic-reports/master/AFG/projections.csv | 2020-12-19 | ICU_demand | 174.61 | 185.02 | 188.72 | 190.45 | 193.88 | 212.91 | Surged Pessimistic | Afghanistan | AFG | 2022-01-02 | v8 | TRUE
https://raw.githubusercontent.com/mrc-ide/global-lmic-reports/master/AFG/projections.csv | 2020-12-19 | hospital_incidence | 43.35 | 46.72 | 48.08 | 48.75 | 50.64 | 55.8 | Surged Pessimistic | Afghanistan | AFG | 2022-01-02 | v8 | TRUE
https://raw.githubusercontent.com/mrc-ide/global-lmic-reports/master/AFG/projections.csv | 2020-12-19 | ICU_incidence | 12.39 | 13.36 | 13.74 | 13.94 | 14.48 | 15.95 | Surged Pessimistic | Afghanistan | AFG | 2022-01-02 | v8 | TRUE
https://raw.githubusercontent.com/mrc-ide/global-lmic-reports/master/AFG/projections.csv | 2020-12-19 | prevalence | 30618.28 | 33151.91 | 34567.56 | 34812.48 | 36661.96 | 40660.07 | Surged Pessimistic | Afghanistan | AFG | 2022-01-02 | v8 | TRUE
https://raw.githubusercontent.com/mrc-ide/global-lmic-reports/master/AFG/projections.csv | 2020-12-19 | cumulative_infections | 937582.57 | 977731.35 | 1007079.29 | 1003586.54 | 1030182.92 | 1078676.14 | Surged Pessimistic | Afghanistan | AFG | 2022-01-02 | v8 | TRUE
https://raw.githubusercontent.com/mrc-ide/global-lmic-reports/master/AFG/projections.csv | 2020-12-19 | cumulative_deaths | 1819.63 | 1892.06 | 1954.22 | 1948.06 | 1997.62 | 2086.24 | Surged Pessimistic | Afghanistan | AFG | 2022-01-02 | v8 | TRUE
https://raw.githubusercontent.com/mrc-ide/global-lmic-reports/master/AFG/projections.csv | 2020-12-19 | Rt | 0.76 | 0.79 | 0.8 | 0.8 | 0.81 | 0.85 | Surged Pessimistic | Afghanistan | AFG | 2022-01-02 | v8 | TRUE
https://raw.githubusercontent.com/mrc-ide/global-lmic-reports/master/AFG/projections.csv | 2020-12-19 | Reff | 0.74 | 0.77 | 0.78 | 0.78 | 0.79 | 0.83 | Surged Pessimistic | Afghanistan | AFG | 2022-01-02 | v8 | TRUE
https://raw.githubusercontent.com/mrc-ide/global-lmic-reports/master/AFG/projections.csv | 2020-12-19 | infections | 3754.05 | 4043.99 | 4215.21 | 4225.12 | 4353.47 | 4732.74 | Surged Relax Interventions 50% | Afghanistan | AFG | 2022-01-02 | v8 | TRUE
https://raw.githubusercontent.com/mrc-ide/global-lmic-reports/master/AFG/projections.csv | 2020-12-19 | deaths | 11.7 | 12.35 | 12.6 | 12.73 | 12.96 | 14.26 | Surged Relax Interventions 50% | Afghanistan | AFG | 2022-01-02 | v8 | TRUE
https://raw.githubusercontent.com/mrc-ide/global-lmic-reports/master/AFG/projections.csv | 2020-12-19 | hospital_demand | 444.97 | 473.42 | 480.03 | 486.88 | 494.86 | 545.8 | Surged Relax Interventions 50% | Afghanistan | AFG | 2022-01-02 | v8 | TRUE
https://raw.githubusercontent.com/mrc-ide/global-lmic-reports/master/AFG/projections.csv | 2020-12-19 | ICU_demand | 174.61 | 185.02 | 188.72 | 190.45 | 193.88 | 212.91 | Surged Relax Interventions 50% | Afghanistan | AFG | 2022-01-02 | v8 | TRUE
https://raw.githubusercontent.com/mrc-ide/global-lmic-reports/master/AFG/projections.csv | 2020-12-19 | hospital_incidence | 43.35 | 46.72 | 48.08 | 48.75 | 50.64 | 55.8 | Surged Relax Interventions 50% | Afghanistan | AFG | 2022-01-02 | v8 | TRUE
https://raw.githubusercontent.com/mrc-ide/global-lmic-reports/master/AFG/projections.csv | 2020-12-19 | ICU_incidence | 12.39 | 13.36 | 13.74 | 13.94 | 14.48 | 15.95 | Surged Relax Interventions 50% | Afghanistan | AFG | 2022-01-02 | v8 | TRUE
https://raw.githubusercontent.com/mrc-ide/global-lmic-reports/master/AFG/projections.csv | 2020-12-19 | prevalence | 30618.28 | 33151.91 | 34567.56 | 34812.48 | 36661.96 | 40660.07 | Surged Relax Interventions 50% | Afghanistan | AFG | 2022-01-02 | v8 | TRUE
https://raw.githubusercontent.com/mrc-ide/global-lmic-reports/master/AFG/projections.csv | 2020-12-19 | cumulative_infections | 937582.57 | 977731.35 | 1007079.29 | 1003586.54 | 1030182.92 | 1078676.14 | Surged Relax Interventions 50% | Afghanistan | AFG | 2022-01-02 | v8 | TRUE
https://raw.githubusercontent.com/mrc-ide/global-lmic-reports/master/AFG/projections.csv | 2020-12-19 | cumulative_deaths | 1819.63 | 1892.06 | 1954.22 | 1948.06 | 1997.62 | 2086.24 | Surged Relax Interventions 50% | Afghanistan | AFG | 2022-01-02 | v8 | TRUE
https://raw.githubusercontent.com/mrc-ide/global-lmic-reports/master/AFG/projections.csv | 2020-12-19 | Rt | 0.76 | 0.79 | 0.8 | 0.8 | 0.81 | 0.85 | Surged Relax Interventions 50% | Afghanistan | AFG | 2022-01-02 | v8 | TRUE
https://raw.githubusercontent.com/mrc-ide/global-lmic-reports/master/AFG/projections.csv | 2020-12-19 | Reff | 0.74 | 0.77 | 0.78 | 0.78 | 0.79 | 0.83 | Surged Relax Interventions 50% | Afghanistan | AFG | 2022-01-02 | v8 | TRUE
https://raw.githubusercontent.com/mrc-ide/global-lmic-reports/master/AFG/projections.csv | 2020-12-20 | infections | 3742.52 | 4042.17 | 4177.15 | 4202.1 | 4382.99 | 4713.36 | Additional 50% Reduction | Afghanistan | AFG | 2022-01-02 | v8 | TRUE
https://raw.githubusercontent.com/mrc-ide/global-lmic-reports/master/AFG/projections.csv | 2020-12-20 | deaths | 11.86 | 12.49 | 12.82 | 12.87 | 13.12 | 14.56 | Additional 50% Reduction | Afghanistan | AFG | 2022-01-02 | v8 | TRUE
https://raw.githubusercontent.com/mrc-ide/global-lmic-reports/master/AFG/projections.csv | 2020-12-20 | hospital_demand | 450.38 | 477.74 | 486.35 | 491.58 | 499.22 | 557.41 | Additional 50% Reduction | Afghanistan | AFG | 2022-01-02 | v8 | TRUE
https://raw.githubusercontent.com/mrc-ide/global-lmic-reports/master/AFG/projections.csv | 2020-12-20 | ICU_demand | 177.13 | 187.36 | 191.25 | 192.6 | 195.78 | 218.46 | Additional 50% Reduction | Afghanistan | AFG | 2022-01-02 | v8 | TRUE
https://raw.githubusercontent.com/mrc-ide/global-lmic-reports/master/AFG/projections.csv | 2020-12-20 | hospital_incidence | 43.52 | 46.79 | 48.79 | 49.17 | 50.94 | 56.73 | Additional 50% Reduction | Afghanistan | AFG | 2022-01-02 | v8 | TRUE
https://raw.githubusercontent.com/mrc-ide/global-lmic-reports/master/AFG/projections.csv | 2020-12-20 | ICU_incidence | 12.44 | 13.37 | 13.95 | 14.06 | 14.56 | 16.22 | Additional 50% Reduction | Afghanistan | AFG | 2022-01-02 | v8 | TRUE
https://raw.githubusercontent.com/mrc-ide/global-lmic-reports/master/AFG/projections.csv | 2020-12-20 | prevalence | 30023.17 | 32788.01 | 34113.35 | 34456.46 | 36109.32 | 39693.53 | Additional 50% Reduction | Afghanistan | AFG | 2022-01-02 | v8 | TRUE
https://raw.githubusercontent.com/mrc-ide/global-lmic-reports/master/AFG/projections.csv | 2020-12-20 | cumulative_infections | 941599.78 | 983701.98 | 1009924.22 | 1017533.6 | 1031308.98 | 1132897.15 | Additional 50% Reduction | Afghanistan | AFG | 2022-01-02 | v8 | TRUE
https://raw.githubusercontent.com/mrc-ide/global-lmic-reports/master/AFG/projections.csv | 2020-12-20 | cumulative_deaths | 1820.94 | 1926.49 | 1977.35 | 1991.28 | 2035.72 | 2235.7 | Additional 50% Reduction | Afghanistan | AFG | 2022-01-02 | v8 | TRUE
https://raw.githubusercontent.com/mrc-ide/global-lmic-reports/master/AFG/projections.csv | 2020-12-20 | Rt | 0.79 | 0.81 | 0.83 | 0.84 | 0.85 | 0.91 | Additional 50% Reduction | Afghanistan | AFG | 2022-01-02 | v8 | TRUE
https://raw.githubusercontent.com/mrc-ide/global-lmic-reports/master/AFG/projections.csv | 2020-12-20 | Reff | 0.77 | 0.79 | 0.81 | 0.81 | 0.83 | 0.88 | Additional 50% Reduction | Afghanistan | AFG | 2022-01-02 | v8 | TRUE
https://raw.githubusercontent.com/mrc-ide/global-lmic-reports/master/AFG/projections.csv | 2020-12-20 | infections | 3742.52 | 4042.17 | 4177.15 | 4202.1 | 4382.99 | 4713.36 | Maintain Status Quo | Afghanistan | AFG | 2022-01-02 | v8 | TRUE
https://raw.githubusercontent.com/mrc-ide/global-lmic-reports/master/AFG/projections.csv | 2020-12-20 | deaths | 11.86 | 12.49 | 12.82 | 12.87 | 13.12 | 14.56 | Maintain Status Quo | Afghanistan | AFG | 2022-01-02 | v8 | TRUE
https://raw.githubusercontent.com/mrc-ide/global-lmic-reports/master/AFG/projections.csv | 2020-12-20 | hospital_demand | 450.38 | 477.74 | 486.35 | 491.58 | 499.22 | 557.41 | Maintain Status Quo | Afghanistan | AFG | 2022-01-02 | v8 | TRUE
https://raw.githubusercontent.com/mrc-ide/global-lmic-reports/master/AFG/projections.csv | 2020-12-20 | ICU_demand | 177.13 | 187.36 | 191.25 | 192.6 | 195.78 | 218.46 | Maintain Status Quo | Afghanistan | AFG | 2022-01-02 | v8 | TRUE
https://raw.githubusercontent.com/mrc-ide/global-lmic-reports/master/AFG/projections.csv | 2020-12-20 | hospital_incidence | 43.52 | 46.79 | 48.79 | 49.17 | 50.94 | 56.73 | Maintain Status Quo | Afghanistan | AFG | 2022-01-02 | v8 | TRUE
https://raw.githubusercontent.com/mrc-ide/global-lmic-reports/master/AFG/projections.csv | 2020-12-20 | ICU_incidence | 12.44 | 13.37 | 13.95 | 14.06 | 14.56 | 16.22 | Maintain Status Quo | Afghanistan | AFG | 2022-01-02 | v8 | TRUE
https://raw.githubusercontent.com/mrc-ide/global-lmic-reports/master/AFG/projections.csv | 2020-12-20 | prevalence | 30023.17 | 32788.01 | 34113.35 | 34456.46 | 36109.32 | 39693.53 | Maintain Status Quo | Afghanistan | AFG | 2022-01-02 | v8 | TRUE
https://raw.githubusercontent.com/mrc-ide/global-lmic-reports/master/AFG/projections.csv | 2020-12-20 | cumulative_infections | 941599.78 | 983701.98 | 1009924.22 | 1017533.6 | 1031308.98 | 1132897.15 | Maintain Status Quo | Afghanistan | AFG | 2022-01-02 | v8 | TRUE
https://raw.githubusercontent.com/mrc-ide/global-lmic-reports/master/AFG/projections.csv | 2020-12-20 | cumulative_deaths | 1820.94 | 1926.49 | 1977.35 | 1991.28 | 2035.72 | 2235.7 | Maintain Status Quo | Afghanistan | AFG | 2022-01-02 | v8 | TRUE
https://raw.githubusercontent.com/mrc-ide/global-lmic-reports/master/AFG/projections.csv | 2020-12-20 | Rt | 0.79 | 0.81 | 0.83 | 0.84 | 0.85 | 0.91 | Maintain Status Quo | Afghanistan | AFG | 2022-01-02 | v8 | TRUE
https://raw.githubusercontent.com/mrc-ide/global-lmic-reports/master/AFG/projections.csv | 2020-12-20 | Reff | 0.77 | 0.79 | 0.81 | 0.81 | 0.83 | 0.88 | Maintain Status Quo | Afghanistan | AFG | 2022-01-02 | v8 | TRUE
https://raw.githubusercontent.com/mrc-ide/global-lmic-reports/master/AFG/projections.csv | 2020-12-20 | infections | 3742.52 | 4042.17 | 4177.15 | 4202.1 | 4382.99 | 4713.36 | Optimistic | Afghanistan | AFG | 2022-01-02 | v8 | TRUE
https://raw.githubusercontent.com/mrc-ide/global-lmic-reports/master/AFG/projections.csv | 2020-12-20 | deaths | 11.86 | 12.49 | 12.82 | 12.87 | 13.12 | 14.56 | Optimistic | Afghanistan | AFG | 2022-01-02 | v8 | TRUE
https://raw.githubusercontent.com/mrc-ide/global-lmic-reports/master/AFG/projections.csv | 2020-12-20 | hospital_demand | 450.38 | 477.74 | 486.35 | 491.58 | 499.22 | 557.41 | Optimistic | Afghanistan | AFG | 2022-01-02 | v8 | TRUE
https://raw.githubusercontent.com/mrc-ide/global-lmic-reports/master/AFG/projections.csv | 2020-12-20 | ICU_demand | 177.13 | 187.36 | 191.25 | 192.6 | 195.78 | 218.46 | Optimistic | Afghanistan | AFG | 2022-01-02 | v8 | TRUE
https://raw.githubusercontent.com/mrc-ide/global-lmic-reports/master/AFG/projections.csv | 2020-12-20 | hospital_incidence | 43.52 | 46.79 | 48.79 | 49.17 | 50.94 | 56.73 | Optimistic | Afghanistan | AFG | 2022-01-02 | v8 | TRUE
https://raw.githubusercontent.com/mrc-ide/global-lmic-reports/master/AFG/projections.csv | 2020-12-20 | ICU_incidence | 12.44 | 13.37 | 13.95 | 14.06 | 14.56 | 16.22 | Optimistic | Afghanistan | AFG | 2022-01-02 | v8 | TRUE
https://raw.githubusercontent.com/mrc-ide/global-lmic-reports/master/AFG/projections.csv | 2020-12-20 | prevalence | 30023.17 | 32788.01 | 34113.35 | 34456.46 | 36109.32 | 39693.53 | Optimistic | Afghanistan | AFG | 2022-01-02 | v8 | TRUE
https://raw.githubusercontent.com/mrc-ide/global-lmic-reports/master/AFG/projections.csv | 2020-12-20 | cumulative_infections | 941599.78 | 983701.98 | 1009924.22 | 1017533.6 | 1031308.98 | 1132897.15 | Optimistic | Afghanistan | AFG | 2022-01-02 | v8 | TRUE
https://raw.githubusercontent.com/mrc-ide/global-lmic-reports/master/AFG/projections.csv | 2020-12-20 | cumulative_deaths | 1820.94 | 1926.49 | 1977.35 | 1991.28 | 2035.72 | 2235.7 | Optimistic | Afghanistan | AFG | 2022-01-02 | v8 | TRUE
https://raw.githubusercontent.com/mrc-ide/global-lmic-reports/master/AFG/projections.csv | 2020-12-20 | Rt | 0.79 | 0.81 | 0.83 | 0.84 | 0.85 | 0.91 | Optimistic | Afghanistan | AFG | 2022-01-02 | v8 | TRUE
https://raw.githubusercontent.com/mrc-ide/global-lmic-reports/master/AFG/projections.csv | 2020-12-20 | Reff | 0.77 | 0.79 | 0.81 | 0.81 | 0.83 | 0.88 | Optimistic | Afghanistan | AFG | 2022-01-02 | v8 | TRUE
https://raw.githubusercontent.com/mrc-ide/global-lmic-reports/master/AFG/projections.csv | 2020-12-20 | infections | 3742.52 | 4042.17 | 4177.15 | 4202.1 | 4382.99 | 4713.36 | Pessimistic | Afghanistan | AFG | 2022-01-02 | v8 | TRUE
https://raw.githubusercontent.com/mrc-ide/global-lmic-reports/master/AFG/projections.csv | 2020-12-20 | deaths | 11.86 | 12.49 | 12.82 | 12.87 | 13.12 | 14.56 | Pessimistic | Afghanistan | AFG | 2022-01-02 | v8 | TRUE
https://raw.githubusercontent.com/mrc-ide/global-lmic-reports/master/AFG/projections.csv | 2020-12-20 | hospital_demand | 450.38 | 477.74 | 486.35 | 491.58 | 499.22 | 557.41 | Pessimistic | Afghanistan | AFG | 2022-01-02 | v8 | TRUE
https://raw.githubusercontent.com/mrc-ide/global-lmic-reports/master/AFG/projections.csv | 2020-12-20 | ICU_demand | 177.13 | 187.36 | 191.25 | 192.6 | 195.78 | 218.46 | Pessimistic | Afghanistan | AFG | 2022-01-02 | v8 | TRUE
https://raw.githubusercontent.com/mrc-ide/global-lmic-reports/master/AFG/projections.csv | 2020-12-20 | hospital_incidence | 43.52 | 46.79 | 48.79 | 49.17 | 50.94 | 56.73 | Pessimistic | Afghanistan | AFG | 2022-01-02 | v8 | TRUE
https://raw.githubusercontent.com/mrc-ide/global-lmic-reports/master/AFG/projections.csv | 2020-12-20 | ICU_incidence | 12.44 | 13.37 | 13.95 | 14.06 | 14.56 | 16.22 | Pessimistic | Afghanistan | AFG | 2022-01-02 | v8 | TRUE
https://raw.githubusercontent.com/mrc-ide/global-lmic-reports/master/AFG/projections.csv | 2020-12-20 | prevalence | 30023.17 | 32788.01 | 34113.35 | 34456.46 | 36109.32 | 39693.53 | Pessimistic | Afghanistan | AFG | 2022-01-02 | v8 | TRUE
https://raw.githubusercontent.com/mrc-ide/global-lmic-reports/master/AFG/projections.csv | 2020-12-20 | cumulative_infections | 941599.78 | 983701.98 | 1009924.22 | 1017533.6 | 1031308.98 | 1132897.15 | Pessimistic | Afghanistan | AFG | 2022-01-02 | v8 | TRUE
https://raw.githubusercontent.com/mrc-ide/global-lmic-reports/master/AFG/projections.csv | 2020-12-20 | cumulative_deaths | 1820.94 | 1926.49 | 1977.35 | 1991.28 | 2035.72 | 2235.7 | Pessimistic | Afghanistan | AFG | 2022-01-02 | v8 | TRUE
https://raw.githubusercontent.com/mrc-ide/global-lmic-reports/master/AFG/projections.csv | 2020-12-20 | Rt | 0.79 | 0.81 | 0.83 | 0.84 | 0.85 | 0.91 | Pessimistic | Afghanistan | AFG | 2022-01-02 | v8 | TRUE
https://raw.githubusercontent.com/mrc-ide/global-lmic-reports/master/AFG/projections.csv | 2020-12-20 | Reff | 0.77 | 0.79 | 0.81 | 0.81 | 0.83 | 0.88 | Pessimistic | Afghanistan | AFG | 2022-01-02 | v8 | TRUE
https://raw.githubusercontent.com/mrc-ide/global-lmic-reports/master/AFG/projections.csv | 2020-12-20 | infections | 3742.52 | 4042.17 | 4177.15 | 4202.1 | 4382.99 | 4713.36 | Relax Interventions 50% | Afghanistan | AFG | 2022-01-02 | v8 | TRUE
https://raw.githubusercontent.com/mrc-ide/global-lmic-reports/master/AFG/projections.csv | 2020-12-20 | deaths | 11.86 | 12.49 | 12.82 | 12.87 | 13.12 | 14.56 | Relax Interventions 50% | Afghanistan | AFG | 2022-01-02 | v8 | TRUE
https://raw.githubusercontent.com/mrc-ide/global-lmic-reports/master/AFG/projections.csv | 2020-12-20 | hospital_demand | 450.38 | 477.74 | 486.35 | 491.58 | 499.22 | 557.41 | Relax Interventions 50% | Afghanistan | AFG | 2022-01-02 | v8 | TRUE
https://raw.githubusercontent.com/mrc-ide/global-lmic-reports/master/AFG/projections.csv | 2020-12-20 | ICU_demand | 177.13 | 187.36 | 191.25 | 192.6 | 195.78 | 218.46 | Relax Interventions 50% | Afghanistan | AFG | 2022-01-02 | v8 | TRUE
https://raw.githubusercontent.com/mrc-ide/global-lmic-reports/master/AFG/projections.csv | 2020-12-20 | hospital_incidence | 43.52 | 46.79 | 48.79 | 49.17 | 50.94 | 56.73 | Relax Interventions 50% | Afghanistan | AFG | 2022-01-02 | v8 | TRUE
https://raw.githubusercontent.com/mrc-ide/global-lmic-reports/master/AFG/projections.csv | 2020-12-20 | ICU_incidence | 12.44 | 13.37 | 13.95 | 14.06 | 14.56 | 16.22 | Relax Interventions 50% | Afghanistan | AFG | 2022-01-02 | v8 | TRUE
https://raw.githubusercontent.com/mrc-ide/global-lmic-reports/master/AFG/projections.csv | 2020-12-20 | prevalence | 30023.17 | 32788.01 | 34113.35 | 34456.46 | 36109.32 | 39693.53 | Relax Interventions 50% | Afghanistan | AFG | 2022-01-02 | v8 | TRUE
https://raw.githubusercontent.com/mrc-ide/global-lmic-reports/master/AFG/projections.csv | 2020-12-20 | cumulative_infections | 941599.78 | 983701.98 | 1009924.22 | 1017533.6 | 1031308.98 | 1132897.15 | Relax Interventions 50% | Afghanistan | AFG | 2022-01-02 | v8 | TRUE
https://raw.githubusercontent.com/mrc-ide/global-lmic-reports/master/AFG/projections.csv | 2020-12-20 | cumulative_deaths | 1820.94 | 1926.49 | 1977.35 | 1991.28 | 2035.72 | 2235.7 | Relax Interventions 50% | Afghanistan | AFG | 2022-01-02 | v8 | TRUE
https://raw.githubusercontent.com/mrc-ide/global-lmic-reports/master/AFG/projections.csv | 2020-12-20 | Rt | 0.79 | 0.81 | 0.83 | 0.84 | 0.85 | 0.91 | Relax Interventions 50% | Afghanistan | AFG | 2022-01-02 | v8 | TRUE
https://raw.githubusercontent.com/mrc-ide/global-lmic-reports/master/AFG/projections.csv | 2020-12-20 | Reff | 0.77 | 0.79 | 0.81 | 0.81 | 0.83 | 0.88 | Relax Interventions 50% | Afghanistan | AFG | 2022-01-02 | v8 | TRUE
https://raw.githubusercontent.com/mrc-ide/global-lmic-reports/master/AFG/projections.csv | 2020-12-20 | infections | 3647.4 | 3940.92 | 4116.99 | 4120.62 | 4258.55 | 4615.28 | Surged Additional 50% Reduction | Afghanistan | AFG | 2022-01-02 | v8 | TRUE
https://raw.githubusercontent.com/mrc-ide/global-lmic-reports/master/AFG/projections.csv | 2020-12-20 | deaths | 11.63 | 12.28 | 12.55 | 12.68 | 12.91 | 14.2 | Surged Additional 50% Reduction | Afghanistan | AFG | 2022-01-02 | v8 | TRUE
https://raw.githubusercontent.com/mrc-ide/global-lmic-reports/master/AFG/projections.csv | 2020-12-20 | hospital_demand | 440.18 | 468.27 | 476.73 | 483.16 | 491.23 | 543.46 | Surged Additional 50% Reduction | Afghanistan | AFG | 2022-01-02 | v8 | TRUE
https://raw.githubusercontent.com/mrc-ide/global-lmic-reports/master/AFG/projections.csv | 2020-12-20 | ICU_demand | 173.54 | 184.15 | 187.53 | 189.52 | 193.03 | 211.88 | Surged Additional 50% Reduction | Afghanistan | AFG | 2022-01-02 | v8 | TRUE
https://raw.githubusercontent.com/mrc-ide/global-lmic-reports/master/AFG/projections.csv | 2020-12-20 | hospital_incidence | 42.67 | 46.05 | 47.51 | 48.09 | 50.18 | 55.39 | Surged Additional 50% Reduction | Afghanistan | AFG | 2022-01-02 | v8 | TRUE
https://raw.githubusercontent.com/mrc-ide/global-lmic-reports/master/AFG/projections.csv | 2020-12-20 | ICU_incidence | 12.2 | 13.16 | 13.58 | 13.75 | 14.35 | 15.83 | Surged Additional 50% Reduction | Afghanistan | AFG | 2022-01-02 | v8 | TRUE
https://raw.githubusercontent.com/mrc-ide/global-lmic-reports/master/AFG/projections.csv | 2020-12-20 | prevalence | 29573.86 | 32012.98 | 33444.44 | 33652.47 | 35382.32 | 39109.98 | Surged Additional 50% Reduction | Afghanistan | AFG | 2022-01-02 | v8 | TRUE
https://raw.githubusercontent.com/mrc-ide/global-lmic-reports/master/AFG/projections.csv | 2020-12-20 | cumulative_infections | 941311.39 | 981684.28 | 1011208.85 | 1007707.16 | 1034434.31 | 1083162.2 | Surged Additional 50% Reduction | Afghanistan | AFG | 2022-01-02 | v8 | TRUE
https://raw.githubusercontent.com/mrc-ide/global-lmic-reports/master/AFG/projections.csv | 2020-12-20 | cumulative_deaths | 1831.84 | 1904.51 | 1966.8 | 1960.74 | 2011.25 | 2099.76 | Surged Additional 50% Reduction | Afghanistan | AFG | 2022-01-02 | v8 | TRUE
https://raw.githubusercontent.com/mrc-ide/global-lmic-reports/master/AFG/projections.csv | 2020-12-20 | Rt | 0.79 | 0.82 | 0.83 | 0.84 | 0.85 | 0.88 | Surged Additional 50% Reduction | Afghanistan | AFG | 2022-01-02 | v8 | TRUE
https://raw.githubusercontent.com/mrc-ide/global-lmic-reports/master/AFG/projections.csv | 2020-12-20 | Reff | 0.77 | 0.8 | 0.81 | 0.81 | 0.83 | 0.86 | Surged Additional 50% Reduction | Afghanistan | AFG | 2022-01-02 | v8 | TRUE
https://raw.githubusercontent.com/mrc-ide/global-lmic-reports/master/AFG/projections.csv | 2020-12-20 | infections | 3647.4 | 3940.92 | 4116.99 | 4120.62 | 4258.55 | 4615.28 | Surged Maintain Status Quo | Afghanistan | AFG | 2022-01-02 | v8 | TRUE
https://raw.githubusercontent.com/mrc-ide/global-lmic-reports/master/AFG/projections.csv | 2020-12-20 | deaths | 11.63 | 12.28 | 12.55 | 12.68 | 12.91 | 14.2 | Surged Maintain Status Quo | Afghanistan | AFG | 2022-01-02 | v8 | TRUE
https://raw.githubusercontent.com/mrc-ide/global-lmic-reports/master/AFG/projections.csv | 2020-12-20 | hospital_demand | 440.18 | 468.27 | 476.73 | 483.16 | 491.23 | 543.46 | Surged Maintain Status Quo | Afghanistan | AFG | 2022-01-02 | v8 | TRUE
https://raw.githubusercontent.com/mrc-ide/global-lmic-reports/master/AFG/projections.csv | 2020-12-20 | ICU_demand | 173.54 | 184.15 | 187.53 | 189.52 | 193.03 | 211.88 | Surged Maintain Status Quo | Afghanistan | AFG | 2022-01-02 | v8 | TRUE
https://raw.githubusercontent.com/mrc-ide/global-lmic-reports/master/AFG/projections.csv | 2020-12-20 | hospital_incidence | 42.67 | 46.05 | 47.51 | 48.09 | 50.18 | 55.39 | Surged Maintain Status Quo | Afghanistan | AFG | 2022-01-02 | v8 | TRUE
https://raw.githubusercontent.com/mrc-ide/global-lmic-reports/master/AFG/projections.csv | 2020-12-20 | ICU_incidence | 12.2 | 13.16 | 13.58 | 13.75 | 14.35 | 15.83 | Surged Maintain Status Quo | Afghanistan | AFG | 2022-01-02 | v8 | TRUE
https://raw.githubusercontent.com/mrc-ide/global-lmic-reports/master/AFG/projections.csv | 2020-12-20 | prevalence | 29573.86 | 32012.98 | 33444.44 | 33652.47 | 35382.32 | 39109.98 | Surged Maintain Status Quo | Afghanistan | AFG | 2022-01-02 | v8 | TRUE
https://raw.githubusercontent.com/mrc-ide/global-lmic-reports/master/AFG/projections.csv | 2020-12-20 | cumulative_infections | 941311.39 | 981684.28 | 1011208.85 | 1007707.16 | 1034434.31 | 1083162.2 | Surged Maintain Status Quo | Afghanistan | AFG | 2022-01-02 | v8 | TRUE
https://raw.githubusercontent.com/mrc-ide/global-lmic-reports/master/AFG/projections.csv | 2020-12-20 | cumulative_deaths | 1831.84 | 1904.51 | 1966.8 | 1960.74 | 2011.25 | 2099.76 | Surged Maintain Status Quo | Afghanistan | AFG | 2022-01-02 | v8 | TRUE
https://raw.githubusercontent.com/mrc-ide/global-lmic-reports/master/AFG/projections.csv | 2020-12-20 | Rt | 0.79 | 0.82 | 0.83 | 0.84 | 0.85 | 0.88 | Surged Maintain Status Quo | Afghanistan | AFG | 2022-01-02 | v8 | TRUE
https://raw.githubusercontent.com/mrc-ide/global-lmic-reports/master/AFG/projections.csv | 2020-12-20 | Reff | 0.77 | 0.8 | 0.81 | 0.81 | 0.83 | 0.86 | Surged Maintain Status Quo | Afghanistan | AFG | 2022-01-02 | v8 | TRUE
https://raw.githubusercontent.com/mrc-ide/global-lmic-reports/master/AFG/projections.csv | 2020-12-20 | infections | 3647.4 | 3940.92 | 4116.99 | 4120.62 | 4258.55 | 4615.28 | Surged Optimistic | Afghanistan | AFG | 2022-01-02 | v8 | TRUE
https://raw.githubusercontent.com/mrc-ide/global-lmic-reports/master/AFG/projections.csv | 2020-12-20 | deaths | 11.63 | 12.28 | 12.55 | 12.68 | 12.91 | 14.2 | Surged Optimistic | Afghanistan | AFG | 2022-01-02 | v8 | TRUE
https://raw.githubusercontent.com/mrc-ide/global-lmic-reports/master/AFG/projections.csv | 2020-12-20 | hospital_demand | 440.18 | 468.27 | 476.73 | 483.16 | 491.23 | 543.46 | Surged Optimistic | Afghanistan | AFG | 2022-01-02 | v8 | TRUE
https://raw.githubusercontent.com/mrc-ide/global-lmic-reports/master/AFG/projections.csv | 2020-12-20 | ICU_demand | 173.54 | 184.15 | 187.53 | 189.52 | 193.03 | 211.88 | Surged Optimistic | Afghanistan | AFG | 2022-01-02 | v8 | TRUE
https://raw.githubusercontent.com/mrc-ide/global-lmic-reports/master/AFG/projections.csv | 2020-12-20 | hospital_incidence | 42.67 | 46.05 | 47.51 | 48.09 | 50.18 | 55.39 | Surged Optimistic | Afghanistan | AFG | 2022-01-02 | v8 | TRUE
https://raw.githubusercontent.com/mrc-ide/global-lmic-reports/master/AFG/projections.csv | 2020-12-20 | ICU_incidence | 12.2 | 13.16 | 13.58 | 13.75 | 14.35 | 15.83 | Surged Optimistic | Afghanistan | AFG | 2022-01-02 | v8 | TRUE
https://raw.githubusercontent.com/mrc-ide/global-lmic-reports/master/AFG/projections.csv | 2020-12-20 | prevalence | 29573.86 | 32012.98 | 33444.44 | 33652.47 | 35382.32 | 39109.98 | Surged Optimistic | Afghanistan | AFG | 2022-01-02 | v8 | TRUE
https://raw.githubusercontent.com/mrc-ide/global-lmic-reports/master/AFG/projections.csv | 2020-12-20 | cumulative_infections | 941311.39 | 981684.28 | 1011208.85 | 1007707.16 | 1034434.31 | 1083162.2 | Surged Optimistic | Afghanistan | AFG | 2022-01-02 | v8 | TRUE
https://raw.githubusercontent.com/mrc-ide/global-lmic-reports/master/AFG/projections.csv | 2020-12-20 | cumulative_deaths | 1831.84 | 1904.51 | 1966.8 | 1960.74 | 2011.25 | 2099.76 | Surged Optimistic | Afghanistan | AFG | 2022-01-02 | v8 | TRUE
https://raw.githubusercontent.com/mrc-ide/global-lmic-reports/master/AFG/projections.csv | 2020-12-20 | Rt | 0.79 | 0.82 | 0.83 | 0.84 | 0.85 | 0.88 | Surged Optimistic | Afghanistan | AFG | 2022-01-02 | v8 | TRUE
https://raw.githubusercontent.com/mrc-ide/global-lmic-reports/master/AFG/projections.csv | 2020-12-20 | Reff | 0.77 | 0.8 | 0.81 | 0.81 | 0.83 | 0.86 | Surged Optimistic | Afghanistan | AFG | 2022-01-02 | v8 | TRUE
https://raw.githubusercontent.com/mrc-ide/global-lmic-reports/master/AFG/projections.csv | 2020-12-20 | infections | 3647.4 | 3940.92 | 4116.99 | 4120.62 | 4258.55 | 4615.28 | Surged Pessimistic | Afghanistan | AFG | 2022-01-02 | v8 | TRUE
https://raw.githubusercontent.com/mrc-ide/global-lmic-reports/master/AFG/projections.csv | 2020-12-20 | deaths | 11.63 | 12.28 | 12.55 | 12.68 | 12.91 | 14.2 | Surged Pessimistic | Afghanistan | AFG | 2022-01-02 | v8 | TRUE
https://raw.githubusercontent.com/mrc-ide/global-lmic-reports/master/AFG/projections.csv | 2020-12-20 | hospital_demand | 440.18 | 468.27 | 476.73 | 483.16 | 491.23 | 543.46 | Surged Pessimistic | Afghanistan | AFG | 2022-01-02 | v8 | TRUE
https://raw.githubusercontent.com/mrc-ide/global-lmic-reports/master/AFG/projections.csv | 2020-12-20 | ICU_demand | 173.54 | 184.15 | 187.53 | 189.52 | 193.03 | 211.88 | Surged Pessimistic | Afghanistan | AFG | 2022-01-02 | v8 | TRUE
https://raw.githubusercontent.com/mrc-ide/global-lmic-reports/master/AFG/projections.csv | 2020-12-20 | hospital_incidence | 42.67 | 46.05 | 47.51 | 48.09 | 50.18 | 55.39 | Surged Pessimistic | Afghanistan | AFG | 2022-01-02 | v8 | TRUE
https://raw.githubusercontent.com/mrc-ide/global-lmic-reports/master/AFG/projections.csv | 2020-12-20 | ICU_incidence | 12.2 | 13.16 | 13.58 | 13.75 | 14.35 | 15.83 | Surged Pessimistic | Afghanistan | AFG | 2022-01-02 | v8 | TRUE
https://raw.githubusercontent.com/mrc-ide/global-lmic-reports/master/AFG/projections.csv | 2020-12-20 | prevalence | 29573.86 | 32012.98 | 33444.44 | 33652.47 | 35382.32 | 39109.98 | Surged Pessimistic | Afghanistan | AFG | 2022-01-02 | v8 | TRUE
https://raw.githubusercontent.com/mrc-ide/global-lmic-reports/master/AFG/projections.csv | 2020-12-20 | cumulative_infections | 941311.39 | 981684.28 | 1011208.85 | 1007707.16 | 1034434.31 | 1083162.2 | Surged Pessimistic | Afghanistan | AFG | 2022-01-02 | v8 | TRUE
https://raw.githubusercontent.com/mrc-ide/global-lmic-reports/master/AFG/projections.csv | 2020-12-20 | cumulative_deaths | 1831.84 | 1904.51 | 1966.8 | 1960.74 | 2011.25 | 2099.76 | Surged Pessimistic | Afghanistan | AFG | 2022-01-02 | v8 | TRUE
https://raw.githubusercontent.com/mrc-ide/global-lmic-reports/master/AFG/projections.csv | 2020-12-20 | Rt | 0.79 | 0.82 | 0.83 | 0.84 | 0.85 | 0.88 | Surged Pessimistic | Afghanistan | AFG | 2022-01-02 | v8 | TRUE
https://raw.githubusercontent.com/mrc-ide/global-lmic-reports/master/AFG/projections.csv | 2020-12-20 | Reff | 0.77 | 0.8 | 0.81 | 0.81 | 0.83 | 0.86 | Surged Pessimistic | Afghanistan | AFG | 2022-01-02 | v8 | TRUE
https://raw.githubusercontent.com/mrc-ide/global-lmic-reports/master/AFG/projections.csv | 2020-12-20 | infections | 3647.4 | 3940.92 | 4116.99 | 4120.62 | 4258.55 | 4615.28 | Surged Relax Interventions 50% | Afghanistan | AFG | 2022-01-02 | v8 | TRUE
https://raw.githubusercontent.com/mrc-ide/global-lmic-reports/master/AFG/projections.csv | 2020-12-20 | deaths | 11.63 | 12.28 | 12.55 | 12.68 | 12.91 | 14.2 | Surged Relax Interventions 50% | Afghanistan | AFG | 2022-01-02 | v8 | TRUE
https://raw.githubusercontent.com/mrc-ide/global-lmic-reports/master/AFG/projections.csv | 2020-12-20 | hospital_demand | 440.18 | 468.27 | 476.73 | 483.16 | 491.23 | 543.46 | Surged Relax Interventions 50% | Afghanistan | AFG | 2022-01-02 | v8 | TRUE
https://raw.githubusercontent.com/mrc-ide/global-lmic-reports/master/AFG/projections.csv | 2020-12-20 | ICU_demand | 173.54 | 184.15 | 187.53 | 189.52 | 193.03 | 211.88 | Surged Relax Interventions 50% | Afghanistan | AFG | 2022-01-02 | v8 | TRUE
https://raw.githubusercontent.com/mrc-ide/global-lmic-reports/master/AFG/projections.csv | 2020-12-20 | hospital_incidence | 42.67 | 46.05 | 47.51 | 48.09 | 50.18 | 55.39 | Surged Relax Interventions 50% | Afghanistan | AFG | 2022-01-02 | v8 | TRUE
https://raw.githubusercontent.com/mrc-ide/global-lmic-reports/master/AFG/projections.csv | 2020-12-20 | ICU_incidence | 12.2 | 13.16 | 13.58 | 13.75 | 14.35 | 15.83 | Surged Relax Interventions 50% | Afghanistan | AFG | 2022-01-02 | v8 | TRUE
https://raw.githubusercontent.com/mrc-ide/global-lmic-reports/master/AFG/projections.csv | 2020-12-20 | prevalence | 29573.86 | 32012.98 | 33444.44 | 33652.47 | 35382.32 | 39109.98 | Surged Relax Interventions 50% | Afghanistan | AFG | 2022-01-02 | v8 | TRUE
https://raw.githubusercontent.com/mrc-ide/global-lmic-reports/master/AFG/projections.csv | 2020-12-20 | cumulative_infections | 941311.39 | 981684.28 | 1011208.85 | 1007707.16 | 1034434.31 | 1083162.2 | Surged Relax Interventions 50% | Afghanistan | AFG | 2022-01-02 | v8 | TRUE
https://raw.githubusercontent.com/mrc-ide/global-lmic-reports/master/AFG/projections.csv | 2020-12-20 | cumulative_deaths | 1831.84 | 1904.51 | 1966.8 | 1960.74 | 2011.25 | 2099.76 | Surged Relax Interventions 50% | Afghanistan | AFG | 2022-01-02 | v8 | TRUE
https://raw.githubusercontent.com/mrc-ide/global-lmic-reports/master/AFG/projections.csv | 2020-12-20 | Rt | 0.79 | 0.82 | 0.83 | 0.84 | 0.85 | 0.88 | Surged Relax Interventions 50% | Afghanistan | AFG | 2022-01-02 | v8 | TRUE
https://raw.githubusercontent.com/mrc-ide/global-lmic-reports/master/AFG/projections.csv | 2020-12-20 | Reff | 0.77 | 0.8 | 0.81 | 0.81 | 0.83 | 0.86 | Surged Relax Interventions 50% | Afghanistan | AFG | 2022-01-02 | v8 | TRUE
https://raw.githubusercontent.com/mrc-ide/global-lmic-reports/master/AFG/projections.csv | 2020-12-21 | infections | 3852.7 | 4073.59 | 4259.8 | 4292.39 | 4493.5 | 4848.79 | Additional 50% Reduction | Afghanistan | AFG | 2022-01-02 | v8 | TRUE
https://raw.githubusercontent.com/mrc-ide/global-lmic-reports/master/AFG/projections.csv | 2020-12-21 | deaths | 11.79 | 12.47 | 12.76 | 12.82 | 13.04 | 14.5 | Additional 50% Reduction | Afghanistan | AFG | 2022-01-02 | v8 | TRUE
https://raw.githubusercontent.com/mrc-ide/global-lmic-reports/master/AFG/projections.csv | 2020-12-21 | hospital_demand | 445.85 | 474.3 | 483.38 | 487.69 | 495.04 | 553.89 | Additional 50% Reduction | Afghanistan | AFG | 2022-01-02 | v8 | TRUE
https://raw.githubusercontent.com/mrc-ide/global-lmic-reports/master/AFG/projections.csv | 2020-12-21 | ICU_demand | 175.94 | 186.35 | 189.58 | 191.59 | 194.66 | 217.48 | Additional 50% Reduction | Afghanistan | AFG | 2022-01-02 | v8 | TRUE
https://raw.githubusercontent.com/mrc-ide/global-lmic-reports/master/AFG/projections.csv | 2020-12-21 | hospital_incidence | 42.58 | 46.06 | 47.94 | 48.38 | 50.34 | 55.82 | Additional 50% Reduction | Afghanistan | AFG | 2022-01-02 | v8 | TRUE
https://raw.githubusercontent.com/mrc-ide/global-lmic-reports/master/AFG/projections.csv | 2020-12-21 | ICU_incidence | 12.17 | 13.17 | 13.71 | 13.83 | 14.39 | 15.96 | Additional 50% Reduction | Afghanistan | AFG | 2022-01-02 | v8 | TRUE
https://raw.githubusercontent.com/mrc-ide/global-lmic-reports/master/AFG/projections.csv | 2020-12-21 | prevalence | 29282.7 | 31993.28 | 33072.23 | 33461.65 | 35210.56 | 38331.19 | Additional 50% Reduction | Afghanistan | AFG | 2022-01-02 | v8 | TRUE
https://raw.githubusercontent.com/mrc-ide/global-lmic-reports/master/AFG/projections.csv | 2020-12-21 | cumulative_infections | 945894.11 | 987702.82 | 1014391.99 | 1021825.99 | 1035600.5 | 1137397.3 | Additional 50% Reduction | Afghanistan | AFG | 2022-01-02 | v8 | TRUE
https://raw.githubusercontent.com/mrc-ide/global-lmic-reports/master/AFG/projections.csv | 2020-12-21 | cumulative_deaths | 1833.33 | 1939.04 | 1990.43 | 2004.1 | 2047.84 | 2250.07 | Additional 50% Reduction | Afghanistan | AFG | 2022-01-02 | v8 | TRUE
https://raw.githubusercontent.com/mrc-ide/global-lmic-reports/master/AFG/projections.csv | 2020-12-21 | Rt | 0.79 | 0.81 | 0.83 | 0.83 | 0.85 | 0.9 | Additional 50% Reduction | Afghanistan | AFG | 2022-01-02 | v8 | TRUE
https://raw.githubusercontent.com/mrc-ide/global-lmic-reports/master/AFG/projections.csv | 2020-12-21 | Reff | 0.77 | 0.79 | 0.81 | 0.81 | 0.82 | 0.88 | Additional 50% Reduction | Afghanistan | AFG | 2022-01-02 | v8 | TRUE
https://raw.githubusercontent.com/mrc-ide/global-lmic-reports/master/AFG/projections.csv | 2020-12-21 | infections | 3852.7 | 4073.59 | 4259.8 | 4292.39 | 4493.5 | 4848.79 | Maintain Status Quo | Afghanistan | AFG | 2022-01-02 | v8 | TRUE
https://raw.githubusercontent.com/mrc-ide/global-lmic-reports/master/AFG/projections.csv | 2020-12-21 | deaths | 11.79 | 12.47 | 12.76 | 12.82 | 13.04 | 14.5 | Maintain Status Quo | Afghanistan | AFG | 2022-01-02 | v8 | TRUE
https://raw.githubusercontent.com/mrc-ide/global-lmic-reports/master/AFG/projections.csv | 2020-12-21 | hospital_demand | 445.85 | 474.3 | 483.38 | 487.69 | 495.04 | 553.89 | Maintain Status Quo | Afghanistan | AFG | 2022-01-02 | v8 | TRUE
https://raw.githubusercontent.com/mrc-ide/global-lmic-reports/master/AFG/projections.csv | 2020-12-21 | ICU_demand | 175.94 | 186.35 | 189.58 | 191.59 | 194.66 | 217.48 | Maintain Status Quo | Afghanistan | AFG | 2022-01-02 | v8 | TRUE
https://raw.githubusercontent.com/mrc-ide/global-lmic-reports/master/AFG/projections.csv | 2020-12-21 | hospital_incidence | 42.58 | 46.06 | 47.94 | 48.38 | 50.34 | 55.82 | Maintain Status Quo | Afghanistan | AFG | 2022-01-02 | v8 | TRUE
https://raw.githubusercontent.com/mrc-ide/global-lmic-reports/master/AFG/projections.csv | 2020-12-21 | ICU_incidence | 12.17 | 13.17 | 13.71 | 13.83 | 14.39 | 15.96 | Maintain Status Quo | Afghanistan | AFG | 2022-01-02 | v8 | TRUE
https://raw.githubusercontent.com/mrc-ide/global-lmic-reports/master/AFG/projections.csv | 2020-12-21 | prevalence | 29282.7 | 31993.28 | 33072.23 | 33461.65 | 35210.56 | 38331.19 | Maintain Status Quo | Afghanistan | AFG | 2022-01-02 | v8 | TRUE
https://raw.githubusercontent.com/mrc-ide/global-lmic-reports/master/AFG/projections.csv | 2020-12-21 | cumulative_infections | 945894.11 | 987702.82 | 1014391.99 | 1021825.99 | 1035600.5 | 1137397.3 | Maintain Status Quo | Afghanistan | AFG | 2022-01-02 | v8 | TRUE
https://raw.githubusercontent.com/mrc-ide/global-lmic-reports/master/AFG/projections.csv | 2020-12-21 | cumulative_deaths | 1833.33 | 1939.04 | 1990.43 | 2004.1 | 2047.84 | 2250.07 | Maintain Status Quo | Afghanistan | AFG | 2022-01-02 | v8 | TRUE
https://raw.githubusercontent.com/mrc-ide/global-lmic-reports/master/AFG/projections.csv | 2020-12-21 | Rt | 0.79 | 0.81 | 0.83 | 0.83 | 0.85 | 0.9 | Maintain Status Quo | Afghanistan | AFG | 2022-01-02 | v8 | TRUE
https://raw.githubusercontent.com/mrc-ide/global-lmic-reports/master/AFG/projections.csv | 2020-12-21 | Reff | 0.77 | 0.79 | 0.81 | 0.81 | 0.82 | 0.88 | Maintain Status Quo | Afghanistan | AFG | 2022-01-02 | v8 | TRUE
https://raw.githubusercontent.com/mrc-ide/global-lmic-reports/master/AFG/projections.csv | 2020-12-21 | infections | 3852.7 | 4073.59 | 4259.8 | 4292.39 | 4493.5 | 4848.79 | Optimistic | Afghanistan | AFG | 2022-01-02 | v8 | TRUE
https://raw.githubusercontent.com/mrc-ide/global-lmic-reports/master/AFG/projections.csv | 2020-12-21 | deaths | 11.79 | 12.47 | 12.76 | 12.82 | 13.04 | 14.5 | Optimistic | Afghanistan | AFG | 2022-01-02 | v8 | TRUE
https://raw.githubusercontent.com/mrc-ide/global-lmic-reports/master/AFG/projections.csv | 2020-12-21 | hospital_demand | 445.85 | 474.3 | 483.38 | 487.69 | 495.04 | 553.89 | Optimistic | Afghanistan | AFG | 2022-01-02 | v8 | TRUE
https://raw.githubusercontent.com/mrc-ide/global-lmic-reports/master/AFG/projections.csv | 2020-12-21 | ICU_demand | 175.94 | 186.35 | 189.58 | 191.59 | 194.66 | 217.48 | Optimistic | Afghanistan | AFG | 2022-01-02 | v8 | TRUE
https://raw.githubusercontent.com/mrc-ide/global-lmic-reports/master/AFG/projections.csv | 2020-12-21 | hospital_incidence | 42.58 | 46.06 | 47.94 | 48.38 | 50.34 | 55.82 | Optimistic | Afghanistan | AFG | 2022-01-02 | v8 | TRUE
https://raw.githubusercontent.com/mrc-ide/global-lmic-reports/master/AFG/projections.csv | 2020-12-21 | ICU_incidence | 12.17 | 13.17 | 13.71 | 13.83 | 14.39 | 15.96 | Optimistic | Afghanistan | AFG | 2022-01-02 | v8 | TRUE
https://raw.githubusercontent.com/mrc-ide/global-lmic-reports/master/AFG/projections.csv | 2020-12-21 | prevalence | 29282.7 | 31993.28 | 33072.23 | 33461.65 | 35210.56 | 38331.19 | Optimistic | Afghanistan | AFG | 2022-01-02 | v8 | TRUE
https://raw.githubusercontent.com/mrc-ide/global-lmic-reports/master/AFG/projections.csv | 2020-12-21 | cumulative_infections | 945894.11 | 987702.82 | 1014391.99 | 1021825.99 | 1035600.5 | 1137397.3 | Optimistic | Afghanistan | AFG | 2022-01-02 | v8 | TRUE
https://raw.githubusercontent.com/mrc-ide/global-lmic-reports/master/AFG/projections.csv | 2020-12-21 | cumulative_deaths | 1833.33 | 1939.04 | 1990.43 | 2004.1 | 2047.84 | 2250.07 | Optimistic | Afghanistan | AFG | 2022-01-02 | v8 | TRUE
https://raw.githubusercontent.com/mrc-ide/global-lmic-reports/master/AFG/projections.csv | 2020-12-21 | Rt | 0.79 | 0.81 | 0.83 | 0.83 | 0.85 | 0.9 | Optimistic | Afghanistan | AFG | 2022-01-02 | v8 | TRUE
https://raw.githubusercontent.com/mrc-ide/global-lmic-reports/master/AFG/projections.csv | 2020-12-21 | Reff | 0.77 | 0.79 | 0.81 | 0.81 | 0.82 | 0.88 | Optimistic | Afghanistan | AFG | 2022-01-02 | v8 | TRUE
https://raw.githubusercontent.com/mrc-ide/global-lmic-reports/master/AFG/projections.csv | 2020-12-21 | infections | 3852.7 | 4073.59 | 4259.8 | 4292.39 | 4493.5 | 4848.79 | Pessimistic | Afghanistan | AFG | 2022-01-02 | v8 | TRUE
https://raw.githubusercontent.com/mrc-ide/global-lmic-reports/master/AFG/projections.csv | 2020-12-21 | deaths | 11.79 | 12.47 | 12.76 | 12.82 | 13.04 | 14.5 | Pessimistic | Afghanistan | AFG | 2022-01-02 | v8 | TRUE
https://raw.githubusercontent.com/mrc-ide/global-lmic-reports/master/AFG/projections.csv | 2020-12-21 | hospital_demand | 445.85 | 474.3 | 483.38 | 487.69 | 495.04 | 553.89 | Pessimistic | Afghanistan | AFG | 2022-01-02 | v8 | TRUE
https://raw.githubusercontent.com/mrc-ide/global-lmic-reports/master/AFG/projections.csv | 2020-12-21 | ICU_demand | 175.94 | 186.35 | 189.58 | 191.59 | 194.66 | 217.48 | Pessimistic | Afghanistan | AFG | 2022-01-02 | v8 | TRUE
https://raw.githubusercontent.com/mrc-ide/global-lmic-reports/master/AFG/projections.csv | 2020-12-21 | hospital_incidence | 42.58 | 46.06 | 47.94 | 48.38 | 50.34 | 55.82 | Pessimistic | Afghanistan | AFG | 2022-01-02 | v8 | TRUE
https://raw.githubusercontent.com/mrc-ide/global-lmic-reports/master/AFG/projections.csv | 2020-12-21 | ICU_incidence | 12.17 | 13.17 | 13.71 | 13.83 | 14.39 | 15.96 | Pessimistic | Afghanistan | AFG | 2022-01-02 | v8 | TRUE
https://raw.githubusercontent.com/mrc-ide/global-lmic-reports/master/AFG/projections.csv | 2020-12-21 | prevalence | 29282.7 | 31993.28 | 33072.23 | 33461.65 | 35210.56 | 38331.19 | Pessimistic | Afghanistan | AFG | 2022-01-02 | v8 | TRUE
https://raw.githubusercontent.com/mrc-ide/global-lmic-reports/master/AFG/projections.csv | 2020-12-21 | cumulative_infections | 945894.11 | 987702.82 | 1014391.99 | 1021825.99 | 1035600.5 | 1137397.3 | Pessimistic | Afghanistan | AFG | 2022-01-02 | v8 | TRUE
https://raw.githubusercontent.com/mrc-ide/global-lmic-reports/master/AFG/projections.csv | 2020-12-21 | cumulative_deaths | 1833.33 | 1939.04 | 1990.43 | 2004.1 | 2047.84 | 2250.07 | Pessimistic | Afghanistan | AFG | 2022-01-02 | v8 | TRUE
https://raw.githubusercontent.com/mrc-ide/global-lmic-reports/master/AFG/projections.csv | 2020-12-21 | Rt | 0.79 | 0.81 | 0.83 | 0.83 | 0.85 | 0.9 | Pessimistic | Afghanistan | AFG | 2022-01-02 | v8 | TRUE
https://raw.githubusercontent.com/mrc-ide/global-lmic-reports/master/AFG/projections.csv | 2020-12-21 | Reff | 0.77 | 0.79 | 0.81 | 0.81 | 0.82 | 0.88 | Pessimistic | Afghanistan | AFG | 2022-01-02 | v8 | TRUE
https://raw.githubusercontent.com/mrc-ide/global-lmic-reports/master/AFG/projections.csv | 2020-12-21 | infections | 3852.7 | 4073.59 | 4259.8 | 4292.39 | 4493.5 | 4848.79 | Relax Interventions 50% | Afghanistan | AFG | 2022-01-02 | v8 | TRUE
https://raw.githubusercontent.com/mrc-ide/global-lmic-reports/master/AFG/projections.csv | 2020-12-21 | deaths | 11.79 | 12.47 | 12.76 | 12.82 | 13.04 | 14.5 | Relax Interventions 50% | Afghanistan | AFG | 2022-01-02 | v8 | TRUE
https://raw.githubusercontent.com/mrc-ide/global-lmic-reports/master/AFG/projections.csv | 2020-12-21 | hospital_demand | 445.85 | 474.3 | 483.38 | 487.69 | 495.04 | 553.89 | Relax Interventions 50% | Afghanistan | AFG | 2022-01-02 | v8 | TRUE
https://raw.githubusercontent.com/mrc-ide/global-lmic-reports/master/AFG/projections.csv | 2020-12-21 | ICU_demand | 175.94 | 186.35 | 189.58 | 191.59 | 194.66 | 217.48 | Relax Interventions 50% | Afghanistan | AFG | 2022-01-02 | v8 | TRUE
https://raw.githubusercontent.com/mrc-ide/global-lmic-reports/master/AFG/projections.csv | 2020-12-21 | hospital_incidence | 42.58 | 46.06 | 47.94 | 48.38 | 50.34 | 55.82 | Relax Interventions 50% | Afghanistan | AFG | 2022-01-02 | v8 | TRUE
https://raw.githubusercontent.com/mrc-ide/global-lmic-reports/master/AFG/projections.csv | 2020-12-21 | ICU_incidence | 12.17 | 13.17 | 13.71 | 13.83 | 14.39 | 15.96 | Relax Interventions 50% | Afghanistan | AFG | 2022-01-02 | v8 | TRUE
https://raw.githubusercontent.com/mrc-ide/global-lmic-reports/master/AFG/projections.csv | 2020-12-21 | prevalence | 29282.7 | 31993.28 | 33072.23 | 33461.65 | 35210.56 | 38331.19 | Relax Interventions 50% | Afghanistan | AFG | 2022-01-02 | v8 | TRUE
https://raw.githubusercontent.com/mrc-ide/global-lmic-reports/master/AFG/projections.csv | 2020-12-21 | cumulative_infections | 945894.11 | 987702.82 | 1014391.99 | 1021825.99 | 1035600.5 | 1137397.3 | Relax Interventions 50% | Afghanistan | AFG | 2022-01-02 | v8 | TRUE
https://raw.githubusercontent.com/mrc-ide/global-lmic-reports/master/AFG/projections.csv | 2020-12-21 | cumulative_deaths | 1833.33 | 1939.04 | 1990.43 | 2004.1 | 2047.84 | 2250.07 | Relax Interventions 50% | Afghanistan | AFG | 2022-01-02 | v8 | TRUE
https://raw.githubusercontent.com/mrc-ide/global-lmic-reports/master/AFG/projections.csv | 2020-12-21 | Rt | 0.79 | 0.81 | 0.83 | 0.83 | 0.85 | 0.9 | Relax Interventions 50% | Afghanistan | AFG | 2022-01-02 | v8 | TRUE
https://raw.githubusercontent.com/mrc-ide/global-lmic-reports/master/AFG/projections.csv | 2020-12-21 | Reff | 0.77 | 0.79 | 0.81 | 0.81 | 0.82 | 0.88 | Relax Interventions 50% | Afghanistan | AFG | 2022-01-02 | v8 | TRUE
https://raw.githubusercontent.com/mrc-ide/global-lmic-reports/master/AFG/projections.csv | 2020-12-21 | infections | 3711.08 | 3982.09 | 4188.59 | 4197.71 | 4342.69 | 4797.33 | Surged Additional 50% Reduction | Afghanistan | AFG | 2022-01-02 | v8 | TRUE
https://raw.githubusercontent.com/mrc-ide/global-lmic-reports/master/AFG/projections.csv | 2020-12-21 | deaths | 11.55 | 12.26 | 12.5 | 12.61 | 12.85 | 14.13 | Surged Additional 50% Reduction | Afghanistan | AFG | 2022-01-02 | v8 | TRUE
https://raw.githubusercontent.com/mrc-ide/global-lmic-reports/master/AFG/projections.csv | 2020-12-21 | hospital_demand | 434.93 | 462.41 | 472.95 | 479.03 | 488.14 | 540.6 | Surged Additional 50% Reduction | Afghanistan | AFG | 2022-01-02 | v8 | TRUE
https://raw.githubusercontent.com/mrc-ide/global-lmic-reports/master/AFG/projections.csv | 2020-12-21 | ICU_demand | 172.13 | 182.87 | 185.87 | 188.42 | 192 | 211.04 | Surged Additional 50% Reduction | Afghanistan | AFG | 2022-01-02 | v8 | TRUE
https://raw.githubusercontent.com/mrc-ide/global-lmic-reports/master/AFG/projections.csv | 2020-12-21 | hospital_incidence | 41.92 | 45.24 | 46.78 | 47.29 | 49.54 | 54.75 | Surged Additional 50% Reduction | Afghanistan | AFG | 2022-01-02 | v8 | TRUE
https://raw.githubusercontent.com/mrc-ide/global-lmic-reports/master/AFG/projections.csv | 2020-12-21 | ICU_incidence | 11.98 | 12.93 | 13.37 | 13.52 | 14.16 | 15.65 | Surged Additional 50% Reduction | Afghanistan | AFG | 2022-01-02 | v8 | TRUE
https://raw.githubusercontent.com/mrc-ide/global-lmic-reports/master/AFG/projections.csv | 2020-12-21 | prevalence | 28657.1 | 31101.16 | 32545.23 | 32688.21 | 34236.08 | 37830.5 | Surged Additional 50% Reduction | Afghanistan | AFG | 2022-01-02 | v8 | TRUE
https://raw.githubusercontent.com/mrc-ide/global-lmic-reports/master/AFG/projections.csv | 2020-12-21 | cumulative_infections | 945110.24 | 985724.18 | 1015389.46 | 1011904.87 | 1038752.47 | 1087834.36 | Surged Additional 50% Reduction | Afghanistan | AFG | 2022-01-02 | v8 | TRUE
https://raw.githubusercontent.com/mrc-ide/global-lmic-reports/master/AFG/projections.csv | 2020-12-21 | cumulative_deaths | 1843.94 | 1916.8 | 1979.32 | 1973.36 | 2024.85 | 2113.24 | Surged Additional 50% Reduction | Afghanistan | AFG | 2022-01-02 | v8 | TRUE
https://raw.githubusercontent.com/mrc-ide/global-lmic-reports/master/AFG/projections.csv | 2020-12-21 | Rt | 0.79 | 0.82 | 0.83 | 0.83 | 0.85 | 0.88 | Surged Additional 50% Reduction | Afghanistan | AFG | 2022-01-02 | v8 | TRUE
https://raw.githubusercontent.com/mrc-ide/global-lmic-reports/master/AFG/projections.csv | 2020-12-21 | Reff | 0.77 | 0.8 | 0.81 | 0.81 | 0.83 | 0.86 | Surged Additional 50% Reduction | Afghanistan | AFG | 2022-01-02 | v8 | TRUE
https://raw.githubusercontent.com/mrc-ide/global-lmic-reports/master/AFG/projections.csv | 2020-12-21 | infections | 3711.08 | 3982.09 | 4188.59 | 4197.71 | 4342.69 | 4797.33 | Surged Maintain Status Quo | Afghanistan | AFG | 2022-01-02 | v8 | TRUE
https://raw.githubusercontent.com/mrc-ide/global-lmic-reports/master/AFG/projections.csv | 2020-12-21 | deaths | 11.55 | 12.26 | 12.5 | 12.61 | 12.85 | 14.13 | Surged Maintain Status Quo | Afghanistan | AFG | 2022-01-02 | v8 | TRUE
https://raw.githubusercontent.com/mrc-ide/global-lmic-reports/master/AFG/projections.csv | 2020-12-21 | hospital_demand | 434.93 | 462.41 | 472.95 | 479.03 | 488.14 | 540.6 | Surged Maintain Status Quo | Afghanistan | AFG | 2022-01-02 | v8 | TRUE
https://raw.githubusercontent.com/mrc-ide/global-lmic-reports/master/AFG/projections.csv | 2020-12-21 | ICU_demand | 172.13 | 182.87 | 185.87 | 188.42 | 192 | 211.04 | Surged Maintain Status Quo | Afghanistan | AFG | 2022-01-02 | v8 | TRUE
https://raw.githubusercontent.com/mrc-ide/global-lmic-reports/master/AFG/projections.csv | 2020-12-21 | hospital_incidence | 41.92 | 45.24 | 46.78 | 47.29 | 49.54 | 54.75 | Surged Maintain Status Quo | Afghanistan | AFG | 2022-01-02 | v8 | TRUE
https://raw.githubusercontent.com/mrc-ide/global-lmic-reports/master/AFG/projections.csv | 2020-12-21 | ICU_incidence | 11.98 | 12.93 | 13.37 | 13.52 | 14.16 | 15.65 | Surged Maintain Status Quo | Afghanistan | AFG | 2022-01-02 | v8 | TRUE
https://raw.githubusercontent.com/mrc-ide/global-lmic-reports/master/AFG/projections.csv | 2020-12-21 | prevalence | 28657.1 | 31101.16 | 32545.23 | 32688.21 | 34236.08 | 37830.5 | Surged Maintain Status Quo | Afghanistan | AFG | 2022-01-02 | v8 | TRUE
https://raw.githubusercontent.com/mrc-ide/global-lmic-reports/master/AFG/projections.csv | 2020-12-21 | cumulative_infections | 945110.24 | 985724.18 | 1015389.46 | 1011904.87 | 1038752.47 | 1087834.36 | Surged Maintain Status Quo | Afghanistan | AFG | 2022-01-02 | v8 | TRUE
https://raw.githubusercontent.com/mrc-ide/global-lmic-reports/master/AFG/projections.csv | 2020-12-21 | cumulative_deaths | 1843.94 | 1916.8 | 1979.32 | 1973.36 | 2024.85 | 2113.24 | Surged Maintain Status Quo | Afghanistan | AFG | 2022-01-02 | v8 | TRUE
https://raw.githubusercontent.com/mrc-ide/global-lmic-reports/master/AFG/projections.csv | 2020-12-21 | Rt | 0.79 | 0.82 | 0.83 | 0.83 | 0.85 | 0.88 | Surged Maintain Status Quo | Afghanistan | AFG | 2022-01-02 | v8 | TRUE
https://raw.githubusercontent.com/mrc-ide/global-lmic-reports/master/AFG/projections.csv | 2020-12-21 | Reff | 0.77 | 0.8 | 0.81 | 0.81 | 0.83 | 0.86 | Surged Maintain Status Quo | Afghanistan | AFG | 2022-01-02 | v8 | TRUE
https://raw.githubusercontent.com/mrc-ide/global-lmic-reports/master/AFG/projections.csv | 2020-12-21 | infections | 3711.08 | 3982.09 | 4188.59 | 4197.71 | 4342.69 | 4797.33 | Surged Optimistic | Afghanistan | AFG | 2022-01-02 | v8 | TRUE
https://raw.githubusercontent.com/mrc-ide/global-lmic-reports/master/AFG/projections.csv | 2020-12-21 | deaths | 11.55 | 12.26 | 12.5 | 12.61 | 12.85 | 14.13 | Surged Optimistic | Afghanistan | AFG | 2022-01-02 | v8 | TRUE
https://raw.githubusercontent.com/mrc-ide/global-lmic-reports/master/AFG/projections.csv | 2020-12-21 | hospital_demand | 434.93 | 462.41 | 472.95 | 479.03 | 488.14 | 540.6 | Surged Optimistic | Afghanistan | AFG | 2022-01-02 | v8 | TRUE
https://raw.githubusercontent.com/mrc-ide/global-lmic-reports/master/AFG/projections.csv | 2020-12-21 | ICU_demand | 172.13 | 182.87 | 185.87 | 188.42 | 192 | 211.04 | Surged Optimistic | Afghanistan | AFG | 2022-01-02 | v8 | TRUE
https://raw.githubusercontent.com/mrc-ide/global-lmic-reports/master/AFG/projections.csv | 2020-12-21 | hospital_incidence | 41.92 | 45.24 | 46.78 | 47.29 | 49.54 | 54.75 | Surged Optimistic | Afghanistan | AFG | 2022-01-02 | v8 | TRUE
https://raw.githubusercontent.com/mrc-ide/global-lmic-reports/master/AFG/projections.csv | 2020-12-21 | ICU_incidence | 11.98 | 12.93 | 13.37 | 13.52 | 14.16 | 15.65 | Surged Optimistic | Afghanistan | AFG | 2022-01-02 | v8 | TRUE
https://raw.githubusercontent.com/mrc-ide/global-lmic-reports/master/AFG/projections.csv | 2020-12-21 | prevalence | 28657.1 | 31101.16 | 32545.23 | 32688.21 | 34236.08 | 37830.5 | Surged Optimistic | Afghanistan | AFG | 2022-01-02 | v8 | TRUE
https://raw.githubusercontent.com/mrc-ide/global-lmic-reports/master/AFG/projections.csv | 2020-12-21 | cumulative_infections | 945110.24 | 985724.18 | 1015389.46 | 1011904.87 | 1038752.47 | 1087834.36 | Surged Optimistic | Afghanistan | AFG | 2022-01-02 | v8 | TRUE
https://raw.githubusercontent.com/mrc-ide/global-lmic-reports/master/AFG/projections.csv | 2020-12-21 | cumulative_deaths | 1843.94 | 1916.8 | 1979.32 | 1973.36 | 2024.85 | 2113.24 | Surged Optimistic | Afghanistan | AFG | 2022-01-02 | v8 | TRUE
https://raw.githubusercontent.com/mrc-ide/global-lmic-reports/master/AFG/projections.csv | 2020-12-21 | Rt | 0.79 | 0.82 | 0.83 | 0.83 | 0.85 | 0.88 | Surged Optimistic | Afghanistan | AFG | 2022-01-02 | v8 | TRUE
https://raw.githubusercontent.com/mrc-ide/global-lmic-reports/master/AFG/projections.csv | 2020-12-21 | Reff | 0.77 | 0.8 | 0.81 | 0.81 | 0.83 | 0.86 | Surged Optimistic | Afghanistan | AFG | 2022-01-02 | v8 | TRUE
https://raw.githubusercontent.com/mrc-ide/global-lmic-reports/master/AFG/projections.csv | 2020-12-21 | infections | 3711.08 | 3982.09 | 4188.59 | 4197.71 | 4342.69 | 4797.33 | Surged Pessimistic | Afghanistan | AFG | 2022-01-02 | v8 | TRUE
https://raw.githubusercontent.com/mrc-ide/global-lmic-reports/master/AFG/projections.csv | 2020-12-21 | deaths | 11.55 | 12.26 | 12.5 | 12.61 | 12.85 | 14.13 | Surged Pessimistic | Afghanistan | AFG | 2022-01-02 | v8 | TRUE
https://raw.githubusercontent.com/mrc-ide/global-lmic-reports/master/AFG/projections.csv | 2020-12-21 | hospital_demand | 434.93 | 462.41 | 472.95 | 479.03 | 488.14 | 540.6 | Surged Pessimistic | Afghanistan | AFG | 2022-01-02 | v8 | TRUE
https://raw.githubusercontent.com/mrc-ide/global-lmic-reports/master/AFG/projections.csv | 2020-12-21 | ICU_demand | 172.13 | 182.87 | 185.87 | 188.42 | 192 | 211.04 | Surged Pessimistic | Afghanistan | AFG | 2022-01-02 | v8 | TRUE
https://raw.githubusercontent.com/mrc-ide/global-lmic-reports/master/AFG/projections.csv | 2020-12-21 | hospital_incidence | 41.92 | 45.24 | 46.78 | 47.29 | 49.54 | 54.75 | Surged Pessimistic | Afghanistan | AFG | 2022-01-02 | v8 | TRUE
https://raw.githubusercontent.com/mrc-ide/global-lmic-reports/master/AFG/projections.csv | 2020-12-21 | ICU_incidence | 11.98 | 12.93 | 13.37 | 13.52 | 14.16 | 15.65 | Surged Pessimistic | Afghanistan | AFG | 2022-01-02 | v8 | TRUE
https://raw.githubusercontent.com/mrc-ide/global-lmic-reports/master/AFG/projections.csv | 2020-12-21 | prevalence | 28657.1 | 31101.16 | 32545.23 | 32688.21 | 34236.08 | 37830.5 | Surged Pessimistic | Afghanistan | AFG | 2022-01-02 | v8 | TRUE
https://raw.githubusercontent.com/mrc-ide/global-lmic-reports/master/AFG/projections.csv | 2020-12-21 | cumulative_infections | 945110.24 | 985724.18 | 1015389.46 | 1011904.87 | 1038752.47 | 1087834.36 | Surged Pessimistic | Afghanistan | AFG | 2022-01-02 | v8 | TRUE
https://raw.githubusercontent.com/mrc-ide/global-lmic-reports/master/AFG/projections.csv | 2020-12-21 | cumulative_deaths | 1843.94 | 1916.8 | 1979.32 | 1973.36 | 2024.85 | 2113.24 | Surged Pessimistic | Afghanistan | AFG | 2022-01-02 | v8 | TRUE
https://raw.githubusercontent.com/mrc-ide/global-lmic-reports/master/AFG/projections.csv | 2020-12-21 | Rt | 0.79 | 0.82 | 0.83 | 0.83 | 0.85 | 0.88 | Surged Pessimistic | Afghanistan | AFG | 2022-01-02 | v8 | TRUE
https://raw.githubusercontent.com/mrc-ide/global-lmic-reports/master/AFG/projections.csv | 2020-12-21 | Reff | 0.77 | 0.8 | 0.81 | 0.81 | 0.83 | 0.86 | Surged Pessimistic | Afghanistan | AFG | 2022-01-02 | v8 | TRUE
https://raw.githubusercontent.com/mrc-ide/global-lmic-reports/master/AFG/projections.csv | 2020-12-21 | infections | 3711.08 | 3982.09 | 4188.59 | 4197.71 | 4342.69 | 4797.33 | Surged Relax Interventions 50% | Afghanistan | AFG | 2022-01-02 | v8 | TRUE
https://raw.githubusercontent.com/mrc-ide/global-lmic-reports/master/AFG/projections.csv | 2020-12-21 | deaths | 11.55 | 12.26 | 12.5 | 12.61 | 12.85 | 14.13 | Surged Relax Interventions 50% | Afghanistan | AFG | 2022-01-02 | v8 | TRUE
https://raw.githubusercontent.com/mrc-ide/global-lmic-reports/master/AFG/projections.csv | 2020-12-21 | hospital_demand | 434.93 | 462.41 | 472.95 | 479.03 | 488.14 | 540.6 | Surged Relax Interventions 50% | Afghanistan | AFG | 2022-01-02 | v8 | TRUE
https://raw.githubusercontent.com/mrc-ide/global-lmic-reports/master/AFG/projections.csv | 2020-12-21 | ICU_demand | 172.13 | 182.87 | 185.87 | 188.42 | 192 | 211.04 | Surged Relax Interventions 50% | Afghanistan | AFG | 2022-01-02 | v8 | TRUE
https://raw.githubusercontent.com/mrc-ide/global-lmic-reports/master/AFG/projections.csv | 2020-12-21 | hospital_incidence | 41.92 | 45.24 | 46.78 | 47.29 | 49.54 | 54.75 | Surged Relax Interventions 50% | Afghanistan | AFG | 2022-01-02 | v8 | TRUE
https://raw.githubusercontent.com/mrc-ide/global-lmic-reports/master/AFG/projections.csv | 2020-12-21 | ICU_incidence | 11.98 | 12.93 | 13.37 | 13.52 | 14.16 | 15.65 | Surged Relax Interventions 50% | Afghanistan | AFG | 2022-01-02 | v8 | TRUE
https://raw.githubusercontent.com/mrc-ide/global-lmic-reports/master/AFG/projections.csv | 2020-12-21 | prevalence | 28657.1 | 31101.16 | 32545.23 | 32688.21 | 34236.08 | 37830.5 | Surged Relax Interventions 50% | Afghanistan | AFG | 2022-01-02 | v8 | TRUE
https://raw.githubusercontent.com/mrc-ide/global-lmic-reports/master/AFG/projections.csv | 2020-12-21 | cumulative_infections | 945110.24 | 985724.18 | 1015389.46 | 1011904.87 | 1038752.47 | 1087834.36 | Surged Relax Interventions 50% | Afghanistan | AFG | 2022-01-02 | v8 | TRUE
https://raw.githubusercontent.com/mrc-ide/global-lmic-reports/master/AFG/projections.csv | 2020-12-21 | cumulative_deaths | 1843.94 | 1916.8 | 1979.32 | 1973.36 | 2024.85 | 2113.24 | Surged Relax Interventions 50% | Afghanistan | AFG | 2022-01-02 | v8 | TRUE
https://raw.githubusercontent.com/mrc-ide/global-lmic-reports/master/AFG/projections.csv | 2020-12-21 | Rt | 0.79 | 0.82 | 0.83 | 0.83 | 0.85 | 0.88 | Surged Relax Interventions 50% | Afghanistan | AFG | 2022-01-02 | v8 | TRUE
https://raw.githubusercontent.com/mrc-ide/global-lmic-reports/master/AFG/projections.csv | 2020-12-21 | Reff | 0.77 | 0.8 | 0.81 | 0.81 | 0.83 | 0.86 | Surged Relax Interventions 50% | Afghanistan | AFG | 2022-01-02 | v8 | TRUE
https://raw.githubusercontent.com/mrc-ide/global-lmic-reports/master/AFG/projections.csv | 2020-12-22 | infections | 3729.71 | 3949.43 | 4128.85 | 4168.55 | 4360.28 | 4703.45 | Additional 50% Reduction | Afghanistan | AFG | 2022-01-02 | v8 | TRUE
https://raw.githubusercontent.com/mrc-ide/global-lmic-reports/master/AFG/projections.csv | 2020-12-22 | deaths | 11.71 | 12.4 | 12.66 | 12.74 | 12.95 | 14.43 | Additional 50% Reduction | Afghanistan | AFG | 2022-01-02 | v8 | TRUE
https://raw.githubusercontent.com/mrc-ide/global-lmic-reports/master/AFG/projections.csv | 2020-12-22 | hospital_demand | 440.6 | 469.64 | 479.98 | 483.27 | 490.66 | 549.71 | Additional 50% Reduction | Afghanistan | AFG | 2022-01-02 | v8 | TRUE
https://raw.githubusercontent.com/mrc-ide/global-lmic-reports/master/AFG/projections.csv | 2020-12-22 | ICU_demand | 174.57 | 185.46 | 188.48 | 190.38 | 192.88 | 216.3 | Additional 50% Reduction | Afghanistan | AFG | 2022-01-02 | v8 | TRUE
https://raw.githubusercontent.com/mrc-ide/global-lmic-reports/master/AFG/projections.csv | 2020-12-22 | hospital_incidence | 41.57 | 45.01 | 46.9 | 47.43 | 49.62 | 54.67 | Additional 50% Reduction | Afghanistan | AFG | 2022-01-02 | v8 | TRUE
https://raw.githubusercontent.com/mrc-ide/global-lmic-reports/master/AFG/projections.csv | 2020-12-22 | ICU_incidence | 11.88 | 12.87 | 13.41 | 13.56 | 14.18 | 15.63 | Additional 50% Reduction | Afghanistan | AFG | 2022-01-02 | v8 | TRUE
https://raw.githubusercontent.com/mrc-ide/global-lmic-reports/master/AFG/projections.csv | 2020-12-22 | prevalence | 28550.49 | 31037 | 32188.11 | 32484.35 | 34202.58 | 37053.4 | Additional 50% Reduction | Afghanistan | AFG | 2022-01-02 | v8 | TRUE
https://raw.githubusercontent.com/mrc-ide/global-lmic-reports/master/AFG/projections.csv | 2020-12-22 | cumulative_infections | 950075.23 | 991601.28 | 1018739.69 | 1025994.54 | 1039784.25 | 1141744.68 | Additional 50% Reduction | Afghanistan | AFG | 2022-01-02 | v8 | TRUE
https://raw.githubusercontent.com/mrc-ide/global-lmic-reports/master/AFG/projections.csv | 2020-12-22 | cumulative_deaths | 1845.68 | 1951.53 | 2003.46 | 2016.84 | 2059.88 | 2264.35 | Additional 50% Reduction | Afghanistan | AFG | 2022-01-02 | v8 | TRUE
https://raw.githubusercontent.com/mrc-ide/global-lmic-reports/master/AFG/projections.csv | 2020-12-22 | Rt | 0.78 | 0.8 | 0.82 | 0.83 | 0.84 | 0.9 | Additional 50% Reduction | Afghanistan | AFG | 2022-01-02 | v8 | TRUE
https://raw.githubusercontent.com/mrc-ide/global-lmic-reports/master/AFG/projections.csv | 2020-12-22 | Reff | 0.76 | 0.78 | 0.8 | 0.8 | 0.81 | 0.87 | Additional 50% Reduction | Afghanistan | AFG | 2022-01-02 | v8 | TRUE
https://raw.githubusercontent.com/mrc-ide/global-lmic-reports/master/AFG/projections.csv | 2020-12-22 | infections | 3729.71 | 3949.43 | 4128.85 | 4168.55 | 4360.28 | 4703.45 | Maintain Status Quo | Afghanistan | AFG | 2022-01-02 | v8 | TRUE
https://raw.githubusercontent.com/mrc-ide/global-lmic-reports/master/AFG/projections.csv | 2020-12-22 | deaths | 11.71 | 12.4 | 12.66 | 12.74 | 12.95 | 14.43 | Maintain Status Quo | Afghanistan | AFG | 2022-01-02 | v8 | TRUE
https://raw.githubusercontent.com/mrc-ide/global-lmic-reports/master/AFG/projections.csv | 2020-12-22 | hospital_demand | 440.6 | 469.64 | 479.98 | 483.27 | 490.66 | 549.71 | Maintain Status Quo | Afghanistan | AFG | 2022-01-02 | v8 | TRUE
https://raw.githubusercontent.com/mrc-ide/global-lmic-reports/master/AFG/projections.csv | 2020-12-22 | ICU_demand | 174.57 | 185.46 | 188.48 | 190.38 | 192.88 | 216.3 | Maintain Status Quo | Afghanistan | AFG | 2022-01-02 | v8 | TRUE
https://raw.githubusercontent.com/mrc-ide/global-lmic-reports/master/AFG/projections.csv | 2020-12-22 | hospital_incidence | 41.57 | 45.01 | 46.9 | 47.43 | 49.62 | 54.67 | Maintain Status Quo | Afghanistan | AFG | 2022-01-02 | v8 | TRUE
https://raw.githubusercontent.com/mrc-ide/global-lmic-reports/master/AFG/projections.csv | 2020-12-22 | ICU_incidence | 11.88 | 12.87 | 13.41 | 13.56 | 14.18 | 15.63 | Maintain Status Quo | Afghanistan | AFG | 2022-01-02 | v8 | TRUE
https://raw.githubusercontent.com/mrc-ide/global-lmic-reports/master/AFG/projections.csv | 2020-12-22 | prevalence | 28550.49 | 31037 | 32188.11 | 32484.35 | 34202.58 | 37053.4 | Maintain Status Quo | Afghanistan | AFG | 2022-01-02 | v8 | TRUE
https://raw.githubusercontent.com/mrc-ide/global-lmic-reports/master/AFG/projections.csv | 2020-12-22 | cumulative_infections | 950075.23 | 991601.28 | 1018739.69 | 1025994.54 | 1039784.25 | 1141744.68 | Maintain Status Quo | Afghanistan | AFG | 2022-01-02 | v8 | TRUE
https://raw.githubusercontent.com/mrc-ide/global-lmic-reports/master/AFG/projections.csv | 2020-12-22 | cumulative_deaths | 1845.68 | 1951.53 | 2003.46 | 2016.84 | 2059.88 | 2264.35 | Maintain Status Quo | Afghanistan | AFG | 2022-01-02 | v8 | TRUE
https://raw.githubusercontent.com/mrc-ide/global-lmic-reports/master/AFG/projections.csv | 2020-12-22 | Rt | 0.78 | 0.8 | 0.82 | 0.83 | 0.84 | 0.9 | Maintain Status Quo | Afghanistan | AFG | 2022-01-02 | v8 | TRUE
https://raw.githubusercontent.com/mrc-ide/global-lmic-reports/master/AFG/projections.csv | 2020-12-22 | Reff | 0.76 | 0.78 | 0.8 | 0.8 | 0.81 | 0.87 | Maintain Status Quo | Afghanistan | AFG | 2022-01-02 | v8 | TRUE
https://raw.githubusercontent.com/mrc-ide/global-lmic-reports/master/AFG/projections.csv | 2020-12-22 | infections | 3729.71 | 3949.43 | 4128.85 | 4168.55 | 4360.28 | 4703.45 | Optimistic | Afghanistan | AFG | 2022-01-02 | v8 | TRUE
https://raw.githubusercontent.com/mrc-ide/global-lmic-reports/master/AFG/projections.csv | 2020-12-22 | deaths | 11.71 | 12.4 | 12.66 | 12.74 | 12.95 | 14.43 | Optimistic | Afghanistan | AFG | 2022-01-02 | v8 | TRUE
https://raw.githubusercontent.com/mrc-ide/global-lmic-reports/master/AFG/projections.csv | 2020-12-22 | hospital_demand | 440.6 | 469.64 | 479.98 | 483.27 | 490.66 | 549.71 | Optimistic | Afghanistan | AFG | 2022-01-02 | v8 | TRUE
https://raw.githubusercontent.com/mrc-ide/global-lmic-reports/master/AFG/projections.csv | 2020-12-22 | ICU_demand | 174.57 | 185.46 | 188.48 | 190.38 | 192.88 | 216.3 | Optimistic | Afghanistan | AFG | 2022-01-02 | v8 | TRUE
https://raw.githubusercontent.com/mrc-ide/global-lmic-reports/master/AFG/projections.csv | 2020-12-22 | hospital_incidence | 41.57 | 45.01 | 46.9 | 47.43 | 49.62 | 54.67 | Optimistic | Afghanistan | AFG | 2022-01-02 | v8 | TRUE
https://raw.githubusercontent.com/mrc-ide/global-lmic-reports/master/AFG/projections.csv | 2020-12-22 | ICU_incidence | 11.88 | 12.87 | 13.41 | 13.56 | 14.18 | 15.63 | Optimistic | Afghanistan | AFG | 2022-01-02 | v8 | TRUE
https://raw.githubusercontent.com/mrc-ide/global-lmic-reports/master/AFG/projections.csv | 2020-12-22 | prevalence | 28550.49 | 31037 | 32188.11 | 32484.35 | 34202.58 | 37053.4 | Optimistic | Afghanistan | AFG | 2022-01-02 | v8 | TRUE
https://raw.githubusercontent.com/mrc-ide/global-lmic-reports/master/AFG/projections.csv | 2020-12-22 | cumulative_infections | 950075.23 | 991601.28 | 1018739.69 | 1025994.54 | 1039784.25 | 1141744.68 | Optimistic | Afghanistan | AFG | 2022-01-02 | v8 | TRUE
https://raw.githubusercontent.com/mrc-ide/global-lmic-reports/master/AFG/projections.csv | 2020-12-22 | cumulative_deaths | 1845.68 | 1951.53 | 2003.46 | 2016.84 | 2059.88 | 2264.35 | Optimistic | Afghanistan | AFG | 2022-01-02 | v8 | TRUE
https://raw.githubusercontent.com/mrc-ide/global-lmic-reports/master/AFG/projections.csv | 2020-12-22 | Rt | 0.78 | 0.8 | 0.82 | 0.83 | 0.84 | 0.9 | Optimistic | Afghanistan | AFG | 2022-01-02 | v8 | TRUE
https://raw.githubusercontent.com/mrc-ide/global-lmic-reports/master/AFG/projections.csv | 2020-12-22 | Reff | 0.76 | 0.78 | 0.8 | 0.8 | 0.81 | 0.87 | Optimistic | Afghanistan | AFG | 2022-01-02 | v8 | TRUE
https://raw.githubusercontent.com/mrc-ide/global-lmic-reports/master/AFG/projections.csv | 2020-12-22 | infections | 3729.71 | 3949.43 | 4128.85 | 4168.55 | 4360.28 | 4703.45 | Pessimistic | Afghanistan | AFG | 2022-01-02 | v8 | TRUE
https://raw.githubusercontent.com/mrc-ide/global-lmic-reports/master/AFG/projections.csv | 2020-12-22 | deaths | 11.71 | 12.4 | 12.66 | 12.74 | 12.95 | 14.43 | Pessimistic | Afghanistan | AFG | 2022-01-02 | v8 | TRUE
https://raw.githubusercontent.com/mrc-ide/global-lmic-reports/master/AFG/projections.csv | 2020-12-22 | hospital_demand | 440.6 | 469.64 | 479.98 | 483.27 | 490.66 | 549.71 | Pessimistic | Afghanistan | AFG | 2022-01-02 | v8 | TRUE
https://raw.githubusercontent.com/mrc-ide/global-lmic-reports/master/AFG/projections.csv | 2020-12-22 | ICU_demand | 174.57 | 185.46 | 188.48 | 190.38 | 192.88 | 216.3 | Pessimistic | Afghanistan | AFG | 2022-01-02 | v8 | TRUE
https://raw.githubusercontent.com/mrc-ide/global-lmic-reports/master/AFG/projections.csv | 2020-12-22 | hospital_incidence | 41.57 | 45.01 | 46.9 | 47.43 | 49.62 | 54.67 | Pessimistic | Afghanistan | AFG | 2022-01-02 | v8 | TRUE
https://raw.githubusercontent.com/mrc-ide/global-lmic-reports/master/AFG/projections.csv | 2020-12-22 | ICU_incidence | 11.88 | 12.87 | 13.41 | 13.56 | 14.18 | 15.63 | Pessimistic | Afghanistan | AFG | 2022-01-02 | v8 | TRUE
https://raw.githubusercontent.com/mrc-ide/global-lmic-reports/master/AFG/projections.csv | 2020-12-22 | prevalence | 28550.49 | 31037 | 32188.11 | 32484.35 | 34202.58 | 37053.4 | Pessimistic | Afghanistan | AFG | 2022-01-02 | v8 | TRUE
https://raw.githubusercontent.com/mrc-ide/global-lmic-reports/master/AFG/projections.csv | 2020-12-22 | cumulative_infections | 950075.23 | 991601.28 | 1018739.69 | 1025994.54 | 1039784.25 | 1141744.68 | Pessimistic | Afghanistan | AFG | 2022-01-02 | v8 | TRUE
https://raw.githubusercontent.com/mrc-ide/global-lmic-reports/master/AFG/projections.csv | 2020-12-22 | cumulative_deaths | 1845.68 | 1951.53 | 2003.46 | 2016.84 | 2059.88 | 2264.35 | Pessimistic | Afghanistan | AFG | 2022-01-02 | v8 | TRUE
https://raw.githubusercontent.com/mrc-ide/global-lmic-reports/master/AFG/projections.csv | 2020-12-22 | Rt | 0.78 | 0.8 | 0.82 | 0.83 | 0.84 | 0.9 | Pessimistic | Afghanistan | AFG | 2022-01-02 | v8 | TRUE
https://raw.githubusercontent.com/mrc-ide/global-lmic-reports/master/AFG/projections.csv | 2020-12-22 | Reff | 0.76 | 0.78 | 0.8 | 0.8 | 0.81 | 0.87 | Pessimistic | Afghanistan | AFG | 2022-01-02 | v8 | TRUE
https://raw.githubusercontent.com/mrc-ide/global-lmic-reports/master/AFG/projections.csv | 2020-12-22 | infections | 3729.71 | 3949.43 | 4128.85 | 4168.55 | 4360.28 | 4703.45 | Relax Interventions 50% | Afghanistan | AFG | 2022-01-02 | v8 | TRUE
https://raw.githubusercontent.com/mrc-ide/global-lmic-reports/master/AFG/projections.csv | 2020-12-22 | deaths | 11.71 | 12.4 | 12.66 | 12.74 | 12.95 | 14.43 | Relax Interventions 50% | Afghanistan | AFG | 2022-01-02 | v8 | TRUE
https://raw.githubusercontent.com/mrc-ide/global-lmic-reports/master/AFG/projections.csv | 2020-12-22 | hospital_demand | 440.6 | 469.64 | 479.98 | 483.27 | 490.66 | 549.71 | Relax Interventions 50% | Afghanistan | AFG | 2022-01-02 | v8 | TRUE
https://raw.githubusercontent.com/mrc-ide/global-lmic-reports/master/AFG/projections.csv | 2020-12-22 | ICU_demand | 174.57 | 185.46 | 188.48 | 190.38 | 192.88 | 216.3 | Relax Interventions 50% | Afghanistan | AFG | 2022-01-02 | v8 | TRUE
https://raw.githubusercontent.com/mrc-ide/global-lmic-reports/master/AFG/projections.csv | 2020-12-22 | hospital_incidence | 41.57 | 45.01 | 46.9 | 47.43 | 49.62 | 54.67 | Relax Interventions 50% | Afghanistan | AFG | 2022-01-02 | v8 | TRUE
https://raw.githubusercontent.com/mrc-ide/global-lmic-reports/master/AFG/projections.csv | 2020-12-22 | ICU_incidence | 11.88 | 12.87 | 13.41 | 13.56 | 14.18 | 15.63 | Relax Interventions 50% | Afghanistan | AFG | 2022-01-02 | v8 | TRUE
https://raw.githubusercontent.com/mrc-ide/global-lmic-reports/master/AFG/projections.csv | 2020-12-22 | prevalence | 28550.49 | 31037 | 32188.11 | 32484.35 | 34202.58 | 37053.4 | Relax Interventions 50% | Afghanistan | AFG | 2022-01-02 | v8 | TRUE
https://raw.githubusercontent.com/mrc-ide/global-lmic-reports/master/AFG/projections.csv | 2020-12-22 | cumulative_infections | 950075.23 | 991601.28 | 1018739.69 | 1025994.54 | 1039784.25 | 1141744.68 | Relax Interventions 50% | Afghanistan | AFG | 2022-01-02 | v8 | TRUE
https://raw.githubusercontent.com/mrc-ide/global-lmic-reports/master/AFG/projections.csv | 2020-12-22 | cumulative_deaths | 1845.68 | 1951.53 | 2003.46 | 2016.84 | 2059.88 | 2264.35 | Relax Interventions 50% | Afghanistan | AFG | 2022-01-02 | v8 | TRUE
https://raw.githubusercontent.com/mrc-ide/global-lmic-reports/master/AFG/projections.csv | 2020-12-22 | Rt | 0.78 | 0.8 | 0.82 | 0.83 | 0.84 | 0.9 | Relax Interventions 50% | Afghanistan | AFG | 2022-01-02 | v8 | TRUE
https://raw.githubusercontent.com/mrc-ide/global-lmic-reports/master/AFG/projections.csv | 2020-12-22 | Reff | 0.76 | 0.78 | 0.8 | 0.8 | 0.81 | 0.87 | Relax Interventions 50% | Afghanistan | AFG | 2022-01-02 | v8 | TRUE
https://raw.githubusercontent.com/mrc-ide/global-lmic-reports/master/AFG/projections.csv | 2020-12-22 | infections | 3600.68 | 3859.99 | 4066.06 | 4077.22 | 4234.13 | 4640.73 | Surged Additional 50% Reduction | Afghanistan | AFG | 2022-01-02 | v8 | TRUE
https://raw.githubusercontent.com/mrc-ide/global-lmic-reports/master/AFG/projections.csv | 2020-12-22 | deaths | 11.47 | 12.19 | 12.38 | 12.54 | 12.77 | 14.04 | Surged Additional 50% Reduction | Afghanistan | AFG | 2022-01-02 | v8 | TRUE
https://raw.githubusercontent.com/mrc-ide/global-lmic-reports/master/AFG/projections.csv | 2020-12-22 | hospital_demand | 429.28 | 457.94 | 467.94 | 474.39 | 484.61 | 535.17 | Surged Additional 50% Reduction | Afghanistan | AFG | 2022-01-02 | v8 | TRUE
https://raw.githubusercontent.com/mrc-ide/global-lmic-reports/master/AFG/projections.csv | 2020-12-22 | ICU_demand | 170.44 | 181.11 | 184.66 | 187.12 | 190.71 | 210.2 | Surged Additional 50% Reduction | Afghanistan | AFG | 2022-01-02 | v8 | TRUE
https://raw.githubusercontent.com/mrc-ide/global-lmic-reports/master/AFG/projections.csv | 2020-12-22 | hospital_incidence | 41.07 | 44.28 | 45.91 | 46.34 | 48.66 | 53.8 | Surged Additional 50% Reduction | Afghanistan | AFG | 2022-01-02 | v8 | TRUE
https://raw.githubusercontent.com/mrc-ide/global-lmic-reports/master/AFG/projections.csv | 2020-12-22 | ICU_incidence | 11.74 | 12.66 | 13.12 | 13.25 | 13.91 | 15.38 | Surged Additional 50% Reduction | Afghanistan | AFG | 2022-01-02 | v8 | TRUE
https://raw.githubusercontent.com/mrc-ide/global-lmic-reports/master/AFG/projections.csv | 2020-12-22 | prevalence | 27844.73 | 30124.5 | 31633.47 | 31741.03 | 33066.46 | 36566.98 | Surged Additional 50% Reduction | Afghanistan | AFG | 2022-01-02 | v8 | TRUE
https://raw.githubusercontent.com/mrc-ide/global-lmic-reports/master/AFG/projections.csv | 2020-12-22 | cumulative_infections | 948790.14 | 989642.58 | 1019453.07 | 1015982.09 | 1043070.6 | 1092354.94 | Surged Additional 50% Reduction | Afghanistan | AFG | 2022-01-02 | v8 | TRUE
https://raw.githubusercontent.com/mrc-ide/global-lmic-reports/master/AFG/projections.csv | 2020-12-22 | cumulative_deaths | 1855.93 | 1928.99 | 1991.79 | 1985.89 | 2037.94 | 2126.65 | Surged Additional 50% Reduction | Afghanistan | AFG | 2022-01-02 | v8 | TRUE
https://raw.githubusercontent.com/mrc-ide/global-lmic-reports/master/AFG/projections.csv | 2020-12-22 | Rt | 0.78 | 0.81 | 0.82 | 0.83 | 0.84 | 0.87 | Surged Additional 50% Reduction | Afghanistan | AFG | 2022-01-02 | v8 | TRUE
https://raw.githubusercontent.com/mrc-ide/global-lmic-reports/master/AFG/projections.csv | 2020-12-22 | Reff | 0.76 | 0.79 | 0.8 | 0.81 | 0.82 | 0.85 | Surged Additional 50% Reduction | Afghanistan | AFG | 2022-01-02 | v8 | TRUE
https://raw.githubusercontent.com/mrc-ide/global-lmic-reports/master/AFG/projections.csv | 2020-12-22 | infections | 3600.68 | 3859.99 | 4066.06 | 4077.22 | 4234.13 | 4640.73 | Surged Maintain Status Quo | Afghanistan | AFG | 2022-01-02 | v8 | TRUE
https://raw.githubusercontent.com/mrc-ide/global-lmic-reports/master/AFG/projections.csv | 2020-12-22 | deaths | 11.47 | 12.19 | 12.38 | 12.54 | 12.77 | 14.04 | Surged Maintain Status Quo | Afghanistan | AFG | 2022-01-02 | v8 | TRUE
https://raw.githubusercontent.com/mrc-ide/global-lmic-reports/master/AFG/projections.csv | 2020-12-22 | hospital_demand | 429.28 | 457.94 | 467.94 | 474.39 | 484.61 | 535.17 | Surged Maintain Status Quo | Afghanistan | AFG | 2022-01-02 | v8 | TRUE
https://raw.githubusercontent.com/mrc-ide/global-lmic-reports/master/AFG/projections.csv | 2020-12-22 | ICU_demand | 170.44 | 181.11 | 184.66 | 187.12 | 190.71 | 210.2 | Surged Maintain Status Quo | Afghanistan | AFG | 2022-01-02 | v8 | TRUE
https://raw.githubusercontent.com/mrc-ide/global-lmic-reports/master/AFG/projections.csv | 2020-12-22 | hospital_incidence | 41.07 | 44.28 | 45.91 | 46.34 | 48.66 | 53.8 | Surged Maintain Status Quo | Afghanistan | AFG | 2022-01-02 | v8 | TRUE
https://raw.githubusercontent.com/mrc-ide/global-lmic-reports/master/AFG/projections.csv | 2020-12-22 | ICU_incidence | 11.74 | 12.66 | 13.12 | 13.25 | 13.91 | 15.38 | Surged Maintain Status Quo | Afghanistan | AFG | 2022-01-02 | v8 | TRUE
https://raw.githubusercontent.com/mrc-ide/global-lmic-reports/master/AFG/projections.csv | 2020-12-22 | prevalence | 27844.73 | 30124.5 | 31633.47 | 31741.03 | 33066.46 | 36566.98 | Surged Maintain Status Quo | Afghanistan | AFG | 2022-01-02 | v8 | TRUE
https://raw.githubusercontent.com/mrc-ide/global-lmic-reports/master/AFG/projections.csv | 2020-12-22 | cumulative_infections | 948790.14 | 989642.58 | 1019453.07 | 1015982.09 | 1043070.6 | 1092354.94 | Surged Maintain Status Quo | Afghanistan | AFG | 2022-01-02 | v8 | TRUE
https://raw.githubusercontent.com/mrc-ide/global-lmic-reports/master/AFG/projections.csv | 2020-12-22 | cumulative_deaths | 1855.93 | 1928.99 | 1991.79 | 1985.89 | 2037.94 | 2126.65 | Surged Maintain Status Quo | Afghanistan | AFG | 2022-01-02 | v8 | TRUE
https://raw.githubusercontent.com/mrc-ide/global-lmic-reports/master/AFG/projections.csv | 2020-12-22 | Rt | 0.78 | 0.81 | 0.82 | 0.83 | 0.84 | 0.87 | Surged Maintain Status Quo | Afghanistan | AFG | 2022-01-02 | v8 | TRUE
https://raw.githubusercontent.com/mrc-ide/global-lmic-reports/master/AFG/projections.csv | 2020-12-22 | Reff | 0.76 | 0.79 | 0.8 | 0.81 | 0.82 | 0.85 | Surged Maintain Status Quo | Afghanistan | AFG | 2022-01-02 | v8 | TRUE
https://raw.githubusercontent.com/mrc-ide/global-lmic-reports/master/AFG/projections.csv | 2020-12-22 | infections | 3600.68 | 3859.99 | 4066.06 | 4077.22 | 4234.13 | 4640.73 | Surged Optimistic | Afghanistan | AFG | 2022-01-02 | v8 | TRUE
https://raw.githubusercontent.com/mrc-ide/global-lmic-reports/master/AFG/projections.csv | 2020-12-22 | deaths | 11.47 | 12.19 | 12.38 | 12.54 | 12.77 | 14.04 | Surged Optimistic | Afghanistan | AFG | 2022-01-02 | v8 | TRUE
https://raw.githubusercontent.com/mrc-ide/global-lmic-reports/master/AFG/projections.csv | 2020-12-22 | hospital_demand | 429.28 | 457.94 | 467.94 | 474.39 | 484.61 | 535.17 | Surged Optimistic | Afghanistan | AFG | 2022-01-02 | v8 | TRUE
https://raw.githubusercontent.com/mrc-ide/global-lmic-reports/master/AFG/projections.csv | 2020-12-22 | ICU_demand | 170.44 | 181.11 | 184.66 | 187.12 | 190.71 | 210.2 | Surged Optimistic | Afghanistan | AFG | 2022-01-02 | v8 | TRUE
https://raw.githubusercontent.com/mrc-ide/global-lmic-reports/master/AFG/projections.csv | 2020-12-22 | hospital_incidence | 41.07 | 44.28 | 45.91 | 46.34 | 48.66 | 53.8 | Surged Optimistic | Afghanistan | AFG | 2022-01-02 | v8 | TRUE
https://raw.githubusercontent.com/mrc-ide/global-lmic-reports/master/AFG/projections.csv | 2020-12-22 | ICU_incidence | 11.74 | 12.66 | 13.12 | 13.25 | 13.91 | 15.38 | Surged Optimistic | Afghanistan | AFG | 2022-01-02 | v8 | TRUE
https://raw.githubusercontent.com/mrc-ide/global-lmic-reports/master/AFG/projections.csv | 2020-12-22 | prevalence | 27844.73 | 30124.5 | 31633.47 | 31741.03 | 33066.46 | 36566.98 | Surged Optimistic | Afghanistan | AFG | 2022-01-02 | v8 | TRUE
https://raw.githubusercontent.com/mrc-ide/global-lmic-reports/master/AFG/projections.csv | 2020-12-22 | cumulative_infections | 948790.14 | 989642.58 | 1019453.07 | 1015982.09 | 1043070.6 | 1092354.94 | Surged Optimistic | Afghanistan | AFG | 2022-01-02 | v8 | TRUE
https://raw.githubusercontent.com/mrc-ide/global-lmic-reports/master/AFG/projections.csv | 2020-12-22 | cumulative_deaths | 1855.93 | 1928.99 | 1991.79 | 1985.89 | 2037.94 | 2126.65 | Surged Optimistic | Afghanistan | AFG | 2022-01-02 | v8 | TRUE
https://raw.githubusercontent.com/mrc-ide/global-lmic-reports/master/AFG/projections.csv | 2020-12-22 | Rt | 0.78 | 0.81 | 0.82 | 0.83 | 0.84 | 0.87 | Surged Optimistic | Afghanistan | AFG | 2022-01-02 | v8 | TRUE
https://raw.githubusercontent.com/mrc-ide/global-lmic-reports/master/AFG/projections.csv | 2020-12-22 | Reff | 0.76 | 0.79 | 0.8 | 0.81 | 0.82 | 0.85 | Surged Optimistic | Afghanistan | AFG | 2022-01-02 | v8 | TRUE
https://raw.githubusercontent.com/mrc-ide/global-lmic-reports/master/AFG/projections.csv | 2020-12-22 | infections | 3600.68 | 3859.99 | 4066.06 | 4077.22 | 4234.13 | 4640.73 | Surged Pessimistic | Afghanistan | AFG | 2022-01-02 | v8 | TRUE
https://raw.githubusercontent.com/mrc-ide/global-lmic-reports/master/AFG/projections.csv | 2020-12-22 | deaths | 11.47 | 12.19 | 12.38 | 12.54 | 12.77 | 14.04 | Surged Pessimistic | Afghanistan | AFG | 2022-01-02 | v8 | TRUE
https://raw.githubusercontent.com/mrc-ide/global-lmic-reports/master/AFG/projections.csv | 2020-12-22 | hospital_demand | 429.28 | 457.94 | 467.94 | 474.39 | 484.61 | 535.17 | Surged Pessimistic | Afghanistan | AFG | 2022-01-02 | v8 | TRUE
https://raw.githubusercontent.com/mrc-ide/global-lmic-reports/master/AFG/projections.csv | 2020-12-22 | ICU_demand | 170.44 | 181.11 | 184.66 | 187.12 | 190.71 | 210.2 | Surged Pessimistic | Afghanistan | AFG | 2022-01-02 | v8 | TRUE
https://raw.githubusercontent.com/mrc-ide/global-lmic-reports/master/AFG/projections.csv | 2020-12-22 | hospital_incidence | 41.07 | 44.28 | 45.91 | 46.34 | 48.66 | 53.8 | Surged Pessimistic | Afghanistan | AFG | 2022-01-02 | v8 | TRUE
https://raw.githubusercontent.com/mrc-ide/global-lmic-reports/master/AFG/projections.csv | 2020-12-22 | ICU_incidence | 11.74 | 12.66 | 13.12 | 13.25 | 13.91 | 15.38 | Surged Pessimistic | Afghanistan | AFG | 2022-01-02 | v8 | TRUE
https://raw.githubusercontent.com/mrc-ide/global-lmic-reports/master/AFG/projections.csv | 2020-12-22 | prevalence | 27844.73 | 30124.5 | 31633.47 | 31741.03 | 33066.46 | 36566.98 | Surged Pessimistic | Afghanistan | AFG | 2022-01-02 | v8 | TRUE
https://raw.githubusercontent.com/mrc-ide/global-lmic-reports/master/AFG/projections.csv | 2020-12-22 | cumulative_infections | 948790.14 | 989642.58 | 1019453.07 | 1015982.09 | 1043070.6 | 1092354.94 | Surged Pessimistic | Afghanistan | AFG | 2022-01-02 | v8 | TRUE
https://raw.githubusercontent.com/mrc-ide/global-lmic-reports/master/AFG/projections.csv | 2020-12-22 | cumulative_deaths | 1855.93 | 1928.99 | 1991.79 | 1985.89 | 2037.94 | 2126.65 | Surged Pessimistic | Afghanistan | AFG | 2022-01-02 | v8 | TRUE
https://raw.githubusercontent.com/mrc-ide/global-lmic-reports/master/AFG/projections.csv | 2020-12-22 | Rt | 0.78 | 0.81 | 0.82 | 0.83 | 0.84 | 0.87 | Surged Pessimistic | Afghanistan | AFG | 2022-01-02 | v8 | TRUE
https://raw.githubusercontent.com/mrc-ide/global-lmic-reports/master/AFG/projections.csv | 2020-12-22 | Reff | 0.76 | 0.79 | 0.8 | 0.81 | 0.82 | 0.85 | Surged Pessimistic | Afghanistan | AFG | 2022-01-02 | v8 | TRUE
https://raw.githubusercontent.com/mrc-ide/global-lmic-reports/master/AFG/projections.csv | 2020-12-22 | infections | 3600.68 | 3859.99 | 4066.06 | 4077.22 | 4234.13 | 4640.73 | Surged Relax Interventions 50% | Afghanistan | AFG | 2022-01-02 | v8 | TRUE
https://raw.githubusercontent.com/mrc-ide/global-lmic-reports/master/AFG/projections.csv | 2020-12-22 | deaths | 11.47 | 12.19 | 12.38 | 12.54 | 12.77 | 14.04 | Surged Relax Interventions 50% | Afghanistan | AFG | 2022-01-02 | v8 | TRUE
https://raw.githubusercontent.com/mrc-ide/global-lmic-reports/master/AFG/projections.csv | 2020-12-22 | hospital_demand | 429.28 | 457.94 | 467.94 | 474.39 | 484.61 | 535.17 | Surged Relax Interventions 50% | Afghanistan | AFG | 2022-01-02 | v8 | TRUE
https://raw.githubusercontent.com/mrc-ide/global-lmic-reports/master/AFG/projections.csv | 2020-12-22 | ICU_demand | 170.44 | 181.11 | 184.66 | 187.12 | 190.71 | 210.2 | Surged Relax Interventions 50% | Afghanistan | AFG | 2022-01-02 | v8 | TRUE
https://raw.githubusercontent.com/mrc-ide/global-lmic-reports/master/AFG/projections.csv | 2020-12-22 | hospital_incidence | 41.07 | 44.28 | 45.91 | 46.34 | 48.66 | 53.8 | Surged Relax Interventions 50% | Afghanistan | AFG | 2022-01-02 | v8 | TRUE
https://raw.githubusercontent.com/mrc-ide/global-lmic-reports/master/AFG/projections.csv | 2020-12-22 | ICU_incidence | 11.74 | 12.66 | 13.12 | 13.25 | 13.91 | 15.38 | Surged Relax Interventions 50% | Afghanistan | AFG | 2022-01-02 | v8 | TRUE
https://raw.githubusercontent.com/mrc-ide/global-lmic-reports/master/AFG/projections.csv | 2020-12-22 | prevalence | 27844.73 | 30124.5 | 31633.47 | 31741.03 | 33066.46 | 36566.98 | Surged Relax Interventions 50% | Afghanistan | AFG | 2022-01-02 | v8 | TRUE
https://raw.githubusercontent.com/mrc-ide/global-lmic-reports/master/AFG/projections.csv | 2020-12-22 | cumulative_infections | 948790.14 | 989642.58 | 1019453.07 | 1015982.09 | 1043070.6 | 1092354.94 | Surged Relax Interventions 50% | Afghanistan | AFG | 2022-01-02 | v8 | TRUE
https://raw.githubusercontent.com/mrc-ide/global-lmic-reports/master/AFG/projections.csv | 2020-12-22 | cumulative_deaths | 1855.93 | 1928.99 | 1991.79 | 1985.89 | 2037.94 | 2126.65 | Surged Relax Interventions 50% | Afghanistan | AFG | 2022-01-02 | v8 | TRUE
https://raw.githubusercontent.com/mrc-ide/global-lmic-reports/master/AFG/projections.csv | 2020-12-22 | Rt | 0.78 | 0.81 | 0.82 | 0.83 | 0.84 | 0.87 | Surged Relax Interventions 50% | Afghanistan | AFG | 2022-01-02 | v8 | TRUE
https://raw.githubusercontent.com/mrc-ide/global-lmic-reports/master/AFG/projections.csv | 2020-12-22 | Reff | 0.76 | 0.79 | 0.8 | 0.81 | 0.82 | 0.85 | Surged Relax Interventions 50% | Afghanistan | AFG | 2022-01-02 | v8 | TRUE
https://raw.githubusercontent.com/mrc-ide/global-lmic-reports/master/AFG/projections.csv | 2020-12-23 | infections | 3573.13 | 3798.89 | 3960.31 | 4009.79 | 4201.87 | 4553.8 | Additional 50% Reduction | Afghanistan | AFG | 2022-01-02 | v8 | TRUE
https://raw.githubusercontent.com/mrc-ide/global-lmic-reports/master/AFG/projections.csv | 2020-12-23 | deaths | 11.61 | 12.31 | 12.53 | 12.66 | 12.85 | 14.36 | Additional 50% Reduction | Afghanistan | AFG | 2022-01-02 | v8 | TRUE
https://raw.githubusercontent.com/mrc-ide/global-lmic-reports/master/AFG/projections.csv | 2020-12-23 | hospital_demand | 434.92 | 463.17 | 475.81 | 478.21 | 485.42 | 544.67 | Additional 50% Reduction | Afghanistan | AFG | 2022-01-02 | v8 | TRUE
https://raw.githubusercontent.com/mrc-ide/global-lmic-reports/master/AFG/projections.csv | 2020-12-23 | ICU_demand | 172.9 | 183.56 | 187.21 | 188.93 | 191.34 | 214.87 | Additional 50% Reduction | Afghanistan | AFG | 2022-01-02 | v8 | TRUE
https://raw.githubusercontent.com/mrc-ide/global-lmic-reports/master/AFG/projections.csv | 2020-12-23 | hospital_incidence | 40.52 | 43.99 | 45.86 | 46.34 | 48.64 | 53.36 | Additional 50% Reduction | Afghanistan | AFG | 2022-01-02 | v8 | TRUE
https://raw.githubusercontent.com/mrc-ide/global-lmic-reports/master/AFG/projections.csv | 2020-12-23 | ICU_incidence | 11.58 | 12.57 | 13.11 | 13.25 | 13.91 | 15.25 | Additional 50% Reduction | Afghanistan | AFG | 2022-01-02 | v8 | TRUE
https://raw.githubusercontent.com/mrc-ide/global-lmic-reports/master/AFG/projections.csv | 2020-12-23 | prevalence | 27800.93 | 30077.03 | 31184.21 | 31496.32 | 33132.38 | 35752.47 | Additional 50% Reduction | Afghanistan | AFG | 2022-01-02 | v8 | TRUE
https://raw.githubusercontent.com/mrc-ide/global-lmic-reports/master/AFG/projections.csv | 2020-12-23 | cumulative_infections | 954106.37 | 995378.44 | 1022927.52 | 1030004.33 | 1043839.3 | 1145903.78 | Additional 50% Reduction | Afghanistan | AFG | 2022-01-02 | v8 | TRUE
https://raw.githubusercontent.com/mrc-ide/global-lmic-reports/master/AFG/projections.csv | 2020-12-23 | cumulative_deaths | 1857.98 | 1963.95 | 2016.41 | 2029.5 | 2071.95 | 2278.54 | Additional 50% Reduction | Afghanistan | AFG | 2022-01-02 | v8 | TRUE
https://raw.githubusercontent.com/mrc-ide/global-lmic-reports/master/AFG/projections.csv | 2020-12-23 | Rt | 0.78 | 0.8 | 0.82 | 0.82 | 0.83 | 0.89 | Additional 50% Reduction | Afghanistan | AFG | 2022-01-02 | v8 | TRUE
https://raw.githubusercontent.com/mrc-ide/global-lmic-reports/master/AFG/projections.csv | 2020-12-23 | Reff | 0.76 | 0.77 | 0.8 | 0.8 | 0.81 | 0.87 | Additional 50% Reduction | Afghanistan | AFG | 2022-01-02 | v8 | TRUE
https://raw.githubusercontent.com/mrc-ide/global-lmic-reports/master/AFG/projections.csv | 2020-12-23 | infections | 3573.13 | 3798.89 | 3960.31 | 4009.79 | 4201.87 | 4553.8 | Maintain Status Quo | Afghanistan | AFG | 2022-01-02 | v8 | TRUE
https://raw.githubusercontent.com/mrc-ide/global-lmic-reports/master/AFG/projections.csv | 2020-12-23 | deaths | 11.61 | 12.31 | 12.53 | 12.66 | 12.85 | 14.36 | Maintain Status Quo | Afghanistan | AFG | 2022-01-02 | v8 | TRUE
https://raw.githubusercontent.com/mrc-ide/global-lmic-reports/master/AFG/projections.csv | 2020-12-23 | hospital_demand | 434.92 | 463.17 | 475.81 | 478.21 | 485.42 | 544.67 | Maintain Status Quo | Afghanistan | AFG | 2022-01-02 | v8 | TRUE
https://raw.githubusercontent.com/mrc-ide/global-lmic-reports/master/AFG/projections.csv | 2020-12-23 | ICU_demand | 172.9 | 183.56 | 187.21 | 188.93 | 191.34 | 214.87 | Maintain Status Quo | Afghanistan | AFG | 2022-01-02 | v8 | TRUE
https://raw.githubusercontent.com/mrc-ide/global-lmic-reports/master/AFG/projections.csv | 2020-12-23 | hospital_incidence | 40.52 | 43.99 | 45.86 | 46.34 | 48.64 | 53.36 | Maintain Status Quo | Afghanistan | AFG | 2022-01-02 | v8 | TRUE
https://raw.githubusercontent.com/mrc-ide/global-lmic-reports/master/AFG/projections.csv | 2020-12-23 | ICU_incidence | 11.58 | 12.57 | 13.11 | 13.25 | 13.91 | 15.25 | Maintain Status Quo | Afghanistan | AFG | 2022-01-02 | v8 | TRUE
https://raw.githubusercontent.com/mrc-ide/global-lmic-reports/master/AFG/projections.csv | 2020-12-23 | prevalence | 27800.93 | 30077.03 | 31184.21 | 31496.32 | 33132.38 | 35752.47 | Maintain Status Quo | Afghanistan | AFG | 2022-01-02 | v8 | TRUE
https://raw.githubusercontent.com/mrc-ide/global-lmic-reports/master/AFG/projections.csv | 2020-12-23 | cumulative_infections | 954106.37 | 995378.44 | 1022927.52 | 1030004.33 | 1043839.3 | 1145903.78 | Maintain Status Quo | Afghanistan | AFG | 2022-01-02 | v8 | TRUE
https://raw.githubusercontent.com/mrc-ide/global-lmic-reports/master/AFG/projections.csv | 2020-12-23 | cumulative_deaths | 1857.98 | 1963.95 | 2016.41 | 2029.5 | 2071.95 | 2278.54 | Maintain Status Quo | Afghanistan | AFG | 2022-01-02 | v8 | TRUE
https://raw.githubusercontent.com/mrc-ide/global-lmic-reports/master/AFG/projections.csv | 2020-12-23 | Rt | 0.78 | 0.8 | 0.82 | 0.82 | 0.83 | 0.89 | Maintain Status Quo | Afghanistan | AFG | 2022-01-02 | v8 | TRUE
https://raw.githubusercontent.com/mrc-ide/global-lmic-reports/master/AFG/projections.csv | 2020-12-23 | Reff | 0.76 | 0.77 | 0.8 | 0.8 | 0.81 | 0.87 | Maintain Status Quo | Afghanistan | AFG | 2022-01-02 | v8 | TRUE
https://raw.githubusercontent.com/mrc-ide/global-lmic-reports/master/AFG/projections.csv | 2020-12-23 | infections | 3573.13 | 3798.89 | 3960.31 | 4009.79 | 4201.87 | 4553.8 | Optimistic | Afghanistan | AFG | 2022-01-02 | v8 | TRUE
https://raw.githubusercontent.com/mrc-ide/global-lmic-reports/master/AFG/projections.csv | 2020-12-23 | deaths | 11.61 | 12.31 | 12.53 | 12.66 | 12.85 | 14.36 | Optimistic | Afghanistan | AFG | 2022-01-02 | v8 | TRUE
https://raw.githubusercontent.com/mrc-ide/global-lmic-reports/master/AFG/projections.csv | 2020-12-23 | hospital_demand | 434.92 | 463.17 | 475.81 | 478.21 | 485.42 | 544.67 | Optimistic | Afghanistan | AFG | 2022-01-02 | v8 | TRUE
https://raw.githubusercontent.com/mrc-ide/global-lmic-reports/master/AFG/projections.csv | 2020-12-23 | ICU_demand | 172.9 | 183.56 | 187.21 | 188.93 | 191.34 | 214.87 | Optimistic | Afghanistan | AFG | 2022-01-02 | v8 | TRUE
https://raw.githubusercontent.com/mrc-ide/global-lmic-reports/master/AFG/projections.csv | 2020-12-23 | hospital_incidence | 40.52 | 43.99 | 45.86 | 46.34 | 48.64 | 53.36 | Optimistic | Afghanistan | AFG | 2022-01-02 | v8 | TRUE
https://raw.githubusercontent.com/mrc-ide/global-lmic-reports/master/AFG/projections.csv | 2020-12-23 | ICU_incidence | 11.58 | 12.57 | 13.11 | 13.25 | 13.91 | 15.25 | Optimistic | Afghanistan | AFG | 2022-01-02 | v8 | TRUE
https://raw.githubusercontent.com/mrc-ide/global-lmic-reports/master/AFG/projections.csv | 2020-12-23 | prevalence | 27800.93 | 30077.03 | 31184.21 | 31496.32 | 33132.38 | 35752.47 | Optimistic | Afghanistan | AFG | 2022-01-02 | v8 | TRUE
https://raw.githubusercontent.com/mrc-ide/global-lmic-reports/master/AFG/projections.csv | 2020-12-23 | cumulative_infections | 954106.37 | 995378.44 | 1022927.52 | 1030004.33 | 1043839.3 | 1145903.78 | Optimistic | Afghanistan | AFG | 2022-01-02 | v8 | TRUE
https://raw.githubusercontent.com/mrc-ide/global-lmic-reports/master/AFG/projections.csv | 2020-12-23 | cumulative_deaths | 1857.98 | 1963.95 | 2016.41 | 2029.5 | 2071.95 | 2278.54 | Optimistic | Afghanistan | AFG | 2022-01-02 | v8 | TRUE
https://raw.githubusercontent.com/mrc-ide/global-lmic-reports/master/AFG/projections.csv | 2020-12-23 | Rt | 0.78 | 0.8 | 0.82 | 0.82 | 0.83 | 0.89 | Optimistic | Afghanistan | AFG | 2022-01-02 | v8 | TRUE
https://raw.githubusercontent.com/mrc-ide/global-lmic-reports/master/AFG/projections.csv | 2020-12-23 | Reff | 0.76 | 0.77 | 0.8 | 0.8 | 0.81 | 0.87 | Optimistic | Afghanistan | AFG | 2022-01-02 | v8 | TRUE
https://raw.githubusercontent.com/mrc-ide/global-lmic-reports/master/AFG/projections.csv | 2020-12-23 | infections | 3573.13 | 3798.89 | 3960.31 | 4009.79 | 4201.87 | 4553.8 | Pessimistic | Afghanistan | AFG | 2022-01-02 | v8 | TRUE
https://raw.githubusercontent.com/mrc-ide/global-lmic-reports/master/AFG/projections.csv | 2020-12-23 | deaths | 11.61 | 12.31 | 12.53 | 12.66 | 12.85 | 14.36 | Pessimistic | Afghanistan | AFG | 2022-01-02 | v8 | TRUE
https://raw.githubusercontent.com/mrc-ide/global-lmic-reports/master/AFG/projections.csv | 2020-12-23 | hospital_demand | 434.92 | 463.17 | 475.81 | 478.21 | 485.42 | 544.67 | Pessimistic | Afghanistan | AFG | 2022-01-02 | v8 | TRUE
https://raw.githubusercontent.com/mrc-ide/global-lmic-reports/master/AFG/projections.csv | 2020-12-23 | ICU_demand | 172.9 | 183.56 | 187.21 | 188.93 | 191.34 | 214.87 | Pessimistic | Afghanistan | AFG | 2022-01-02 | v8 | TRUE
https://raw.githubusercontent.com/mrc-ide/global-lmic-reports/master/AFG/projections.csv | 2020-12-23 | hospital_incidence | 40.52 | 43.99 | 45.86 | 46.34 | 48.64 | 53.36 | Pessimistic | Afghanistan | AFG | 2022-01-02 | v8 | TRUE
https://raw.githubusercontent.com/mrc-ide/global-lmic-reports/master/AFG/projections.csv | 2020-12-23 | ICU_incidence | 11.58 | 12.57 | 13.11 | 13.25 | 13.91 | 15.25 | Pessimistic | Afghanistan | AFG | 2022-01-02 | v8 | TRUE
https://raw.githubusercontent.com/mrc-ide/global-lmic-reports/master/AFG/projections.csv | 2020-12-23 | prevalence | 27800.93 | 30077.03 | 31184.21 | 31496.32 | 33132.38 | 35752.47 | Pessimistic | Afghanistan | AFG | 2022-01-02 | v8 | TRUE
https://raw.githubusercontent.com/mrc-ide/global-lmic-reports/master/AFG/projections.csv | 2020-12-23 | cumulative_infections | 954106.37 | 995378.44 | 1022927.52 | 1030004.33 | 1043839.3 | 1145903.78 | Pessimistic | Afghanistan | AFG | 2022-01-02 | v8 | TRUE
https://raw.githubusercontent.com/mrc-ide/global-lmic-reports/master/AFG/projections.csv | 2020-12-23 | cumulative_deaths | 1857.98 | 1963.95 | 2016.41 | 2029.5 | 2071.95 | 2278.54 | Pessimistic | Afghanistan | AFG | 2022-01-02 | v8 | TRUE
https://raw.githubusercontent.com/mrc-ide/global-lmic-reports/master/AFG/projections.csv | 2020-12-23 | Rt | 0.78 | 0.8 | 0.82 | 0.82 | 0.83 | 0.89 | Pessimistic | Afghanistan | AFG | 2022-01-02 | v8 | TRUE
https://raw.githubusercontent.com/mrc-ide/global-lmic-reports/master/AFG/projections.csv | 2020-12-23 | Reff | 0.76 | 0.77 | 0.8 | 0.8 | 0.81 | 0.87 | Pessimistic | Afghanistan | AFG | 2022-01-02 | v8 | TRUE
https://raw.githubusercontent.com/mrc-ide/global-lmic-reports/master/AFG/projections.csv | 2020-12-23 | infections | 3573.13 | 3798.89 | 3960.31 | 4009.79 | 4201.87 | 4553.8 | Relax Interventions 50% | Afghanistan | AFG | 2022-01-02 | v8 | TRUE
https://raw.githubusercontent.com/mrc-ide/global-lmic-reports/master/AFG/projections.csv | 2020-12-23 | deaths | 11.61 | 12.31 | 12.53 | 12.66 | 12.85 | 14.36 | Relax Interventions 50% | Afghanistan | AFG | 2022-01-02 | v8 | TRUE
https://raw.githubusercontent.com/mrc-ide/global-lmic-reports/master/AFG/projections.csv | 2020-12-23 | hospital_demand | 434.92 | 463.17 | 475.81 | 478.21 | 485.42 | 544.67 | Relax Interventions 50% | Afghanistan | AFG | 2022-01-02 | v8 | TRUE
https://raw.githubusercontent.com/mrc-ide/global-lmic-reports/master/AFG/projections.csv | 2020-12-23 | ICU_demand | 172.9 | 183.56 | 187.21 | 188.93 | 191.34 | 214.87 | Relax Interventions 50% | Afghanistan | AFG | 2022-01-02 | v8 | TRUE
https://raw.githubusercontent.com/mrc-ide/global-lmic-reports/master/AFG/projections.csv | 2020-12-23 | hospital_incidence | 40.52 | 43.99 | 45.86 | 46.34 | 48.64 | 53.36 | Relax Interventions 50% | Afghanistan | AFG | 2022-01-02 | v8 | TRUE
https://raw.githubusercontent.com/mrc-ide/global-lmic-reports/master/AFG/projections.csv | 2020-12-23 | ICU_incidence | 11.58 | 12.57 | 13.11 | 13.25 | 13.91 | 15.25 | Relax Interventions 50% | Afghanistan | AFG | 2022-01-02 | v8 | TRUE
https://raw.githubusercontent.com/mrc-ide/global-lmic-reports/master/AFG/projections.csv | 2020-12-23 | prevalence | 27800.93 | 30077.03 | 31184.21 | 31496.32 | 33132.38 | 35752.47 | Relax Interventions 50% | Afghanistan | AFG | 2022-01-02 | v8 | TRUE
https://raw.githubusercontent.com/mrc-ide/global-lmic-reports/master/AFG/projections.csv | 2020-12-23 | cumulative_infections | 954106.37 | 995378.44 | 1022927.52 | 1030004.33 | 1043839.3 | 1145903.78 | Relax Interventions 50% | Afghanistan | AFG | 2022-01-02 | v8 | TRUE
https://raw.githubusercontent.com/mrc-ide/global-lmic-reports/master/AFG/projections.csv | 2020-12-23 | cumulative_deaths | 1857.98 | 1963.95 | 2016.41 | 2029.5 | 2071.95 | 2278.54 | Relax Interventions 50% | Afghanistan | AFG | 2022-01-02 | v8 | TRUE
https://raw.githubusercontent.com/mrc-ide/global-lmic-reports/master/AFG/projections.csv | 2020-12-23 | Rt | 0.78 | 0.8 | 0.82 | 0.82 | 0.83 | 0.89 | Relax Interventions 50% | Afghanistan | AFG | 2022-01-02 | v8 | TRUE
https://raw.githubusercontent.com/mrc-ide/global-lmic-reports/master/AFG/projections.csv | 2020-12-23 | Reff | 0.76 | 0.77 | 0.8 | 0.8 | 0.81 | 0.87 | Relax Interventions 50% | Afghanistan | AFG | 2022-01-02 | v8 | TRUE
https://raw.githubusercontent.com/mrc-ide/global-lmic-reports/master/AFG/projections.csv | 2020-12-23 | infections | 3462.87 | 3709 | 3922.34 | 3924.41 | 4094.59 | 4429.16 | Surged Additional 50% Reduction | Afghanistan | AFG | 2022-01-02 | v8 | TRUE
https://raw.githubusercontent.com/mrc-ide/global-lmic-reports/master/AFG/projections.csv | 2020-12-23 | deaths | 11.36 | 12.08 | 12.27 | 12.45 | 12.66 | 13.97 | Surged Additional 50% Reduction | Afghanistan | AFG | 2022-01-02 | v8 | TRUE
https://raw.githubusercontent.com/mrc-ide/global-lmic-reports/master/AFG/projections.csv | 2020-12-23 | hospital_demand | 423.19 | 452.01 | 462.65 | 469.15 | 479.99 | 528.84 | Surged Additional 50% Reduction | Afghanistan | AFG | 2022-01-02 | v8 | TRUE
https://raw.githubusercontent.com/mrc-ide/global-lmic-reports/master/AFG/projections.csv | 2020-12-23 | ICU_demand | 168.57 | 179.08 | 183.32 | 185.6 | 189.15 | 208.98 | Surged Additional 50% Reduction | Afghanistan | AFG | 2022-01-02 | v8 | TRUE
https://raw.githubusercontent.com/mrc-ide/global-lmic-reports/master/AFG/projections.csv | 2020-12-23 | hospital_incidence | 40.01 | 43.21 | 44.94 | 45.27 | 47.59 | 52.59 | Surged Additional 50% Reduction | Afghanistan | AFG | 2022-01-02 | v8 | TRUE
https://raw.githubusercontent.com/mrc-ide/global-lmic-reports/master/AFG/projections.csv | 2020-12-23 | ICU_incidence | 11.44 | 12.35 | 12.85 | 12.94 | 13.6 | 15.03 | Surged Additional 50% Reduction | Afghanistan | AFG | 2022-01-02 | v8 | TRUE
https://raw.githubusercontent.com/mrc-ide/global-lmic-reports/master/AFG/projections.csv | 2020-12-23 | prevalence | 27063.89 | 29197.92 | 30710.91 | 30784.57 | 31904.98 | 35302.76 | Surged Additional 50% Reduction | Afghanistan | AFG | 2022-01-02 | v8 | TRUE
https://raw.githubusercontent.com/mrc-ide/global-lmic-reports/master/AFG/projections.csv | 2020-12-23 | cumulative_infections | 952320.54 | 993406.87 | 1023361.1 | 1019906.5 | 1047306.53 | 1096666.61 | Surged Additional 50% Reduction | Afghanistan | AFG | 2022-01-02 | v8 | TRUE
https://raw.githubusercontent.com/mrc-ide/global-lmic-reports/master/AFG/projections.csv | 2020-12-23 | cumulative_deaths | 1867.79 | 1941.11 | 2004.19 | 1998.34 | 2050.59 | 2139.99 | Surged Additional 50% Reduction | Afghanistan | AFG | 2022-01-02 | v8 | TRUE
https://raw.githubusercontent.com/mrc-ide/global-lmic-reports/master/AFG/projections.csv | 2020-12-23 | Rt | 0.78 | 0.81 | 0.82 | 0.82 | 0.84 | 0.87 | Surged Additional 50% Reduction | Afghanistan | AFG | 2022-01-02 | v8 | TRUE
https://raw.githubusercontent.com/mrc-ide/global-lmic-reports/master/AFG/projections.csv | 2020-12-23 | Reff | 0.76 | 0.79 | 0.8 | 0.8 | 0.82 | 0.85 | Surged Additional 50% Reduction | Afghanistan | AFG | 2022-01-02 | v8 | TRUE
https://raw.githubusercontent.com/mrc-ide/global-lmic-reports/master/AFG/projections.csv | 2020-12-23 | infections | 3462.87 | 3709 | 3922.34 | 3924.41 | 4094.59 | 4429.16 | Surged Maintain Status Quo | Afghanistan | AFG | 2022-01-02 | v8 | TRUE
https://raw.githubusercontent.com/mrc-ide/global-lmic-reports/master/AFG/projections.csv | 2020-12-23 | deaths | 11.36 | 12.08 | 12.27 | 12.45 | 12.66 | 13.97 | Surged Maintain Status Quo | Afghanistan | AFG | 2022-01-02 | v8 | TRUE
https://raw.githubusercontent.com/mrc-ide/global-lmic-reports/master/AFG/projections.csv | 2020-12-23 | hospital_demand | 423.19 | 452.01 | 462.65 | 469.15 | 479.99 | 528.84 | Surged Maintain Status Quo | Afghanistan | AFG | 2022-01-02 | v8 | TRUE
https://raw.githubusercontent.com/mrc-ide/global-lmic-reports/master/AFG/projections.csv | 2020-12-23 | ICU_demand | 168.57 | 179.08 | 183.32 | 185.6 | 189.15 | 208.98 | Surged Maintain Status Quo | Afghanistan | AFG | 2022-01-02 | v8 | TRUE
https://raw.githubusercontent.com/mrc-ide/global-lmic-reports/master/AFG/projections.csv | 2020-12-23 | hospital_incidence | 40.01 | 43.21 | 44.94 | 45.27 | 47.59 | 52.59 | Surged Maintain Status Quo | Afghanistan | AFG | 2022-01-02 | v8 | TRUE
https://raw.githubusercontent.com/mrc-ide/global-lmic-reports/master/AFG/projections.csv | 2020-12-23 | ICU_incidence | 11.44 | 12.35 | 12.85 | 12.94 | 13.6 | 15.03 | Surged Maintain Status Quo | Afghanistan | AFG | 2022-01-02 | v8 | TRUE
https://raw.githubusercontent.com/mrc-ide/global-lmic-reports/master/AFG/projections.csv | 2020-12-23 | prevalence | 27063.89 | 29197.92 | 30710.91 | 30784.57 | 31904.98 | 35302.76 | Surged Maintain Status Quo | Afghanistan | AFG | 2022-01-02 | v8 | TRUE
https://raw.githubusercontent.com/mrc-ide/global-lmic-reports/master/AFG/projections.csv | 2020-12-23 | cumulative_infections | 952320.54 | 993406.87 | 1023361.1 | 1019906.5 | 1047306.53 | 1096666.61 | Surged Maintain Status Quo | Afghanistan | AFG | 2022-01-02 | v8 | TRUE
https://raw.githubusercontent.com/mrc-ide/global-lmic-reports/master/AFG/projections.csv | 2020-12-23 | cumulative_deaths | 1867.79 | 1941.11 | 2004.19 | 1998.34 | 2050.59 | 2139.99 | Surged Maintain Status Quo | Afghanistan | AFG | 2022-01-02 | v8 | TRUE
https://raw.githubusercontent.com/mrc-ide/global-lmic-reports/master/AFG/projections.csv | 2020-12-23 | Rt | 0.78 | 0.81 | 0.82 | 0.82 | 0.84 | 0.87 | Surged Maintain Status Quo | Afghanistan | AFG | 2022-01-02 | v8 | TRUE
https://raw.githubusercontent.com/mrc-ide/global-lmic-reports/master/AFG/projections.csv | 2020-12-23 | Reff | 0.76 | 0.79 | 0.8 | 0.8 | 0.82 | 0.85 | Surged Maintain Status Quo | Afghanistan | AFG | 2022-01-02 | v8 | TRUE
https://raw.githubusercontent.com/mrc-ide/global-lmic-reports/master/AFG/projections.csv | 2020-12-23 | infections | 3462.87 | 3709 | 3922.34 | 3924.41 | 4094.59 | 4429.16 | Surged Optimistic | Afghanistan | AFG | 2022-01-02 | v8 | TRUE
https://raw.githubusercontent.com/mrc-ide/global-lmic-reports/master/AFG/projections.csv | 2020-12-23 | deaths | 11.36 | 12.08 | 12.27 | 12.45 | 12.66 | 13.97 | Surged Optimistic | Afghanistan | AFG | 2022-01-02 | v8 | TRUE
https://raw.githubusercontent.com/mrc-ide/global-lmic-reports/master/AFG/projections.csv | 2020-12-23 | hospital_demand | 423.19 | 452.01 | 462.65 | 469.15 | 479.99 | 528.84 | Surged Optimistic | Afghanistan | AFG | 2022-01-02 | v8 | TRUE
https://raw.githubusercontent.com/mrc-ide/global-lmic-reports/master/AFG/projections.csv | 2020-12-23 | ICU_demand | 168.57 | 179.08 | 183.32 | 185.6 | 189.15 | 208.98 | Surged Optimistic | Afghanistan | AFG | 2022-01-02 | v8 | TRUE
https://raw.githubusercontent.com/mrc-ide/global-lmic-reports/master/AFG/projections.csv | 2020-12-23 | hospital_incidence | 40.01 | 43.21 | 44.94 | 45.27 | 47.59 | 52.59 | Surged Optimistic | Afghanistan | AFG | 2022-01-02 | v8 | TRUE
https://raw.githubusercontent.com/mrc-ide/global-lmic-reports/master/AFG/projections.csv | 2020-12-23 | ICU_incidence | 11.44 | 12.35 | 12.85 | 12.94 | 13.6 | 15.03 | Surged Optimistic | Afghanistan | AFG | 2022-01-02 | v8 | TRUE
https://raw.githubusercontent.com/mrc-ide/global-lmic-reports/master/AFG/projections.csv | 2020-12-23 | prevalence | 27063.89 | 29197.92 | 30710.91 | 30784.57 | 31904.98 | 35302.76 | Surged Optimistic | Afghanistan | AFG | 2022-01-02 | v8 | TRUE
https://raw.githubusercontent.com/mrc-ide/global-lmic-reports/master/AFG/projections.csv | 2020-12-23 | cumulative_infections | 952320.54 | 993406.87 | 1023361.1 | 1019906.5 | 1047306.53 | 1096666.61 | Surged Optimistic | Afghanistan | AFG | 2022-01-02 | v8 | TRUE
https://raw.githubusercontent.com/mrc-ide/global-lmic-reports/master/AFG/projections.csv | 2020-12-23 | cumulative_deaths | 1867.79 | 1941.11 | 2004.19 | 1998.34 | 2050.59 | 2139.99 | Surged Optimistic | Afghanistan | AFG | 2022-01-02 | v8 | TRUE
https://raw.githubusercontent.com/mrc-ide/global-lmic-reports/master/AFG/projections.csv | 2020-12-23 | Rt | 0.78 | 0.81 | 0.82 | 0.82 | 0.84 | 0.87 | Surged Optimistic | Afghanistan | AFG | 2022-01-02 | v8 | TRUE
https://raw.githubusercontent.com/mrc-ide/global-lmic-reports/master/AFG/projections.csv | 2020-12-23 | Reff | 0.76 | 0.79 | 0.8 | 0.8 | 0.82 | 0.85 | Surged Optimistic | Afghanistan | AFG | 2022-01-02 | v8 | TRUE
https://raw.githubusercontent.com/mrc-ide/global-lmic-reports/master/AFG/projections.csv | 2020-12-23 | infections | 3462.87 | 3709 | 3922.34 | 3924.41 | 4094.59 | 4429.16 | Surged Pessimistic | Afghanistan | AFG | 2022-01-02 | v8 | TRUE
https://raw.githubusercontent.com/mrc-ide/global-lmic-reports/master/AFG/projections.csv | 2020-12-23 | deaths | 11.36 | 12.08 | 12.27 | 12.45 | 12.66 | 13.97 | Surged Pessimistic | Afghanistan | AFG | 2022-01-02 | v8 | TRUE
https://raw.githubusercontent.com/mrc-ide/global-lmic-reports/master/AFG/projections.csv | 2020-12-23 | hospital_demand | 423.19 | 452.01 | 462.65 | 469.15 | 479.99 | 528.84 | Surged Pessimistic | Afghanistan | AFG | 2022-01-02 | v8 | TRUE
https://raw.githubusercontent.com/mrc-ide/global-lmic-reports/master/AFG/projections.csv | 2020-12-23 | ICU_demand | 168.57 | 179.08 | 183.32 | 185.6 | 189.15 | 208.98 | Surged Pessimistic | Afghanistan | AFG | 2022-01-02 | v8 | TRUE
https://raw.githubusercontent.com/mrc-ide/global-lmic-reports/master/AFG/projections.csv | 2020-12-23 | hospital_incidence | 40.01 | 43.21 | 44.94 | 45.27 | 47.59 | 52.59 | Surged Pessimistic | Afghanistan | AFG | 2022-01-02 | v8 | TRUE
https://raw.githubusercontent.com/mrc-ide/global-lmic-reports/master/AFG/projections.csv | 2020-12-23 | ICU_incidence | 11.44 | 12.35 | 12.85 | 12.94 | 13.6 | 15.03 | Surged Pessimistic | Afghanistan | AFG | 2022-01-02 | v8 | TRUE
https://raw.githubusercontent.com/mrc-ide/global-lmic-reports/master/AFG/projections.csv | 2020-12-23 | prevalence | 27063.89 | 29197.92 | 30710.91 | 30784.57 | 31904.98 | 35302.76 | Surged Pessimistic | Afghanistan | AFG | 2022-01-02 | v8 | TRUE
https://raw.githubusercontent.com/mrc-ide/global-lmic-reports/master/AFG/projections.csv | 2020-12-23 | cumulative_infections | 952320.54 | 993406.87 | 1023361.1 | 1019906.5 | 1047306.53 | 1096666.61 | Surged Pessimistic | Afghanistan | AFG | 2022-01-02 | v8 | TRUE
https://raw.githubusercontent.com/mrc-ide/global-lmic-reports/master/AFG/projections.csv | 2020-12-23 | cumulative_deaths | 1867.79 | 1941.11 | 2004.19 | 1998.34 | 2050.59 | 2139.99 | Surged Pessimistic | Afghanistan | AFG | 2022-01-02 | v8 | TRUE
https://raw.githubusercontent.com/mrc-ide/global-lmic-reports/master/AFG/projections.csv | 2020-12-23 | Rt | 0.78 | 0.81 | 0.82 | 0.82 | 0.84 | 0.87 | Surged Pessimistic | Afghanistan | AFG | 2022-01-02 | v8 | TRUE
https://raw.githubusercontent.com/mrc-ide/global-lmic-reports/master/AFG/projections.csv | 2020-12-23 | Reff | 0.76 | 0.79 | 0.8 | 0.8 | 0.82 | 0.85 | Surged Pessimistic | Afghanistan | AFG | 2022-01-02 | v8 | TRUE
https://raw.githubusercontent.com/mrc-ide/global-lmic-reports/master/AFG/projections.csv | 2020-12-23 | infections | 3462.87 | 3709 | 3922.34 | 3924.41 | 4094.59 | 4429.16 | Surged Relax Interventions 50% | Afghanistan | AFG | 2022-01-02 | v8 | TRUE
https://raw.githubusercontent.com/mrc-ide/global-lmic-reports/master/AFG/projections.csv | 2020-12-23 | deaths | 11.36 | 12.08 | 12.27 | 12.45 | 12.66 | 13.97 | Surged Relax Interventions 50% | Afghanistan | AFG | 2022-01-02 | v8 | TRUE
https://raw.githubusercontent.com/mrc-ide/global-lmic-reports/master/AFG/projections.csv | 2020-12-23 | hospital_demand | 423.19 | 452.01 | 462.65 | 469.15 | 479.99 | 528.84 | Surged Relax Interventions 50% | Afghanistan | AFG | 2022-01-02 | v8 | TRUE
https://raw.githubusercontent.com/mrc-ide/global-lmic-reports/master/AFG/projections.csv | 2020-12-23 | ICU_demand | 168.57 | 179.08 | 183.32 | 185.6 | 189.15 | 208.98 | Surged Relax Interventions 50% | Afghanistan | AFG | 2022-01-02 | v8 | TRUE
https://raw.githubusercontent.com/mrc-ide/global-lmic-reports/master/AFG/projections.csv | 2020-12-23 | hospital_incidence | 40.01 | 43.21 | 44.94 | 45.27 | 47.59 | 52.59 | Surged Relax Interventions 50% | Afghanistan | AFG | 2022-01-02 | v8 | TRUE
https://raw.githubusercontent.com/mrc-ide/global-lmic-reports/master/AFG/projections.csv | 2020-12-23 | ICU_incidence | 11.44 | 12.35 | 12.85 | 12.94 | 13.6 | 15.03 | Surged Relax Interventions 50% | Afghanistan | AFG | 2022-01-02 | v8 | TRUE
https://raw.githubusercontent.com/mrc-ide/global-lmic-reports/master/AFG/projections.csv | 2020-12-23 | prevalence | 27063.89 | 29197.92 | 30710.91 | 30784.57 | 31904.98 | 35302.76 | Surged Relax Interventions 50% | Afghanistan | AFG | 2022-01-02 | v8 | TRUE
https://raw.githubusercontent.com/mrc-ide/global-lmic-reports/master/AFG/projections.csv | 2020-12-23 | cumulative_infections | 952320.54 | 993406.87 | 1023361.1 | 1019906.5 | 1047306.53 | 1096666.61 | Surged Relax Interventions 50% | Afghanistan | AFG | 2022-01-02 | v8 | TRUE
https://raw.githubusercontent.com/mrc-ide/global-lmic-reports/master/AFG/projections.csv | 2020-12-23 | cumulative_deaths | 1867.79 | 1941.11 | 2004.19 | 1998.34 | 2050.59 | 2139.99 | Surged Relax Interventions 50% | Afghanistan | AFG | 2022-01-02 | v8 | TRUE
https://raw.githubusercontent.com/mrc-ide/global-lmic-reports/master/AFG/projections.csv | 2020-12-23 | Rt | 0.78 | 0.81 | 0.82 | 0.82 | 0.84 | 0.87 | Surged Relax Interventions 50% | Afghanistan | AFG | 2022-01-02 | v8 | TRUE
https://raw.githubusercontent.com/mrc-ide/global-lmic-reports/master/AFG/projections.csv | 2020-12-23 | Reff | 0.76 | 0.79 | 0.8 | 0.8 | 0.82 | 0.85 | Surged Relax Interventions 50% | Afghanistan | AFG | 2022-01-02 | v8 | TRUE
https://raw.githubusercontent.com/mrc-ide/global-lmic-reports/master/AFG/projections.csv | 2020-12-24 | infections | 3441.44 | 3657.78 | 3811.33 | 3873.08 | 4066.48 | 4430.21 | Additional 50% Reduction | Afghanistan | AFG | 2022-01-02 | v8 | TRUE
https://raw.githubusercontent.com/mrc-ide/global-lmic-reports/master/AFG/projections.csv | 2020-12-24 | deaths | 11.5 | 12.22 | 12.44 | 12.56 | 12.73 | 14.26 | Additional 50% Reduction | Afghanistan | AFG | 2022-01-02 | v8 | TRUE
https://raw.githubusercontent.com/mrc-ide/global-lmic-reports/master/AFG/projections.csv | 2020-12-24 | hospital_demand | 427.9 | 455.87 | 468.37 | 472.46 | 479.72 | 539.23 | Additional 50% Reduction | Afghanistan | AFG | 2022-01-02 | v8 | TRUE
https://raw.githubusercontent.com/mrc-ide/global-lmic-reports/master/AFG/projections.csv | 2020-12-24 | ICU_demand | 170.99 | 181.47 | 185.81 | 187.23 | 189.68 | 213.1 | Additional 50% Reduction | Afghanistan | AFG | 2022-01-02 | v8 | TRUE
https://raw.githubusercontent.com/mrc-ide/global-lmic-reports/master/AFG/projections.csv | 2020-12-24 | hospital_incidence | 39.5 | 43.03 | 44.73 | 45.18 | 47.42 | 51.91 | Additional 50% Reduction | Afghanistan | AFG | 2022-01-02 | v8 | TRUE
https://raw.githubusercontent.com/mrc-ide/global-lmic-reports/master/AFG/projections.csv | 2020-12-24 | ICU_incidence | 11.29 | 12.3 | 12.79 | 12.91 | 13.56 | 14.84 | Additional 50% Reduction | Afghanistan | AFG | 2022-01-02 | v8 | TRUE
https://raw.githubusercontent.com/mrc-ide/global-lmic-reports/master/AFG/projections.csv | 2020-12-24 | prevalence | 27055.33 | 29180.84 | 30203.78 | 30520.18 | 32108.51 | 34670.96 | Additional 50% Reduction | Afghanistan | AFG | 2022-01-02 | v8 | TRUE
https://raw.githubusercontent.com/mrc-ide/global-lmic-reports/master/AFG/projections.csv | 2020-12-24 | cumulative_infections | 958014.22 | 999047.24 | 1026978.41 | 1033877.41 | 1047790.14 | 1149894.99 | Additional 50% Reduction | Afghanistan | AFG | 2022-01-02 | v8 | TRUE
https://raw.githubusercontent.com/mrc-ide/global-lmic-reports/master/AFG/projections.csv | 2020-12-24 | cumulative_deaths | 1870.22 | 1976.27 | 2029.28 | 2042.07 | 2083.89 | 2292.6 | Additional 50% Reduction | Afghanistan | AFG | 2022-01-02 | v8 | TRUE
https://raw.githubusercontent.com/mrc-ide/global-lmic-reports/master/AFG/projections.csv | 2020-12-24 | Rt | 0.76 | 0.78 | 0.8 | 0.8 | 0.82 | 0.87 | Additional 50% Reduction | Afghanistan | AFG | 2022-01-02 | v8 | TRUE
https://raw.githubusercontent.com/mrc-ide/global-lmic-reports/master/AFG/projections.csv | 2020-12-24 | Reff | 0.74 | 0.76 | 0.78 | 0.78 | 0.8 | 0.85 | Additional 50% Reduction | Afghanistan | AFG | 2022-01-02 | v8 | TRUE
https://raw.githubusercontent.com/mrc-ide/global-lmic-reports/master/AFG/projections.csv | 2020-12-24 | infections | 3441.44 | 3657.78 | 3811.33 | 3873.08 | 4066.48 | 4430.21 | Maintain Status Quo | Afghanistan | AFG | 2022-01-02 | v8 | TRUE
https://raw.githubusercontent.com/mrc-ide/global-lmic-reports/master/AFG/projections.csv | 2020-12-24 | deaths | 11.5 | 12.22 | 12.44 | 12.56 | 12.73 | 14.26 | Maintain Status Quo | Afghanistan | AFG | 2022-01-02 | v8 | TRUE
https://raw.githubusercontent.com/mrc-ide/global-lmic-reports/master/AFG/projections.csv | 2020-12-24 | hospital_demand | 427.9 | 455.87 | 468.37 | 472.46 | 479.72 | 539.23 | Maintain Status Quo | Afghanistan | AFG | 2022-01-02 | v8 | TRUE
https://raw.githubusercontent.com/mrc-ide/global-lmic-reports/master/AFG/projections.csv | 2020-12-24 | ICU_demand | 170.99 | 181.47 | 185.81 | 187.23 | 189.68 | 213.1 | Maintain Status Quo | Afghanistan | AFG | 2022-01-02 | v8 | TRUE
https://raw.githubusercontent.com/mrc-ide/global-lmic-reports/master/AFG/projections.csv | 2020-12-24 | hospital_incidence | 39.5 | 43.03 | 44.73 | 45.18 | 47.42 | 51.91 | Maintain Status Quo | Afghanistan | AFG | 2022-01-02 | v8 | TRUE
https://raw.githubusercontent.com/mrc-ide/global-lmic-reports/master/AFG/projections.csv | 2020-12-24 | ICU_incidence | 11.29 | 12.3 | 12.79 | 12.91 | 13.56 | 14.84 | Maintain Status Quo | Afghanistan | AFG | 2022-01-02 | v8 | TRUE
https://raw.githubusercontent.com/mrc-ide/global-lmic-reports/master/AFG/projections.csv | 2020-12-24 | prevalence | 27055.33 | 29180.84 | 30203.78 | 30520.18 | 32108.51 | 34670.96 | Maintain Status Quo | Afghanistan | AFG | 2022-01-02 | v8 | TRUE
https://raw.githubusercontent.com/mrc-ide/global-lmic-reports/master/AFG/projections.csv | 2020-12-24 | cumulative_infections | 958014.22 | 999047.24 | 1026978.41 | 1033877.41 | 1047790.14 | 1149894.99 | Maintain Status Quo | Afghanistan | AFG | 2022-01-02 | v8 | TRUE
https://raw.githubusercontent.com/mrc-ide/global-lmic-reports/master/AFG/projections.csv | 2020-12-24 | cumulative_deaths | 1870.22 | 1976.27 | 2029.28 | 2042.07 | 2083.89 | 2292.6 | Maintain Status Quo | Afghanistan | AFG | 2022-01-02 | v8 | TRUE
https://raw.githubusercontent.com/mrc-ide/global-lmic-reports/master/AFG/projections.csv | 2020-12-24 | Rt | 0.76 | 0.78 | 0.8 | 0.8 | 0.82 | 0.87 | Maintain Status Quo | Afghanistan | AFG | 2022-01-02 | v8 | TRUE
https://raw.githubusercontent.com/mrc-ide/global-lmic-reports/master/AFG/projections.csv | 2020-12-24 | Reff | 0.74 | 0.76 | 0.78 | 0.78 | 0.8 | 0.85 | Maintain Status Quo | Afghanistan | AFG | 2022-01-02 | v8 | TRUE
https://raw.githubusercontent.com/mrc-ide/global-lmic-reports/master/AFG/projections.csv | 2020-12-24 | infections | 3441.44 | 3657.78 | 3811.33 | 3873.08 | 4066.48 | 4430.21 | Optimistic | Afghanistan | AFG | 2022-01-02 | v8 | TRUE
https://raw.githubusercontent.com/mrc-ide/global-lmic-reports/master/AFG/projections.csv | 2020-12-24 | deaths | 11.5 | 12.22 | 12.44 | 12.56 | 12.73 | 14.26 | Optimistic | Afghanistan | AFG | 2022-01-02 | v8 | TRUE
https://raw.githubusercontent.com/mrc-ide/global-lmic-reports/master/AFG/projections.csv | 2020-12-24 | hospital_demand | 427.9 | 455.87 | 468.37 | 472.46 | 479.72 | 539.23 | Optimistic | Afghanistan | AFG | 2022-01-02 | v8 | TRUE
https://raw.githubusercontent.com/mrc-ide/global-lmic-reports/master/AFG/projections.csv | 2020-12-24 | ICU_demand | 170.99 | 181.47 | 185.81 | 187.23 | 189.68 | 213.1 | Optimistic | Afghanistan | AFG | 2022-01-02 | v8 | TRUE
https://raw.githubusercontent.com/mrc-ide/global-lmic-reports/master/AFG/projections.csv | 2020-12-24 | hospital_incidence | 39.5 | 43.03 | 44.73 | 45.18 | 47.42 | 51.91 | Optimistic | Afghanistan | AFG | 2022-01-02 | v8 | TRUE
https://raw.githubusercontent.com/mrc-ide/global-lmic-reports/master/AFG/projections.csv | 2020-12-24 | ICU_incidence | 11.29 | 12.3 | 12.79 | 12.91 | 13.56 | 14.84 | Optimistic | Afghanistan | AFG | 2022-01-02 | v8 | TRUE
https://raw.githubusercontent.com/mrc-ide/global-lmic-reports/master/AFG/projections.csv | 2020-12-24 | prevalence | 27055.33 | 29180.84 | 30203.78 | 30520.18 | 32108.51 | 34670.96 | Optimistic | Afghanistan | AFG | 2022-01-02 | v8 | TRUE
https://raw.githubusercontent.com/mrc-ide/global-lmic-reports/master/AFG/projections.csv | 2020-12-24 | cumulative_infections | 958014.22 | 999047.24 | 1026978.41 | 1033877.41 | 1047790.14 | 1149894.99 | Optimistic | Afghanistan | AFG | 2022-01-02 | v8 | TRUE
https://raw.githubusercontent.com/mrc-ide/global-lmic-reports/master/AFG/projections.csv | 2020-12-24 | cumulative_deaths | 1870.22 | 1976.27 | 2029.28 | 2042.07 | 2083.89 | 2292.6 | Optimistic | Afghanistan | AFG | 2022-01-02 | v8 | TRUE
https://raw.githubusercontent.com/mrc-ide/global-lmic-reports/master/AFG/projections.csv | 2020-12-24 | Rt | 0.76 | 0.78 | 0.8 | 0.8 | 0.82 | 0.87 | Optimistic | Afghanistan | AFG | 2022-01-02 | v8 | TRUE
https://raw.githubusercontent.com/mrc-ide/global-lmic-reports/master/AFG/projections.csv | 2020-12-24 | Reff | 0.74 | 0.76 | 0.78 | 0.78 | 0.8 | 0.85 | Optimistic | Afghanistan | AFG | 2022-01-02 | v8 | TRUE
https://raw.githubusercontent.com/mrc-ide/global-lmic-reports/master/AFG/projections.csv | 2020-12-24 | infections | 3441.44 | 3657.78 | 3811.33 | 3873.08 | 4066.48 | 4430.21 | Pessimistic | Afghanistan | AFG | 2022-01-02 | v8 | TRUE
https://raw.githubusercontent.com/mrc-ide/global-lmic-reports/master/AFG/projections.csv | 2020-12-24 | deaths | 11.5 | 12.22 | 12.44 | 12.56 | 12.73 | 14.26 | Pessimistic | Afghanistan | AFG | 2022-01-02 | v8 | TRUE
https://raw.githubusercontent.com/mrc-ide/global-lmic-reports/master/AFG/projections.csv | 2020-12-24 | hospital_demand | 427.9 | 455.87 | 468.37 | 472.46 | 479.72 | 539.23 | Pessimistic | Afghanistan | AFG | 2022-01-02 | v8 | TRUE
https://raw.githubusercontent.com/mrc-ide/global-lmic-reports/master/AFG/projections.csv | 2020-12-24 | ICU_demand | 170.99 | 181.47 | 185.81 | 187.23 | 189.68 | 213.1 | Pessimistic | Afghanistan | AFG | 2022-01-02 | v8 | TRUE
https://raw.githubusercontent.com/mrc-ide/global-lmic-reports/master/AFG/projections.csv | 2020-12-24 | hospital_incidence | 39.5 | 43.03 | 44.73 | 45.18 | 47.42 | 51.91 | Pessimistic | Afghanistan | AFG | 2022-01-02 | v8 | TRUE
https://raw.githubusercontent.com/mrc-ide/global-lmic-reports/master/AFG/projections.csv | 2020-12-24 | ICU_incidence | 11.29 | 12.3 | 12.79 | 12.91 | 13.56 | 14.84 | Pessimistic | Afghanistan | AFG | 2022-01-02 | v8 | TRUE
https://raw.githubusercontent.com/mrc-ide/global-lmic-reports/master/AFG/projections.csv | 2020-12-24 | prevalence | 27055.33 | 29180.84 | 30203.78 | 30520.18 | 32108.51 | 34670.96 | Pessimistic | Afghanistan | AFG | 2022-01-02 | v8 | TRUE
https://raw.githubusercontent.com/mrc-ide/global-lmic-reports/master/AFG/projections.csv | 2020-12-24 | cumulative_infections | 958014.22 | 999047.24 | 1026978.41 | 1033877.41 | 1047790.14 | 1149894.99 | Pessimistic | Afghanistan | AFG | 2022-01-02 | v8 | TRUE
https://raw.githubusercontent.com/mrc-ide/global-lmic-reports/master/AFG/projections.csv | 2020-12-24 | cumulative_deaths | 1870.22 | 1976.27 | 2029.28 | 2042.07 | 2083.89 | 2292.6 | Pessimistic | Afghanistan | AFG | 2022-01-02 | v8 | TRUE
https://raw.githubusercontent.com/mrc-ide/global-lmic-reports/master/AFG/projections.csv | 2020-12-24 | Rt | 0.76 | 0.78 | 0.8 | 0.8 | 0.82 | 0.87 | Pessimistic | Afghanistan | AFG | 2022-01-02 | v8 | TRUE
https://raw.githubusercontent.com/mrc-ide/global-lmic-reports/master/AFG/projections.csv | 2020-12-24 | Reff | 0.74 | 0.76 | 0.78 | 0.78 | 0.8 | 0.85 | Pessimistic | Afghanistan | AFG | 2022-01-02 | v8 | TRUE
https://raw.githubusercontent.com/mrc-ide/global-lmic-reports/master/AFG/projections.csv | 2020-12-24 | infections | 3441.44 | 3657.78 | 3811.33 | 3873.08 | 4066.48 | 4430.21 | Relax Interventions 50% | Afghanistan | AFG | 2022-01-02 | v8 | TRUE
https://raw.githubusercontent.com/mrc-ide/global-lmic-reports/master/AFG/projections.csv | 2020-12-24 | deaths | 11.5 | 12.22 | 12.44 | 12.56 | 12.73 | 14.26 | Relax Interventions 50% | Afghanistan | AFG | 2022-01-02 | v8 | TRUE
https://raw.githubusercontent.com/mrc-ide/global-lmic-reports/master/AFG/projections.csv | 2020-12-24 | hospital_demand | 427.9 | 455.87 | 468.37 | 472.46 | 479.72 | 539.23 | Relax Interventions 50% | Afghanistan | AFG | 2022-01-02 | v8 | TRUE
https://raw.githubusercontent.com/mrc-ide/global-lmic-reports/master/AFG/projections.csv | 2020-12-24 | ICU_demand | 170.99 | 181.47 | 185.81 | 187.23 | 189.68 | 213.1 | Relax Interventions 50% | Afghanistan | AFG | 2022-01-02 | v8 | TRUE
https://raw.githubusercontent.com/mrc-ide/global-lmic-reports/master/AFG/projections.csv | 2020-12-24 | hospital_incidence | 39.5 | 43.03 | 44.73 | 45.18 | 47.42 | 51.91 | Relax Interventions 50% | Afghanistan | AFG | 2022-01-02 | v8 | TRUE
https://raw.githubusercontent.com/mrc-ide/global-lmic-reports/master/AFG/projections.csv | 2020-12-24 | ICU_incidence | 11.29 | 12.3 | 12.79 | 12.91 | 13.56 | 14.84 | Relax Interventions 50% | Afghanistan | AFG | 2022-01-02 | v8 | TRUE
https://raw.githubusercontent.com/mrc-ide/global-lmic-reports/master/AFG/projections.csv | 2020-12-24 | prevalence | 27055.33 | 29180.84 | 30203.78 | 30520.18 | 32108.51 | 34670.96 | Relax Interventions 50% | Afghanistan | AFG | 2022-01-02 | v8 | TRUE
https://raw.githubusercontent.com/mrc-ide/global-lmic-reports/master/AFG/projections.csv | 2020-12-24 | cumulative_infections | 958014.22 | 999047.24 | 1026978.41 | 1033877.41 | 1047790.14 | 1149894.99 | Relax Interventions 50% | Afghanistan | AFG | 2022-01-02 | v8 | TRUE
https://raw.githubusercontent.com/mrc-ide/global-lmic-reports/master/AFG/projections.csv | 2020-12-24 | cumulative_deaths | 1870.22 | 1976.27 | 2029.28 | 2042.07 | 2083.89 | 2292.6 | Relax Interventions 50% | Afghanistan | AFG | 2022-01-02 | v8 | TRUE
https://raw.githubusercontent.com/mrc-ide/global-lmic-reports/master/AFG/projections.csv | 2020-12-24 | Rt | 0.76 | 0.78 | 0.8 | 0.8 | 0.82 | 0.87 | Relax Interventions 50% | Afghanistan | AFG | 2022-01-02 | v8 | TRUE
https://raw.githubusercontent.com/mrc-ide/global-lmic-reports/master/AFG/projections.csv | 2020-12-24 | Reff | 0.74 | 0.76 | 0.78 | 0.78 | 0.8 | 0.85 | Relax Interventions 50% | Afghanistan | AFG | 2022-01-02 | v8 | TRUE
https://raw.githubusercontent.com/mrc-ide/global-lmic-reports/master/AFG/projections.csv | 2020-12-24 | infections | 3336.91 | 3582.14 | 3791.82 | 3792.71 | 3975.38 | 4261.36 | Surged Additional 50% Reduction | Afghanistan | AFG | 2022-01-02 | v8 | TRUE
https://raw.githubusercontent.com/mrc-ide/global-lmic-reports/master/AFG/projections.csv | 2020-12-24 | deaths | 11.23 | 11.94 | 12.19 | 12.34 | 12.57 | 13.9 | Surged Additional 50% Reduction | Afghanistan | AFG | 2022-01-02 | v8 | TRUE
https://raw.githubusercontent.com/mrc-ide/global-lmic-reports/master/AFG/projections.csv | 2020-12-24 | hospital_demand | 416.66 | 444.54 | 456.84 | 463.27 | 474.82 | 522.24 | Surged Additional 50% Reduction | Afghanistan | AFG | 2022-01-02 | v8 | TRUE
https://raw.githubusercontent.com/mrc-ide/global-lmic-reports/master/AFG/projections.csv | 2020-12-24 | ICU_demand | 166.53 | 177.18 | 181.6 | 183.84 | 187.77 | 206.76 | Surged Additional 50% Reduction | Afghanistan | AFG | 2022-01-02 | v8 | TRUE
https://raw.githubusercontent.com/mrc-ide/global-lmic-reports/master/AFG/projections.csv | 2020-12-24 | hospital_incidence | 38.88 | 42.06 | 43.81 | 44.13 | 46.36 | 51.19 | Surged Additional 50% Reduction | Afghanistan | AFG | 2022-01-02 | v8 | TRUE
https://raw.githubusercontent.com/mrc-ide/global-lmic-reports/master/AFG/projections.csv | 2020-12-24 | ICU_incidence | 11.11 | 12.02 | 12.52 | 12.62 | 13.25 | 14.63 | Surged Additional 50% Reduction | Afghanistan | AFG | 2022-01-02 | v8 | TRUE
https://raw.githubusercontent.com/mrc-ide/global-lmic-reports/master/AFG/projections.csv | 2020-12-24 | prevalence | 26270.6 | 28447.37 | 29818.54 | 29840.3 | 30843.01 | 34054.35 | Surged Additional 50% Reduction | Afghanistan | AFG | 2022-01-02 | v8 | TRUE
https://raw.githubusercontent.com/mrc-ide/global-lmic-reports/master/AFG/projections.csv | 2020-12-24 | cumulative_infections | 955721.26 | 997037.11 | 1027126.36 | 1023699.21 | 1051345.25 | 1100803.41 | Surged Additional 50% Reduction | Afghanistan | AFG | 2022-01-02 | v8 | TRUE
https://raw.githubusercontent.com/mrc-ide/global-lmic-reports/master/AFG/projections.csv | 2020-12-24 | cumulative_deaths | 1879.52 | 1953.49 | 2016.51 | 2010.69 | 2063.41 | 2153.25 | Surged Additional 50% Reduction | Afghanistan | AFG | 2022-01-02 | v8 | TRUE
https://raw.githubusercontent.com/mrc-ide/global-lmic-reports/master/AFG/projections.csv | 2020-12-24 | Rt | 0.77 | 0.79 | 0.8 | 0.81 | 0.82 | 0.85 | Surged Additional 50% Reduction | Afghanistan | AFG | 2022-01-02 | v8 | TRUE
https://raw.githubusercontent.com/mrc-ide/global-lmic-reports/master/AFG/projections.csv | 2020-12-24 | Reff | 0.75 | 0.77 | 0.78 | 0.78 | 0.8 | 0.83 | Surged Additional 50% Reduction | Afghanistan | AFG | 2022-01-02 | v8 | TRUE
https://raw.githubusercontent.com/mrc-ide/global-lmic-reports/master/AFG/projections.csv | 2020-12-24 | infections | 3336.91 | 3582.14 | 3791.82 | 3792.71 | 3975.38 | 4261.36 | Surged Maintain Status Quo | Afghanistan | AFG | 2022-01-02 | v8 | TRUE
https://raw.githubusercontent.com/mrc-ide/global-lmic-reports/master/AFG/projections.csv | 2020-12-24 | deaths | 11.23 | 11.94 | 12.19 | 12.34 | 12.57 | 13.9 | Surged Maintain Status Quo | Afghanistan | AFG | 2022-01-02 | v8 | TRUE
https://raw.githubusercontent.com/mrc-ide/global-lmic-reports/master/AFG/projections.csv | 2020-12-24 | hospital_demand | 416.66 | 444.54 | 456.84 | 463.27 | 474.82 | 522.24 | Surged Maintain Status Quo | Afghanistan | AFG | 2022-01-02 | v8 | TRUE
https://raw.githubusercontent.com/mrc-ide/global-lmic-reports/master/AFG/projections.csv | 2020-12-24 | ICU_demand | 166.53 | 177.18 | 181.6 | 183.84 | 187.77 | 206.76 | Surged Maintain Status Quo | Afghanistan | AFG | 2022-01-02 | v8 | TRUE
https://raw.githubusercontent.com/mrc-ide/global-lmic-reports/master/AFG/projections.csv | 2020-12-24 | hospital_incidence | 38.88 | 42.06 | 43.81 | 44.13 | 46.36 | 51.19 | Surged Maintain Status Quo | Afghanistan | AFG | 2022-01-02 | v8 | TRUE
https://raw.githubusercontent.com/mrc-ide/global-lmic-reports/master/AFG/projections.csv | 2020-12-24 | ICU_incidence | 11.11 | 12.02 | 12.52 | 12.62 | 13.25 | 14.63 | Surged Maintain Status Quo | Afghanistan | AFG | 2022-01-02 | v8 | TRUE
https://raw.githubusercontent.com/mrc-ide/global-lmic-reports/master/AFG/projections.csv | 2020-12-24 | prevalence | 26270.6 | 28447.37 | 29818.54 | 29840.3 | 30843.01 | 34054.35 | Surged Maintain Status Quo | Afghanistan | AFG | 2022-01-02 | v8 | TRUE
https://raw.githubusercontent.com/mrc-ide/global-lmic-reports/master/AFG/projections.csv | 2020-12-24 | cumulative_infections | 955721.26 | 997037.11 | 1027126.36 | 1023699.21 | 1051345.25 | 1100803.41 | Surged Maintain Status Quo | Afghanistan | AFG | 2022-01-02 | v8 | TRUE
https://raw.githubusercontent.com/mrc-ide/global-lmic-reports/master/AFG/projections.csv | 2020-12-24 | cumulative_deaths | 1879.52 | 1953.49 | 2016.51 | 2010.69 | 2063.41 | 2153.25 | Surged Maintain Status Quo | Afghanistan | AFG | 2022-01-02 | v8 | TRUE
https://raw.githubusercontent.com/mrc-ide/global-lmic-reports/master/AFG/projections.csv | 2020-12-24 | Rt | 0.77 | 0.79 | 0.8 | 0.81 | 0.82 | 0.85 | Surged Maintain Status Quo | Afghanistan | AFG | 2022-01-02 | v8 | TRUE
https://raw.githubusercontent.com/mrc-ide/global-lmic-reports/master/AFG/projections.csv | 2020-12-24 | Reff | 0.75 | 0.77 | 0.78 | 0.78 | 0.8 | 0.83 | Surged Maintain Status Quo | Afghanistan | AFG | 2022-01-02 | v8 | TRUE
https://raw.githubusercontent.com/mrc-ide/global-lmic-reports/master/AFG/projections.csv | 2020-12-24 | infections | 3336.91 | 3582.14 | 3791.82 | 3792.71 | 3975.38 | 4261.36 | Surged Optimistic | Afghanistan | AFG | 2022-01-02 | v8 | TRUE
https://raw.githubusercontent.com/mrc-ide/global-lmic-reports/master/AFG/projections.csv | 2020-12-24 | deaths | 11.23 | 11.94 | 12.19 | 12.34 | 12.57 | 13.9 | Surged Optimistic | Afghanistan | AFG | 2022-01-02 | v8 | TRUE
https://raw.githubusercontent.com/mrc-ide/global-lmic-reports/master/AFG/projections.csv | 2020-12-24 | hospital_demand | 416.66 | 444.54 | 456.84 | 463.27 | 474.82 | 522.24 | Surged Optimistic | Afghanistan | AFG | 2022-01-02 | v8 | TRUE
https://raw.githubusercontent.com/mrc-ide/global-lmic-reports/master/AFG/projections.csv | 2020-12-24 | ICU_demand | 166.53 | 177.18 | 181.6 | 183.84 | 187.77 | 206.76 | Surged Optimistic | Afghanistan | AFG | 2022-01-02 | v8 | TRUE
https://raw.githubusercontent.com/mrc-ide/global-lmic-reports/master/AFG/projections.csv | 2020-12-24 | hospital_incidence | 38.88 | 42.06 | 43.81 | 44.13 | 46.36 | 51.19 | Surged Optimistic | Afghanistan | AFG | 2022-01-02 | v8 | TRUE
https://raw.githubusercontent.com/mrc-ide/global-lmic-reports/master/AFG/projections.csv | 2020-12-24 | ICU_incidence | 11.11 | 12.02 | 12.52 | 12.62 | 13.25 | 14.63 | Surged Optimistic | Afghanistan | AFG | 2022-01-02 | v8 | TRUE
https://raw.githubusercontent.com/mrc-ide/global-lmic-reports/master/AFG/projections.csv | 2020-12-24 | prevalence | 26270.6 | 28447.37 | 29818.54 | 29840.3 | 30843.01 | 34054.35 | Surged Optimistic | Afghanistan | AFG | 2022-01-02 | v8 | TRUE
https://raw.githubusercontent.com/mrc-ide/global-lmic-reports/master/AFG/projections.csv | 2020-12-24 | cumulative_infections | 955721.26 | 997037.11 | 1027126.36 | 1023699.21 | 1051345.25 | 1100803.41 | Surged Optimistic | Afghanistan | AFG | 2022-01-02 | v8 | TRUE
https://raw.githubusercontent.com/mrc-ide/global-lmic-reports/master/AFG/projections.csv | 2020-12-24 | cumulative_deaths | 1879.52 | 1953.49 | 2016.51 | 2010.69 | 2063.41 | 2153.25 | Surged Optimistic | Afghanistan | AFG | 2022-01-02 | v8 | TRUE
https://raw.githubusercontent.com/mrc-ide/global-lmic-reports/master/AFG/projections.csv | 2020-12-24 | Rt | 0.77 | 0.79 | 0.8 | 0.81 | 0.82 | 0.85 | Surged Optimistic | Afghanistan | AFG | 2022-01-02 | v8 | TRUE
https://raw.githubusercontent.com/mrc-ide/global-lmic-reports/master/AFG/projections.csv | 2020-12-24 | Reff | 0.75 | 0.77 | 0.78 | 0.78 | 0.8 | 0.83 | Surged Optimistic | Afghanistan | AFG | 2022-01-02 | v8 | TRUE
https://raw.githubusercontent.com/mrc-ide/global-lmic-reports/master/AFG/projections.csv | 2020-12-24 | infections | 3336.91 | 3582.14 | 3791.82 | 3792.71 | 3975.38 | 4261.36 | Surged Pessimistic | Afghanistan | AFG | 2022-01-02 | v8 | TRUE
https://raw.githubusercontent.com/mrc-ide/global-lmic-reports/master/AFG/projections.csv | 2020-12-24 | deaths | 11.23 | 11.94 | 12.19 | 12.34 | 12.57 | 13.9 | Surged Pessimistic | Afghanistan | AFG | 2022-01-02 | v8 | TRUE
https://raw.githubusercontent.com/mrc-ide/global-lmic-reports/master/AFG/projections.csv | 2020-12-24 | hospital_demand | 416.66 | 444.54 | 456.84 | 463.27 | 474.82 | 522.24 | Surged Pessimistic | Afghanistan | AFG | 2022-01-02 | v8 | TRUE
https://raw.githubusercontent.com/mrc-ide/global-lmic-reports/master/AFG/projections.csv | 2020-12-24 | ICU_demand | 166.53 | 177.18 | 181.6 | 183.84 | 187.77 | 206.76 | Surged Pessimistic | Afghanistan | AFG | 2022-01-02 | v8 | TRUE
https://raw.githubusercontent.com/mrc-ide/global-lmic-reports/master/AFG/projections.csv | 2020-12-24 | hospital_incidence | 38.88 | 42.06 | 43.81 | 44.13 | 46.36 | 51.19 | Surged Pessimistic | Afghanistan | AFG | 2022-01-02 | v8 | TRUE
https://raw.githubusercontent.com/mrc-ide/global-lmic-reports/master/AFG/projections.csv | 2020-12-24 | ICU_incidence | 11.11 | 12.02 | 12.52 | 12.62 | 13.25 | 14.63 | Surged Pessimistic | Afghanistan | AFG | 2022-01-02 | v8 | TRUE
https://raw.githubusercontent.com/mrc-ide/global-lmic-reports/master/AFG/projections.csv | 2020-12-24 | prevalence | 26270.6 | 28447.37 | 29818.54 | 29840.3 | 30843.01 | 34054.35 | Surged Pessimistic | Afghanistan | AFG | 2022-01-02 | v8 | TRUE
https://raw.githubusercontent.com/mrc-ide/global-lmic-reports/master/AFG/projections.csv | 2020-12-24 | cumulative_infections | 955721.26 | 997037.11 | 1027126.36 | 1023699.21 | 1051345.25 | 1100803.41 | Surged Pessimistic | Afghanistan | AFG | 2022-01-02 | v8 | TRUE
https://raw.githubusercontent.com/mrc-ide/global-lmic-reports/master/AFG/projections.csv | 2020-12-24 | cumulative_deaths | 1879.52 | 1953.49 | 2016.51 | 2010.69 | 2063.41 | 2153.25 | Surged Pessimistic | Afghanistan | AFG | 2022-01-02 | v8 | TRUE
https://raw.githubusercontent.com/mrc-ide/global-lmic-reports/master/AFG/projections.csv | 2020-12-24 | Rt | 0.77 | 0.79 | 0.8 | 0.81 | 0.82 | 0.85 | Surged Pessimistic | Afghanistan | AFG | 2022-01-02 | v8 | TRUE
https://raw.githubusercontent.com/mrc-ide/global-lmic-reports/master/AFG/projections.csv | 2020-12-24 | Reff | 0.75 | 0.77 | 0.78 | 0.78 | 0.8 | 0.83 | Surged Pessimistic | Afghanistan | AFG | 2022-01-02 | v8 | TRUE
https://raw.githubusercontent.com/mrc-ide/global-lmic-reports/master/AFG/projections.csv | 2020-12-24 | infections | 3336.91 | 3582.14 | 3791.82 | 3792.71 | 3975.38 | 4261.36 | Surged Relax Interventions 50% | Afghanistan | AFG | 2022-01-02 | v8 | TRUE
https://raw.githubusercontent.com/mrc-ide/global-lmic-reports/master/AFG/projections.csv | 2020-12-24 | deaths | 11.23 | 11.94 | 12.19 | 12.34 | 12.57 | 13.9 | Surged Relax Interventions 50% | Afghanistan | AFG | 2022-01-02 | v8 | TRUE
https://raw.githubusercontent.com/mrc-ide/global-lmic-reports/master/AFG/projections.csv | 2020-12-24 | hospital_demand | 416.66 | 444.54 | 456.84 | 463.27 | 474.82 | 522.24 | Surged Relax Interventions 50% | Afghanistan | AFG | 2022-01-02 | v8 | TRUE
https://raw.githubusercontent.com/mrc-ide/global-lmic-reports/master/AFG/projections.csv | 2020-12-24 | ICU_demand | 166.53 | 177.18 | 181.6 | 183.84 | 187.77 | 206.76 | Surged Relax Interventions 50% | Afghanistan | AFG | 2022-01-02 | v8 | TRUE
https://raw.githubusercontent.com/mrc-ide/global-lmic-reports/master/AFG/projections.csv | 2020-12-24 | hospital_incidence | 38.88 | 42.06 | 43.81 | 44.13 | 46.36 | 51.19 | Surged Relax Interventions 50% | Afghanistan | AFG | 2022-01-02 | v8 | TRUE
https://raw.githubusercontent.com/mrc-ide/global-lmic-reports/master/AFG/projections.csv | 2020-12-24 | ICU_incidence | 11.11 | 12.02 | 12.52 | 12.62 | 13.25 | 14.63 | Surged Relax Interventions 50% | Afghanistan | AFG | 2022-01-02 | v8 | TRUE
https://raw.githubusercontent.com/mrc-ide/global-lmic-reports/master/AFG/projections.csv | 2020-12-24 | prevalence | 26270.6 | 28447.37 | 29818.54 | 29840.3 | 30843.01 | 34054.35 | Surged Relax Interventions 50% | Afghanistan | AFG | 2022-01-02 | v8 | TRUE
https://raw.githubusercontent.com/mrc-ide/global-lmic-reports/master/AFG/projections.csv | 2020-12-24 | cumulative_infections | 955721.26 | 997037.11 | 1027126.36 | 1023699.21 | 1051345.25 | 1100803.41 | Surged Relax Interventions 50% | Afghanistan | AFG | 2022-01-02 | v8 | TRUE
https://raw.githubusercontent.com/mrc-ide/global-lmic-reports/master/AFG/projections.csv | 2020-12-24 | cumulative_deaths | 1879.52 | 1953.49 | 2016.51 | 2010.69 | 2063.41 | 2153.25 | Surged Relax Interventions 50% | Afghanistan | AFG | 2022-01-02 | v8 | TRUE
https://raw.githubusercontent.com/mrc-ide/global-lmic-reports/master/AFG/projections.csv | 2020-12-24 | Rt | 0.77 | 0.79 | 0.8 | 0.81 | 0.82 | 0.85 | Surged Relax Interventions 50% | Afghanistan | AFG | 2022-01-02 | v8 | TRUE
https://raw.githubusercontent.com/mrc-ide/global-lmic-reports/master/AFG/projections.csv | 2020-12-24 | Reff | 0.75 | 0.77 | 0.78 | 0.78 | 0.8 | 0.83 | Surged Relax Interventions 50% | Afghanistan | AFG | 2022-01-02 | v8 | TRUE
https://raw.githubusercontent.com/mrc-ide/global-lmic-reports/master/AFG/projections.csv | 2020-12-25 | infections | 3256.88 | 3502.77 | 3642.49 | 3672.66 | 3828.33 | 4231.97 | Additional 50% Reduction | Afghanistan | AFG | 2022-01-02 | v8 | TRUE
https://raw.githubusercontent.com/mrc-ide/global-lmic-reports/master/AFG/projections.csv | 2020-12-25 | deaths | 11.37 | 12.11 | 12.36 | 12.45 | 12.63 | 14.15 | Additional 50% Reduction | Afghanistan | AFG | 2022-01-02 | v8 | TRUE
https://raw.githubusercontent.com/mrc-ide/global-lmic-reports/master/AFG/projections.csv | 2020-12-25 | hospital_demand | 420.38 | 447.54 | 461.07 | 466.03 | 474.5 | 532.76 | Additional 50% Reduction | Afghanistan | AFG | 2022-01-02 | v8 | TRUE
https://raw.githubusercontent.com/mrc-ide/global-lmic-reports/master/AFG/projections.csv | 2020-12-25 | ICU_demand | 168.92 | 179.3 | 184.11 | 185.27 | 187.9 | 210.99 | Additional 50% Reduction | Afghanistan | AFG | 2022-01-02 | v8 | TRUE
https://raw.githubusercontent.com/mrc-ide/global-lmic-reports/master/AFG/projections.csv | 2020-12-25 | hospital_incidence | 38.51 | 42.01 | 43.44 | 43.96 | 46.25 | 50.35 | Additional 50% Reduction | Afghanistan | AFG | 2022-01-02 | v8 | TRUE
https://raw.githubusercontent.com/mrc-ide/global-lmic-reports/master/AFG/projections.csv | 2020-12-25 | ICU_incidence | 11.01 | 12.01 | 12.42 | 12.57 | 13.22 | 14.39 | Additional 50% Reduction | Afghanistan | AFG | 2022-01-02 | v8 | TRUE
https://raw.githubusercontent.com/mrc-ide/global-lmic-reports/master/AFG/projections.csv | 2020-12-25 | prevalence | 26256.63 | 28205.73 | 29266.97 | 29491.02 | 30978.13 | 33393.5 | Additional 50% Reduction | Afghanistan | AFG | 2022-01-02 | v8 | TRUE
https://raw.githubusercontent.com/mrc-ide/global-lmic-reports/master/AFG/projections.csv | 2020-12-25 | cumulative_infections | 961720.4 | 1002573.75 | 1031160.81 | 1037550.06 | 1051587.37 | 1153653.77 | Additional 50% Reduction | Afghanistan | AFG | 2022-01-02 | v8 | TRUE
https://raw.githubusercontent.com/mrc-ide/global-lmic-reports/master/AFG/projections.csv | 2020-12-25 | cumulative_deaths | 1882.37 | 1988.5 | 2042.05 | 2054.52 | 2095.69 | 2306.54 | Additional 50% Reduction | Afghanistan | AFG | 2022-01-02 | v8 | TRUE
https://raw.githubusercontent.com/mrc-ide/global-lmic-reports/master/AFG/projections.csv | 2020-12-25 | Rt | 0.76 | 0.78 | 0.81 | 0.81 | 0.82 | 0.88 | Additional 50% Reduction | Afghanistan | AFG | 2022-01-02 | v8 | TRUE
https://raw.githubusercontent.com/mrc-ide/global-lmic-reports/master/AFG/projections.csv | 2020-12-25 | Reff | 0.74 | 0.76 | 0.79 | 0.79 | 0.8 | 0.85 | Additional 50% Reduction | Afghanistan | AFG | 2022-01-02 | v8 | TRUE
https://raw.githubusercontent.com/mrc-ide/global-lmic-reports/master/AFG/projections.csv | 2020-12-25 | infections | 3256.88 | 3502.77 | 3642.49 | 3672.66 | 3828.33 | 4231.97 | Maintain Status Quo | Afghanistan | AFG | 2022-01-02 | v8 | TRUE
https://raw.githubusercontent.com/mrc-ide/global-lmic-reports/master/AFG/projections.csv | 2020-12-25 | deaths | 11.37 | 12.11 | 12.36 | 12.45 | 12.63 | 14.15 | Maintain Status Quo | Afghanistan | AFG | 2022-01-02 | v8 | TRUE
https://raw.githubusercontent.com/mrc-ide/global-lmic-reports/master/AFG/projections.csv | 2020-12-25 | hospital_demand | 420.38 | 447.54 | 461.07 | 466.03 | 474.5 | 532.76 | Maintain Status Quo | Afghanistan | AFG | 2022-01-02 | v8 | TRUE
https://raw.githubusercontent.com/mrc-ide/global-lmic-reports/master/AFG/projections.csv | 2020-12-25 | ICU_demand | 168.92 | 179.3 | 184.11 | 185.27 | 187.9 | 210.99 | Maintain Status Quo | Afghanistan | AFG | 2022-01-02 | v8 | TRUE
https://raw.githubusercontent.com/mrc-ide/global-lmic-reports/master/AFG/projections.csv | 2020-12-25 | hospital_incidence | 38.51 | 42.01 | 43.44 | 43.96 | 46.25 | 50.35 | Maintain Status Quo | Afghanistan | AFG | 2022-01-02 | v8 | TRUE
https://raw.githubusercontent.com/mrc-ide/global-lmic-reports/master/AFG/projections.csv | 2020-12-25 | ICU_incidence | 11.01 | 12.01 | 12.42 | 12.57 | 13.22 | 14.39 | Maintain Status Quo | Afghanistan | AFG | 2022-01-02 | v8 | TRUE
https://raw.githubusercontent.com/mrc-ide/global-lmic-reports/master/AFG/projections.csv | 2020-12-25 | prevalence | 26256.63 | 28205.73 | 29266.97 | 29491.02 | 30978.13 | 33393.5 | Maintain Status Quo | Afghanistan | AFG | 2022-01-02 | v8 | TRUE
https://raw.githubusercontent.com/mrc-ide/global-lmic-reports/master/AFG/projections.csv | 2020-12-25 | cumulative_infections | 961720.4 | 1002573.75 | 1031160.81 | 1037550.06 | 1051587.37 | 1153653.77 | Maintain Status Quo | Afghanistan | AFG | 2022-01-02 | v8 | TRUE
https://raw.githubusercontent.com/mrc-ide/global-lmic-reports/master/AFG/projections.csv | 2020-12-25 | cumulative_deaths | 1882.37 | 1988.5 | 2042.05 | 2054.52 | 2095.69 | 2306.54 | Maintain Status Quo | Afghanistan | AFG | 2022-01-02 | v8 | TRUE
https://raw.githubusercontent.com/mrc-ide/global-lmic-reports/master/AFG/projections.csv | 2020-12-25 | Rt | 0.76 | 0.78 | 0.81 | 0.81 | 0.82 | 0.88 | Maintain Status Quo | Afghanistan | AFG | 2022-01-02 | v8 | TRUE
https://raw.githubusercontent.com/mrc-ide/global-lmic-reports/master/AFG/projections.csv | 2020-12-25 | Reff | 0.74 | 0.76 | 0.79 | 0.79 | 0.8 | 0.85 | Maintain Status Quo | Afghanistan | AFG | 2022-01-02 | v8 | TRUE
https://raw.githubusercontent.com/mrc-ide/global-lmic-reports/master/AFG/projections.csv | 2020-12-25 | infections | 3256.88 | 3502.77 | 3642.49 | 3672.66 | 3828.33 | 4231.97 | Optimistic | Afghanistan | AFG | 2022-01-02 | v8 | TRUE
https://raw.githubusercontent.com/mrc-ide/global-lmic-reports/master/AFG/projections.csv | 2020-12-25 | deaths | 11.37 | 12.11 | 12.36 | 12.45 | 12.63 | 14.15 | Optimistic | Afghanistan | AFG | 2022-01-02 | v8 | TRUE
https://raw.githubusercontent.com/mrc-ide/global-lmic-reports/master/AFG/projections.csv | 2020-12-25 | hospital_demand | 420.38 | 447.54 | 461.07 | 466.03 | 474.5 | 532.76 | Optimistic | Afghanistan | AFG | 2022-01-02 | v8 | TRUE
https://raw.githubusercontent.com/mrc-ide/global-lmic-reports/master/AFG/projections.csv | 2020-12-25 | ICU_demand | 168.92 | 179.3 | 184.11 | 185.27 | 187.9 | 210.99 | Optimistic | Afghanistan | AFG | 2022-01-02 | v8 | TRUE
https://raw.githubusercontent.com/mrc-ide/global-lmic-reports/master/AFG/projections.csv | 2020-12-25 | hospital_incidence | 38.51 | 42.01 | 43.44 | 43.96 | 46.25 | 50.35 | Optimistic | Afghanistan | AFG | 2022-01-02 | v8 | TRUE
https://raw.githubusercontent.com/mrc-ide/global-lmic-reports/master/AFG/projections.csv | 2020-12-25 | ICU_incidence | 11.01 | 12.01 | 12.42 | 12.57 | 13.22 | 14.39 | Optimistic | Afghanistan | AFG | 2022-01-02 | v8 | TRUE
https://raw.githubusercontent.com/mrc-ide/global-lmic-reports/master/AFG/projections.csv | 2020-12-25 | prevalence | 26256.63 | 28205.73 | 29266.97 | 29491.02 | 30978.13 | 33393.5 | Optimistic | Afghanistan | AFG | 2022-01-02 | v8 | TRUE
https://raw.githubusercontent.com/mrc-ide/global-lmic-reports/master/AFG/projections.csv | 2020-12-25 | cumulative_infections | 961720.4 | 1002573.75 | 1031160.81 | 1037550.06 | 1051587.37 | 1153653.77 | Optimistic | Afghanistan | AFG | 2022-01-02 | v8 | TRUE
https://raw.githubusercontent.com/mrc-ide/global-lmic-reports/master/AFG/projections.csv | 2020-12-25 | cumulative_deaths | 1882.37 | 1988.5 | 2042.05 | 2054.52 | 2095.69 | 2306.54 | Optimistic | Afghanistan | AFG | 2022-01-02 | v8 | TRUE
https://raw.githubusercontent.com/mrc-ide/global-lmic-reports/master/AFG/projections.csv | 2020-12-25 | Rt | 0.76 | 0.78 | 0.81 | 0.81 | 0.82 | 0.88 | Optimistic | Afghanistan | AFG | 2022-01-02 | v8 | TRUE
https://raw.githubusercontent.com/mrc-ide/global-lmic-reports/master/AFG/projections.csv | 2020-12-25 | Reff | 0.74 | 0.76 | 0.79 | 0.79 | 0.8 | 0.85 | Optimistic | Afghanistan | AFG | 2022-01-02 | v8 | TRUE
https://raw.githubusercontent.com/mrc-ide/global-lmic-reports/master/AFG/projections.csv | 2020-12-25 | infections | 3256.88 | 3502.77 | 3642.49 | 3672.66 | 3828.33 | 4231.97 | Pessimistic | Afghanistan | AFG | 2022-01-02 | v8 | TRUE
https://raw.githubusercontent.com/mrc-ide/global-lmic-reports/master/AFG/projections.csv | 2020-12-25 | deaths | 11.37 | 12.11 | 12.36 | 12.45 | 12.63 | 14.15 | Pessimistic | Afghanistan | AFG | 2022-01-02 | v8 | TRUE
https://raw.githubusercontent.com/mrc-ide/global-lmic-reports/master/AFG/projections.csv | 2020-12-25 | hospital_demand | 420.38 | 447.54 | 461.07 | 466.03 | 474.5 | 532.76 | Pessimistic | Afghanistan | AFG | 2022-01-02 | v8 | TRUE
https://raw.githubusercontent.com/mrc-ide/global-lmic-reports/master/AFG/projections.csv | 2020-12-25 | ICU_demand | 168.92 | 179.3 | 184.11 | 185.27 | 187.9 | 210.99 | Pessimistic | Afghanistan | AFG | 2022-01-02 | v8 | TRUE
https://raw.githubusercontent.com/mrc-ide/global-lmic-reports/master/AFG/projections.csv | 2020-12-25 | hospital_incidence | 38.51 | 42.01 | 43.44 | 43.96 | 46.25 | 50.35 | Pessimistic | Afghanistan | AFG | 2022-01-02 | v8 | TRUE
https://raw.githubusercontent.com/mrc-ide/global-lmic-reports/master/AFG/projections.csv | 2020-12-25 | ICU_incidence | 11.01 | 12.01 | 12.42 | 12.57 | 13.22 | 14.39 | Pessimistic | Afghanistan | AFG | 2022-01-02 | v8 | TRUE
https://raw.githubusercontent.com/mrc-ide/global-lmic-reports/master/AFG/projections.csv | 2020-12-25 | prevalence | 26256.63 | 28205.73 | 29266.97 | 29491.02 | 30978.13 | 33393.5 | Pessimistic | Afghanistan | AFG | 2022-01-02 | v8 | TRUE
https://raw.githubusercontent.com/mrc-ide/global-lmic-reports/master/AFG/projections.csv | 2020-12-25 | cumulative_infections | 961720.4 | 1002573.75 | 1031160.81 | 1037550.06 | 1051587.37 | 1153653.77 | Pessimistic | Afghanistan | AFG | 2022-01-02 | v8 | TRUE
https://raw.githubusercontent.com/mrc-ide/global-lmic-reports/master/AFG/projections.csv | 2020-12-25 | cumulative_deaths | 1882.37 | 1988.5 | 2042.05 | 2054.52 | 2095.69 | 2306.54 | Pessimistic | Afghanistan | AFG | 2022-01-02 | v8 | TRUE
https://raw.githubusercontent.com/mrc-ide/global-lmic-reports/master/AFG/projections.csv | 2020-12-25 | Rt | 0.76 | 0.78 | 0.81 | 0.81 | 0.82 | 0.88 | Pessimistic | Afghanistan | AFG | 2022-01-02 | v8 | TRUE
https://raw.githubusercontent.com/mrc-ide/global-lmic-reports/master/AFG/projections.csv | 2020-12-25 | Reff | 0.74 | 0.76 | 0.79 | 0.79 | 0.8 | 0.85 | Pessimistic | Afghanistan | AFG | 2022-01-02 | v8 | TRUE
https://raw.githubusercontent.com/mrc-ide/global-lmic-reports/master/AFG/projections.csv | 2020-12-25 | infections | 3256.88 | 3502.77 | 3642.49 | 3672.66 | 3828.33 | 4231.97 | Relax Interventions 50% | Afghanistan | AFG | 2022-01-02 | v8 | TRUE
https://raw.githubusercontent.com/mrc-ide/global-lmic-reports/master/AFG/projections.csv | 2020-12-25 | deaths | 11.37 | 12.11 | 12.36 | 12.45 | 12.63 | 14.15 | Relax Interventions 50% | Afghanistan | AFG | 2022-01-02 | v8 | TRUE
https://raw.githubusercontent.com/mrc-ide/global-lmic-reports/master/AFG/projections.csv | 2020-12-25 | hospital_demand | 420.38 | 447.54 | 461.07 | 466.03 | 474.5 | 532.76 | Relax Interventions 50% | Afghanistan | AFG | 2022-01-02 | v8 | TRUE
https://raw.githubusercontent.com/mrc-ide/global-lmic-reports/master/AFG/projections.csv | 2020-12-25 | ICU_demand | 168.92 | 179.3 | 184.11 | 185.27 | 187.9 | 210.99 | Relax Interventions 50% | Afghanistan | AFG | 2022-01-02 | v8 | TRUE
https://raw.githubusercontent.com/mrc-ide/global-lmic-reports/master/AFG/projections.csv | 2020-12-25 | hospital_incidence | 38.51 | 42.01 | 43.44 | 43.96 | 46.25 | 50.35 | Relax Interventions 50% | Afghanistan | AFG | 2022-01-02 | v8 | TRUE
https://raw.githubusercontent.com/mrc-ide/global-lmic-reports/master/AFG/projections.csv | 2020-12-25 | ICU_incidence | 11.01 | 12.01 | 12.42 | 12.57 | 13.22 | 14.39 | Relax Interventions 50% | Afghanistan | AFG | 2022-01-02 | v8 | TRUE
https://raw.githubusercontent.com/mrc-ide/global-lmic-reports/master/AFG/projections.csv | 2020-12-25 | prevalence | 26256.63 | 28205.73 | 29266.97 | 29491.02 | 30978.13 | 33393.5 | Relax Interventions 50% | Afghanistan | AFG | 2022-01-02 | v8 | TRUE
https://raw.githubusercontent.com/mrc-ide/global-lmic-reports/master/AFG/projections.csv | 2020-12-25 | cumulative_infections | 961720.4 | 1002573.75 | 1031160.81 | 1037550.06 | 1051587.37 | 1153653.77 | Relax Interventions 50% | Afghanistan | AFG | 2022-01-02 | v8 | TRUE
https://raw.githubusercontent.com/mrc-ide/global-lmic-reports/master/AFG/projections.csv | 2020-12-25 | cumulative_deaths | 1882.37 | 1988.5 | 2042.05 | 2054.52 | 2095.69 | 2306.54 | Relax Interventions 50% | Afghanistan | AFG | 2022-01-02 | v8 | TRUE
https://raw.githubusercontent.com/mrc-ide/global-lmic-reports/master/AFG/projections.csv | 2020-12-25 | Rt | 0.76 | 0.78 | 0.81 | 0.81 | 0.82 | 0.88 | Relax Interventions 50% | Afghanistan | AFG | 2022-01-02 | v8 | TRUE
https://raw.githubusercontent.com/mrc-ide/global-lmic-reports/master/AFG/projections.csv | 2020-12-25 | Reff | 0.74 | 0.76 | 0.79 | 0.79 | 0.8 | 0.85 | Relax Interventions 50% | Afghanistan | AFG | 2022-01-02 | v8 | TRUE
https://raw.githubusercontent.com/mrc-ide/global-lmic-reports/master/AFG/projections.csv | 2020-12-25 | infections | 3163.93 | 3407.56 | 3608.71 | 3602.15 | 3756.06 | 4001.58 | Surged Additional 50% Reduction | Afghanistan | AFG | 2022-01-02 | v8 | TRUE
https://raw.githubusercontent.com/mrc-ide/global-lmic-reports/master/AFG/projections.csv | 2020-12-25 | deaths | 11.09 | 11.79 | 12.07 | 12.23 | 12.48 | 13.79 | Surged Additional 50% Reduction | Afghanistan | AFG | 2022-01-02 | v8 | TRUE
https://raw.githubusercontent.com/mrc-ide/global-lmic-reports/master/AFG/projections.csv | 2020-12-25 | hospital_demand | 409.71 | 437.95 | 450.58 | 456.75 | 469.36 | 515.88 | Surged Additional 50% Reduction | Afghanistan | AFG | 2022-01-02 | v8 | TRUE
https://raw.githubusercontent.com/mrc-ide/global-lmic-reports/master/AFG/projections.csv | 2020-12-25 | ICU_demand | 164.31 | 175.07 | 179.6 | 181.84 | 185.92 | 204.42 | Surged Additional 50% Reduction | Afghanistan | AFG | 2022-01-02 | v8 | TRUE
https://raw.githubusercontent.com/mrc-ide/global-lmic-reports/master/AFG/projections.csv | 2020-12-25 | hospital_incidence | 37.73 | 40.9 | 42.69 | 42.95 | 44.96 | 49.67 | Surged Additional 50% Reduction | Afghanistan | AFG | 2022-01-02 | v8 | TRUE
https://raw.githubusercontent.com/mrc-ide/global-lmic-reports/master/AFG/projections.csv | 2020-12-25 | ICU_incidence | 10.78 | 11.69 | 12.2 | 12.28 | 12.85 | 14.2 | Surged Additional 50% Reduction | Afghanistan | AFG | 2022-01-02 | v8 | TRUE
https://raw.githubusercontent.com/mrc-ide/global-lmic-reports/master/AFG/projections.csv | 2020-12-25 | prevalence | 25408.25 | 27633.03 | 28852.37 | 28848.09 | 29797.88 | 32801.48 | Surged Additional 50% Reduction | Afghanistan | AFG | 2022-01-02 | v8 | TRUE
https://raw.githubusercontent.com/mrc-ide/global-lmic-reports/master/AFG/projections.csv | 2020-12-25 | cumulative_infections | 958936.34 | 1000473.57 | 1030706.57 | 1027301.36 | 1055130.16 | 1104664.08 | Surged Additional 50% Reduction | Afghanistan | AFG | 2022-01-02 | v8 | TRUE
https://raw.githubusercontent.com/mrc-ide/global-lmic-reports/master/AFG/projections.csv | 2020-12-25 | cumulative_deaths | 1891.1 | 1965.79 | 2028.73 | 2022.91 | 2076.21 | 2166.4 | Surged Additional 50% Reduction | Afghanistan | AFG | 2022-01-02 | v8 | TRUE
https://raw.githubusercontent.com/mrc-ide/global-lmic-reports/master/AFG/projections.csv | 2020-12-25 | Rt | 0.77 | 0.79 | 0.81 | 0.81 | 0.82 | 0.86 | Surged Additional 50% Reduction | Afghanistan | AFG | 2022-01-02 | v8 | TRUE
https://raw.githubusercontent.com/mrc-ide/global-lmic-reports/master/AFG/projections.csv | 2020-12-25 | Reff | 0.75 | 0.77 | 0.79 | 0.79 | 0.8 | 0.84 | Surged Additional 50% Reduction | Afghanistan | AFG | 2022-01-02 | v8 | TRUE
https://raw.githubusercontent.com/mrc-ide/global-lmic-reports/master/AFG/projections.csv | 2020-12-25 | infections | 3163.93 | 3407.56 | 3608.71 | 3602.15 | 3756.06 | 4001.58 | Surged Maintain Status Quo | Afghanistan | AFG | 2022-01-02 | v8 | TRUE
https://raw.githubusercontent.com/mrc-ide/global-lmic-reports/master/AFG/projections.csv | 2020-12-25 | deaths | 11.09 | 11.79 | 12.07 | 12.23 | 12.48 | 13.79 | Surged Maintain Status Quo | Afghanistan | AFG | 2022-01-02 | v8 | TRUE
https://raw.githubusercontent.com/mrc-ide/global-lmic-reports/master/AFG/projections.csv | 2020-12-25 | hospital_demand | 409.71 | 437.95 | 450.58 | 456.75 | 469.36 | 515.88 | Surged Maintain Status Quo | Afghanistan | AFG | 2022-01-02 | v8 | TRUE
https://raw.githubusercontent.com/mrc-ide/global-lmic-reports/master/AFG/projections.csv | 2020-12-25 | ICU_demand | 164.31 | 175.07 | 179.6 | 181.84 | 185.92 | 204.42 | Surged Maintain Status Quo | Afghanistan | AFG | 2022-01-02 | v8 | TRUE
https://raw.githubusercontent.com/mrc-ide/global-lmic-reports/master/AFG/projections.csv | 2020-12-25 | hospital_incidence | 37.73 | 40.9 | 42.69 | 42.95 | 44.96 | 49.67 | Surged Maintain Status Quo | Afghanistan | AFG | 2022-01-02 | v8 | TRUE
https://raw.githubusercontent.com/mrc-ide/global-lmic-reports/master/AFG/projections.csv | 2020-12-25 | ICU_incidence | 10.78 | 11.69 | 12.2 | 12.28 | 12.85 | 14.2 | Surged Maintain Status Quo | Afghanistan | AFG | 2022-01-02 | v8 | TRUE
https://raw.githubusercontent.com/mrc-ide/global-lmic-reports/master/AFG/projections.csv | 2020-12-25 | prevalence | 25408.25 | 27633.03 | 28852.37 | 28848.09 | 29797.88 | 32801.48 | Surged Maintain Status Quo | Afghanistan | AFG | 2022-01-02 | v8 | TRUE
https://raw.githubusercontent.com/mrc-ide/global-lmic-reports/master/AFG/projections.csv | 2020-12-25 | cumulative_infections | 958936.34 | 1000473.57 | 1030706.57 | 1027301.36 | 1055130.16 | 1104664.08 | Surged Maintain Status Quo | Afghanistan | AFG | 2022-01-02 | v8 | TRUE
https://raw.githubusercontent.com/mrc-ide/global-lmic-reports/master/AFG/projections.csv | 2020-12-25 | cumulative_deaths | 1891.1 | 1965.79 | 2028.73 | 2022.91 | 2076.21 | 2166.4 | Surged Maintain Status Quo | Afghanistan | AFG | 2022-01-02 | v8 | TRUE
https://raw.githubusercontent.com/mrc-ide/global-lmic-reports/master/AFG/projections.csv | 2020-12-25 | Rt | 0.77 | 0.79 | 0.81 | 0.81 | 0.82 | 0.86 | Surged Maintain Status Quo | Afghanistan | AFG | 2022-01-02 | v8 | TRUE
https://raw.githubusercontent.com/mrc-ide/global-lmic-reports/master/AFG/projections.csv | 2020-12-25 | Reff | 0.75 | 0.77 | 0.79 | 0.79 | 0.8 | 0.84 | Surged Maintain Status Quo | Afghanistan | AFG | 2022-01-02 | v8 | TRUE
https://raw.githubusercontent.com/mrc-ide/global-lmic-reports/master/AFG/projections.csv | 2020-12-25 | infections | 3163.93 | 3407.56 | 3608.71 | 3602.15 | 3756.06 | 4001.58 | Surged Optimistic | Afghanistan | AFG | 2022-01-02 | v8 | TRUE
https://raw.githubusercontent.com/mrc-ide/global-lmic-reports/master/AFG/projections.csv | 2020-12-25 | deaths | 11.09 | 11.79 | 12.07 | 12.23 | 12.48 | 13.79 | Surged Optimistic | Afghanistan | AFG | 2022-01-02 | v8 | TRUE
https://raw.githubusercontent.com/mrc-ide/global-lmic-reports/master/AFG/projections.csv | 2020-12-25 | hospital_demand | 409.71 | 437.95 | 450.58 | 456.75 | 469.36 | 515.88 | Surged Optimistic | Afghanistan | AFG | 2022-01-02 | v8 | TRUE
https://raw.githubusercontent.com/mrc-ide/global-lmic-reports/master/AFG/projections.csv | 2020-12-25 | ICU_demand | 164.31 | 175.07 | 179.6 | 181.84 | 185.92 | 204.42 | Surged Optimistic | Afghanistan | AFG | 2022-01-02 | v8 | TRUE
https://raw.githubusercontent.com/mrc-ide/global-lmic-reports/master/AFG/projections.csv | 2020-12-25 | hospital_incidence | 37.73 | 40.9 | 42.69 | 42.95 | 44.96 | 49.67 | Surged Optimistic | Afghanistan | AFG | 2022-01-02 | v8 | TRUE
https://raw.githubusercontent.com/mrc-ide/global-lmic-reports/master/AFG/projections.csv | 2020-12-25 | ICU_incidence | 10.78 | 11.69 | 12.2 | 12.28 | 12.85 | 14.2 | Surged Optimistic | Afghanistan | AFG | 2022-01-02 | v8 | TRUE
https://raw.githubusercontent.com/mrc-ide/global-lmic-reports/master/AFG/projections.csv | 2020-12-25 | prevalence | 25408.25 | 27633.03 | 28852.37 | 28848.09 | 29797.88 | 32801.48 | Surged Optimistic | Afghanistan | AFG | 2022-01-02 | v8 | TRUE
https://raw.githubusercontent.com/mrc-ide/global-lmic-reports/master/AFG/projections.csv | 2020-12-25 | cumulative_infections | 958936.34 | 1000473.57 | 1030706.57 | 1027301.36 | 1055130.16 | 1104664.08 | Surged Optimistic | Afghanistan | AFG | 2022-01-02 | v8 | TRUE
https://raw.githubusercontent.com/mrc-ide/global-lmic-reports/master/AFG/projections.csv | 2020-12-25 | cumulative_deaths | 1891.1 | 1965.79 | 2028.73 | 2022.91 | 2076.21 | 2166.4 | Surged Optimistic | Afghanistan | AFG | 2022-01-02 | v8 | TRUE
https://raw.githubusercontent.com/mrc-ide/global-lmic-reports/master/AFG/projections.csv | 2020-12-25 | Rt | 0.77 | 0.79 | 0.81 | 0.81 | 0.82 | 0.86 | Surged Optimistic | Afghanistan | AFG | 2022-01-02 | v8 | TRUE
https://raw.githubusercontent.com/mrc-ide/global-lmic-reports/master/AFG/projections.csv | 2020-12-25 | Reff | 0.75 | 0.77 | 0.79 | 0.79 | 0.8 | 0.84 | Surged Optimistic | Afghanistan | AFG | 2022-01-02 | v8 | TRUE
https://raw.githubusercontent.com/mrc-ide/global-lmic-reports/master/AFG/projections.csv | 2020-12-25 | infections | 3163.93 | 3407.56 | 3608.71 | 3602.15 | 3756.06 | 4001.58 | Surged Pessimistic | Afghanistan | AFG | 2022-01-02 | v8 | TRUE
https://raw.githubusercontent.com/mrc-ide/global-lmic-reports/master/AFG/projections.csv | 2020-12-25 | deaths | 11.09 | 11.79 | 12.07 | 12.23 | 12.48 | 13.79 | Surged Pessimistic | Afghanistan | AFG | 2022-01-02 | v8 | TRUE
https://raw.githubusercontent.com/mrc-ide/global-lmic-reports/master/AFG/projections.csv | 2020-12-25 | hospital_demand | 409.71 | 437.95 | 450.58 | 456.75 | 469.36 | 515.88 | Surged Pessimistic | Afghanistan | AFG | 2022-01-02 | v8 | TRUE
https://raw.githubusercontent.com/mrc-ide/global-lmic-reports/master/AFG/projections.csv | 2020-12-25 | ICU_demand | 164.31 | 175.07 | 179.6 | 181.84 | 185.92 | 204.42 | Surged Pessimistic | Afghanistan | AFG | 2022-01-02 | v8 | TRUE
https://raw.githubusercontent.com/mrc-ide/global-lmic-reports/master/AFG/projections.csv | 2020-12-25 | hospital_incidence | 37.73 | 40.9 | 42.69 | 42.95 | 44.96 | 49.67 | Surged Pessimistic | Afghanistan | AFG | 2022-01-02 | v8 | TRUE
https://raw.githubusercontent.com/mrc-ide/global-lmic-reports/master/AFG/projections.csv | 2020-12-25 | ICU_incidence | 10.78 | 11.69 | 12.2 | 12.28 | 12.85 | 14.2 | Surged Pessimistic | Afghanistan | AFG | 2022-01-02 | v8 | TRUE
https://raw.githubusercontent.com/mrc-ide/global-lmic-reports/master/AFG/projections.csv | 2020-12-25 | prevalence | 25408.25 | 27633.03 | 28852.37 | 28848.09 | 29797.88 | 32801.48 | Surged Pessimistic | Afghanistan | AFG | 2022-01-02 | v8 | TRUE
https://raw.githubusercontent.com/mrc-ide/global-lmic-reports/master/AFG/projections.csv | 2020-12-25 | cumulative_infections | 958936.34 | 1000473.57 | 1030706.57 | 1027301.36 | 1055130.16 | 1104664.08 | Surged Pessimistic | Afghanistan | AFG | 2022-01-02 | v8 | TRUE
https://raw.githubusercontent.com/mrc-ide/global-lmic-reports/master/AFG/projections.csv | 2020-12-25 | cumulative_deaths | 1891.1 | 1965.79 | 2028.73 | 2022.91 | 2076.21 | 2166.4 | Surged Pessimistic | Afghanistan | AFG | 2022-01-02 | v8 | TRUE
https://raw.githubusercontent.com/mrc-ide/global-lmic-reports/master/AFG/projections.csv | 2020-12-25 | Rt | 0.77 | 0.79 | 0.81 | 0.81 | 0.82 | 0.86 | Surged Pessimistic | Afghanistan | AFG | 2022-01-02 | v8 | TRUE
https://raw.githubusercontent.com/mrc-ide/global-lmic-reports/master/AFG/projections.csv | 2020-12-25 | Reff | 0.75 | 0.77 | 0.79 | 0.79 | 0.8 | 0.84 | Surged Pessimistic | Afghanistan | AFG | 2022-01-02 | v8 | TRUE
https://raw.githubusercontent.com/mrc-ide/global-lmic-reports/master/AFG/projections.csv | 2020-12-25 | infections | 3163.93 | 3407.56 | 3608.71 | 3602.15 | 3756.06 | 4001.58 | Surged Relax Interventions 50% | Afghanistan | AFG | 2022-01-02 | v8 | TRUE
https://raw.githubusercontent.com/mrc-ide/global-lmic-reports/master/AFG/projections.csv | 2020-12-25 | deaths | 11.09 | 11.79 | 12.07 | 12.23 | 12.48 | 13.79 | Surged Relax Interventions 50% | Afghanistan | AFG | 2022-01-02 | v8 | TRUE
https://raw.githubusercontent.com/mrc-ide/global-lmic-reports/master/AFG/projections.csv | 2020-12-25 | hospital_demand | 409.71 | 437.95 | 450.58 | 456.75 | 469.36 | 515.88 | Surged Relax Interventions 50% | Afghanistan | AFG | 2022-01-02 | v8 | TRUE
https://raw.githubusercontent.com/mrc-ide/global-lmic-reports/master/AFG/projections.csv | 2020-12-25 | ICU_demand | 164.31 | 175.07 | 179.6 | 181.84 | 185.92 | 204.42 | Surged Relax Interventions 50% | Afghanistan | AFG | 2022-01-02 | v8 | TRUE
https://raw.githubusercontent.com/mrc-ide/global-lmic-reports/master/AFG/projections.csv | 2020-12-25 | hospital_incidence | 37.73 | 40.9 | 42.69 | 42.95 | 44.96 | 49.67 | Surged Relax Interventions 50% | Afghanistan | AFG | 2022-01-02 | v8 | TRUE
https://raw.githubusercontent.com/mrc-ide/global-lmic-reports/master/AFG/projections.csv | 2020-12-25 | ICU_incidence | 10.78 | 11.69 | 12.2 | 12.28 | 12.85 | 14.2 | Surged Relax Interventions 50% | Afghanistan | AFG | 2022-01-02 | v8 | TRUE
https://raw.githubusercontent.com/mrc-ide/global-lmic-reports/master/AFG/projections.csv | 2020-12-25 | prevalence | 25408.25 | 27633.03 | 28852.37 | 28848.09 | 29797.88 | 32801.48 | Surged Relax Interventions 50% | Afghanistan | AFG | 2022-01-02 | v8 | TRUE
https://raw.githubusercontent.com/mrc-ide/global-lmic-reports/master/AFG/projections.csv | 2020-12-25 | cumulative_infections | 958936.34 | 1000473.57 | 1030706.57 | 1027301.36 | 1055130.16 | 1104664.08 | Surged Relax Interventions 50% | Afghanistan | AFG | 2022-01-02 | v8 | TRUE
https://raw.githubusercontent.com/mrc-ide/global-lmic-reports/master/AFG/projections.csv | 2020-12-25 | cumulative_deaths | 1891.1 | 1965.79 | 2028.73 | 2022.91 | 2076.21 | 2166.4 | Surged Relax Interventions 50% | Afghanistan | AFG | 2022-01-02 | v8 | TRUE
https://raw.githubusercontent.com/mrc-ide/global-lmic-reports/master/AFG/projections.csv | 2020-12-25 | Rt | 0.77 | 0.79 | 0.81 | 0.81 | 0.82 | 0.86 | Surged Relax Interventions 50% | Afghanistan | AFG | 2022-01-02 | v8 | TRUE
https://raw.githubusercontent.com/mrc-ide/global-lmic-reports/master/AFG/projections.csv | 2020-12-25 | Reff | 0.75 | 0.77 | 0.79 | 0.79 | 0.8 | 0.84 | Surged Relax Interventions 50% | Afghanistan | AFG | 2022-01-02 | v8 | TRUE
https://raw.githubusercontent.com/mrc-ide/global-lmic-reports/master/AFG/projections.csv | 2020-12-26 | infections | 3169.8 | 3404.01 | 3563.85 | 3575.11 | 3743.33 | 4151.36 | Additional 50% Reduction | Afghanistan | AFG | 2022-01-02 | v8 | TRUE
https://raw.githubusercontent.com/mrc-ide/global-lmic-reports/master/AFG/projections.csv | 2020-12-26 | deaths | 11.23 | 11.95 | 12.25 | 12.33 | 12.51 | 14.02 | Additional 50% Reduction | Afghanistan | AFG | 2022-01-02 | v8 | TRUE
https://raw.githubusercontent.com/mrc-ide/global-lmic-reports/master/AFG/projections.csv | 2020-12-26 | hospital_demand | 412.44 | 439.12 | 453.82 | 458.92 | 469.77 | 525.22 | Additional 50% Reduction | Afghanistan | AFG | 2022-01-02 | v8 | TRUE
https://raw.githubusercontent.com/mrc-ide/global-lmic-reports/master/AFG/projections.csv | 2020-12-26 | ICU_demand | 166.44 | 176.74 | 181.7 | 183.08 | 185.77 | 208.64 | Additional 50% Reduction | Afghanistan | AFG | 2022-01-02 | v8 | TRUE
https://raw.githubusercontent.com/mrc-ide/global-lmic-reports/master/AFG/projections.csv | 2020-12-26 | hospital_incidence | 37.51 | 40.83 | 42.27 | 42.7 | 44.97 | 48.73 | Additional 50% Reduction | Afghanistan | AFG | 2022-01-02 | v8 | TRUE
https://raw.githubusercontent.com/mrc-ide/global-lmic-reports/master/AFG/projections.csv | 2020-12-26 | ICU_incidence | 10.72 | 11.67 | 12.08 | 12.21 | 12.85 | 13.93 | Additional 50% Reduction | Afghanistan | AFG | 2022-01-02 | v8 | TRUE
https://raw.githubusercontent.com/mrc-ide/global-lmic-reports/master/AFG/projections.csv | 2020-12-26 | prevalence | 25462.76 | 27242.36 | 28213.05 | 28511.39 | 29876.76 | 32120.4 | Additional 50% Reduction | Afghanistan | AFG | 2022-01-02 | v8 | TRUE
https://raw.githubusercontent.com/mrc-ide/global-lmic-reports/master/AFG/projections.csv | 2020-12-26 | cumulative_infections | 965349.53 | 1006009.89 | 1035399.83 | 1041125.17 | 1055373.66 | 1157291.94 | Additional 50% Reduction | Afghanistan | AFG | 2022-01-02 | v8 | TRUE
https://raw.githubusercontent.com/mrc-ide/global-lmic-reports/master/AFG/projections.csv | 2020-12-26 | cumulative_deaths | 1894.43 | 2000.6 | 2054.7 | 2066.85 | 2107.33 | 2320.31 | Additional 50% Reduction | Afghanistan | AFG | 2022-01-02 | v8 | TRUE
https://raw.githubusercontent.com/mrc-ide/global-lmic-reports/master/AFG/projections.csv | 2020-12-26 | Rt | 0.75 | 0.77 | 0.79 | 0.8 | 0.81 | 0.86 | Additional 50% Reduction | Afghanistan | AFG | 2022-01-02 | v8 | TRUE
https://raw.githubusercontent.com/mrc-ide/global-lmic-reports/master/AFG/projections.csv | 2020-12-26 | Reff | 0.73 | 0.75 | 0.77 | 0.77 | 0.79 | 0.84 | Additional 50% Reduction | Afghanistan | AFG | 2022-01-02 | v8 | TRUE
https://raw.githubusercontent.com/mrc-ide/global-lmic-reports/master/AFG/projections.csv | 2020-12-26 | infections | 3169.8 | 3404.01 | 3563.85 | 3575.11 | 3743.33 | 4151.36 | Maintain Status Quo | Afghanistan | AFG | 2022-01-02 | v8 | TRUE
https://raw.githubusercontent.com/mrc-ide/global-lmic-reports/master/AFG/projections.csv | 2020-12-26 | deaths | 11.23 | 11.95 | 12.25 | 12.33 | 12.51 | 14.02 | Maintain Status Quo | Afghanistan | AFG | 2022-01-02 | v8 | TRUE
https://raw.githubusercontent.com/mrc-ide/global-lmic-reports/master/AFG/projections.csv | 2020-12-26 | hospital_demand | 412.44 | 439.12 | 453.82 | 458.92 | 469.77 | 525.22 | Maintain Status Quo | Afghanistan | AFG | 2022-01-02 | v8 | TRUE
https://raw.githubusercontent.com/mrc-ide/global-lmic-reports/master/AFG/projections.csv | 2020-12-26 | ICU_demand | 166.44 | 176.74 | 181.7 | 183.08 | 185.77 | 208.64 | Maintain Status Quo | Afghanistan | AFG | 2022-01-02 | v8 | TRUE
https://raw.githubusercontent.com/mrc-ide/global-lmic-reports/master/AFG/projections.csv | 2020-12-26 | hospital_incidence | 37.51 | 40.83 | 42.27 | 42.7 | 44.97 | 48.73 | Maintain Status Quo | Afghanistan | AFG | 2022-01-02 | v8 | TRUE
https://raw.githubusercontent.com/mrc-ide/global-lmic-reports/master/AFG/projections.csv | 2020-12-26 | ICU_incidence | 10.72 | 11.67 | 12.08 | 12.21 | 12.85 | 13.93 | Maintain Status Quo | Afghanistan | AFG | 2022-01-02 | v8 | TRUE
https://raw.githubusercontent.com/mrc-ide/global-lmic-reports/master/AFG/projections.csv | 2020-12-26 | prevalence | 25462.76 | 27242.36 | 28213.05 | 28511.39 | 29876.76 | 32120.4 | Maintain Status Quo | Afghanistan | AFG | 2022-01-02 | v8 | TRUE
https://raw.githubusercontent.com/mrc-ide/global-lmic-reports/master/AFG/projections.csv | 2020-12-26 | cumulative_infections | 965349.53 | 1006009.89 | 1035399.83 | 1041125.17 | 1055373.66 | 1157291.94 | Maintain Status Quo | Afghanistan | AFG | 2022-01-02 | v8 | TRUE
https://raw.githubusercontent.com/mrc-ide/global-lmic-reports/master/AFG/projections.csv | 2020-12-26 | cumulative_deaths | 1894.43 | 2000.6 | 2054.7 | 2066.85 | 2107.33 | 2320.31 | Maintain Status Quo | Afghanistan | AFG | 2022-01-02 | v8 | TRUE
https://raw.githubusercontent.com/mrc-ide/global-lmic-reports/master/AFG/projections.csv | 2020-12-26 | Rt | 0.75 | 0.77 | 0.79 | 0.8 | 0.81 | 0.86 | Maintain Status Quo | Afghanistan | AFG | 2022-01-02 | v8 | TRUE
https://raw.githubusercontent.com/mrc-ide/global-lmic-reports/master/AFG/projections.csv | 2020-12-26 | Reff | 0.73 | 0.75 | 0.77 | 0.77 | 0.79 | 0.84 | Maintain Status Quo | Afghanistan | AFG | 2022-01-02 | v8 | TRUE
https://raw.githubusercontent.com/mrc-ide/global-lmic-reports/master/AFG/projections.csv | 2020-12-26 | infections | 3169.8 | 3404.01 | 3563.85 | 3575.11 | 3743.33 | 4151.36 | Optimistic | Afghanistan | AFG | 2022-01-02 | v8 | TRUE
https://raw.githubusercontent.com/mrc-ide/global-lmic-reports/master/AFG/projections.csv | 2020-12-26 | deaths | 11.23 | 11.95 | 12.25 | 12.33 | 12.51 | 14.02 | Optimistic | Afghanistan | AFG | 2022-01-02 | v8 | TRUE
https://raw.githubusercontent.com/mrc-ide/global-lmic-reports/master/AFG/projections.csv | 2020-12-26 | hospital_demand | 412.44 | 439.12 | 453.82 | 458.92 | 469.77 | 525.22 | Optimistic | Afghanistan | AFG | 2022-01-02 | v8 | TRUE
https://raw.githubusercontent.com/mrc-ide/global-lmic-reports/master/AFG/projections.csv | 2020-12-26 | ICU_demand | 166.44 | 176.74 | 181.7 | 183.08 | 185.77 | 208.64 | Optimistic | Afghanistan | AFG | 2022-01-02 | v8 | TRUE
https://raw.githubusercontent.com/mrc-ide/global-lmic-reports/master/AFG/projections.csv | 2020-12-26 | hospital_incidence | 37.51 | 40.83 | 42.27 | 42.7 | 44.97 | 48.73 | Optimistic | Afghanistan | AFG | 2022-01-02 | v8 | TRUE
https://raw.githubusercontent.com/mrc-ide/global-lmic-reports/master/AFG/projections.csv | 2020-12-26 | ICU_incidence | 10.72 | 11.67 | 12.08 | 12.21 | 12.85 | 13.93 | Optimistic | Afghanistan | AFG | 2022-01-02 | v8 | TRUE
https://raw.githubusercontent.com/mrc-ide/global-lmic-reports/master/AFG/projections.csv | 2020-12-26 | prevalence | 25462.76 | 27242.36 | 28213.05 | 28511.39 | 29876.76 | 32120.4 | Optimistic | Afghanistan | AFG | 2022-01-02 | v8 | TRUE
https://raw.githubusercontent.com/mrc-ide/global-lmic-reports/master/AFG/projections.csv | 2020-12-26 | cumulative_infections | 965349.53 | 1006009.89 | 1035399.83 | 1041125.17 | 1055373.66 | 1157291.94 | Optimistic | Afghanistan | AFG | 2022-01-02 | v8 | TRUE
https://raw.githubusercontent.com/mrc-ide/global-lmic-reports/master/AFG/projections.csv | 2020-12-26 | cumulative_deaths | 1894.43 | 2000.6 | 2054.7 | 2066.85 | 2107.33 | 2320.31 | Optimistic | Afghanistan | AFG | 2022-01-02 | v8 | TRUE
https://raw.githubusercontent.com/mrc-ide/global-lmic-reports/master/AFG/projections.csv | 2020-12-26 | Rt | 0.75 | 0.77 | 0.79 | 0.8 | 0.81 | 0.86 | Optimistic | Afghanistan | AFG | 2022-01-02 | v8 | TRUE
https://raw.githubusercontent.com/mrc-ide/global-lmic-reports/master/AFG/projections.csv | 2020-12-26 | Reff | 0.73 | 0.75 | 0.77 | 0.77 | 0.79 | 0.84 | Optimistic | Afghanistan | AFG | 2022-01-02 | v8 | TRUE
https://raw.githubusercontent.com/mrc-ide/global-lmic-reports/master/AFG/projections.csv | 2020-12-26 | infections | 3169.8 | 3404.01 | 3563.85 | 3575.11 | 3743.33 | 4151.36 | Pessimistic | Afghanistan | AFG | 2022-01-02 | v8 | TRUE
https://raw.githubusercontent.com/mrc-ide/global-lmic-reports/master/AFG/projections.csv | 2020-12-26 | deaths | 11.23 | 11.95 | 12.25 | 12.33 | 12.51 | 14.02 | Pessimistic | Afghanistan | AFG | 2022-01-02 | v8 | TRUE
https://raw.githubusercontent.com/mrc-ide/global-lmic-reports/master/AFG/projections.csv | 2020-12-26 | hospital_demand | 412.44 | 439.12 | 453.82 | 458.92 | 469.77 | 525.22 | Pessimistic | Afghanistan | AFG | 2022-01-02 | v8 | TRUE
https://raw.githubusercontent.com/mrc-ide/global-lmic-reports/master/AFG/projections.csv | 2020-12-26 | ICU_demand | 166.44 | 176.74 | 181.7 | 183.08 | 185.77 | 208.64 | Pessimistic | Afghanistan | AFG | 2022-01-02 | v8 | TRUE
https://raw.githubusercontent.com/mrc-ide/global-lmic-reports/master/AFG/projections.csv | 2020-12-26 | hospital_incidence | 37.51 | 40.83 | 42.27 | 42.7 | 44.97 | 48.73 | Pessimistic | Afghanistan | AFG | 2022-01-02 | v8 | TRUE
https://raw.githubusercontent.com/mrc-ide/global-lmic-reports/master/AFG/projections.csv | 2020-12-26 | ICU_incidence | 10.72 | 11.67 | 12.08 | 12.21 | 12.85 | 13.93 | Pessimistic | Afghanistan | AFG | 2022-01-02 | v8 | TRUE
https://raw.githubusercontent.com/mrc-ide/global-lmic-reports/master/AFG/projections.csv | 2020-12-26 | prevalence | 25462.76 | 27242.36 | 28213.05 | 28511.39 | 29876.76 | 32120.4 | Pessimistic | Afghanistan | AFG | 2022-01-02 | v8 | TRUE
https://raw.githubusercontent.com/mrc-ide/global-lmic-reports/master/AFG/projections.csv | 2020-12-26 | cumulative_infections | 965349.53 | 1006009.89 | 1035399.83 | 1041125.17 | 1055373.66 | 1157291.94 | Pessimistic | Afghanistan | AFG | 2022-01-02 | v8 | TRUE
https://raw.githubusercontent.com/mrc-ide/global-lmic-reports/master/AFG/projections.csv | 2020-12-26 | cumulative_deaths | 1894.43 | 2000.6 | 2054.7 | 2066.85 | 2107.33 | 2320.31 | Pessimistic | Afghanistan | AFG | 2022-01-02 | v8 | TRUE
https://raw.githubusercontent.com/mrc-ide/global-lmic-reports/master/AFG/projections.csv | 2020-12-26 | Rt | 0.75 | 0.77 | 0.79 | 0.8 | 0.81 | 0.86 | Pessimistic | Afghanistan | AFG | 2022-01-02 | v8 | TRUE
https://raw.githubusercontent.com/mrc-ide/global-lmic-reports/master/AFG/projections.csv | 2020-12-26 | Reff | 0.73 | 0.75 | 0.77 | 0.77 | 0.79 | 0.84 | Pessimistic | Afghanistan | AFG | 2022-01-02 | v8 | TRUE
https://raw.githubusercontent.com/mrc-ide/global-lmic-reports/master/AFG/projections.csv | 2020-12-26 | infections | 3169.8 | 3404.01 | 3563.85 | 3575.11 | 3743.33 | 4151.36 | Relax Interventions 50% | Afghanistan | AFG | 2022-01-02 | v8 | TRUE
https://raw.githubusercontent.com/mrc-ide/global-lmic-reports/master/AFG/projections.csv | 2020-12-26 | deaths | 11.23 | 11.95 | 12.25 | 12.33 | 12.51 | 14.02 | Relax Interventions 50% | Afghanistan | AFG | 2022-01-02 | v8 | TRUE
https://raw.githubusercontent.com/mrc-ide/global-lmic-reports/master/AFG/projections.csv | 2020-12-26 | hospital_demand | 412.44 | 439.12 | 453.82 | 458.92 | 469.77 | 525.22 | Relax Interventions 50% | Afghanistan | AFG | 2022-01-02 | v8 | TRUE
https://raw.githubusercontent.com/mrc-ide/global-lmic-reports/master/AFG/projections.csv | 2020-12-26 | ICU_demand | 166.44 | 176.74 | 181.7 | 183.08 | 185.77 | 208.64 | Relax Interventions 50% | Afghanistan | AFG | 2022-01-02 | v8 | TRUE
https://raw.githubusercontent.com/mrc-ide/global-lmic-reports/master/AFG/projections.csv | 2020-12-26 | hospital_incidence | 37.51 | 40.83 | 42.27 | 42.7 | 44.97 | 48.73 | Relax Interventions 50% | Afghanistan | AFG | 2022-01-02 | v8 | TRUE
https://raw.githubusercontent.com/mrc-ide/global-lmic-reports/master/AFG/projections.csv | 2020-12-26 | ICU_incidence | 10.72 | 11.67 | 12.08 | 12.21 | 12.85 | 13.93 | Relax Interventions 50% | Afghanistan | AFG | 2022-01-02 | v8 | TRUE
https://raw.githubusercontent.com/mrc-ide/global-lmic-reports/master/AFG/projections.csv | 2020-12-26 | prevalence | 25462.76 | 27242.36 | 28213.05 | 28511.39 | 29876.76 | 32120.4 | Relax Interventions 50% | Afghanistan | AFG | 2022-01-02 | v8 | TRUE
https://raw.githubusercontent.com/mrc-ide/global-lmic-reports/master/AFG/projections.csv | 2020-12-26 | cumulative_infections | 965349.53 | 1006009.89 | 1035399.83 | 1041125.17 | 1055373.66 | 1157291.94 | Relax Interventions 50% | Afghanistan | AFG | 2022-01-02 | v8 | TRUE
https://raw.githubusercontent.com/mrc-ide/global-lmic-reports/master/AFG/projections.csv | 2020-12-26 | cumulative_deaths | 1894.43 | 2000.6 | 2054.7 | 2066.85 | 2107.33 | 2320.31 | Relax Interventions 50% | Afghanistan | AFG | 2022-01-02 | v8 | TRUE
https://raw.githubusercontent.com/mrc-ide/global-lmic-reports/master/AFG/projections.csv | 2020-12-26 | Rt | 0.75 | 0.77 | 0.79 | 0.8 | 0.81 | 0.86 | Relax Interventions 50% | Afghanistan | AFG | 2022-01-02 | v8 | TRUE
https://raw.githubusercontent.com/mrc-ide/global-lmic-reports/master/AFG/projections.csv | 2020-12-26 | Reff | 0.73 | 0.75 | 0.77 | 0.77 | 0.79 | 0.84 | Relax Interventions 50% | Afghanistan | AFG | 2022-01-02 | v8 | TRUE
https://raw.githubusercontent.com/mrc-ide/global-lmic-reports/master/AFG/projections.csv | 2020-12-26 | infections | 3066.58 | 3305.44 | 3511.91 | 3505.27 | 3682.06 | 3913.97 | Surged Additional 50% Reduction | Afghanistan | AFG | 2022-01-02 | v8 | TRUE
https://raw.githubusercontent.com/mrc-ide/global-lmic-reports/master/AFG/projections.csv | 2020-12-26 | deaths | 10.94 | 11.67 | 11.93 | 12.1 | 12.36 | 13.62 | Surged Additional 50% Reduction | Afghanistan | AFG | 2022-01-02 | v8 | TRUE
https://raw.githubusercontent.com/mrc-ide/global-lmic-reports/master/AFG/projections.csv | 2020-12-26 | hospital_demand | 402.28 | 431.2 | 444.34 | 449.61 | 463.95 | 509.3 | Surged Additional 50% Reduction | Afghanistan | AFG | 2022-01-02 | v8 | TRUE
https://raw.githubusercontent.com/mrc-ide/global-lmic-reports/master/AFG/projections.csv | 2020-12-26 | ICU_demand | 161.92 | 172.83 | 177.39 | 179.61 | 183.84 | 202.01 | Surged Additional 50% Reduction | Afghanistan | AFG | 2022-01-02 | v8 | TRUE
https://raw.githubusercontent.com/mrc-ide/global-lmic-reports/master/AFG/projections.csv | 2020-12-26 | hospital_incidence | 36.61 | 39.65 | 41.54 | 41.73 | 43.53 | 48.09 | Surged Additional 50% Reduction | Afghanistan | AFG | 2022-01-02 | v8 | TRUE
https://raw.githubusercontent.com/mrc-ide/global-lmic-reports/master/AFG/projections.csv | 2020-12-26 | ICU_incidence | 10.47 | 11.34 | 11.87 | 11.93 | 12.44 | 13.75 | Surged Additional 50% Reduction | Afghanistan | AFG | 2022-01-02 | v8 | TRUE
https://raw.githubusercontent.com/mrc-ide/global-lmic-reports/master/AFG/projections.csv | 2020-12-26 | prevalence | 24581.78 | 26636.97 | 28000.97 | 27901.16 | 28907.61 | 31703.75 | Surged Additional 50% Reduction | Afghanistan | AFG | 2022-01-02 | v8 | TRUE
https://raw.githubusercontent.com/mrc-ide/global-lmic-reports/master/AFG/projections.csv | 2020-12-26 | cumulative_infections | 962049.26 | 1003818.76 | 1034127.83 | 1030806.63 | 1058828.84 | 1108406.2 | Surged Additional 50% Reduction | Afghanistan | AFG | 2022-01-02 | v8 | TRUE
https://raw.githubusercontent.com/mrc-ide/global-lmic-reports/master/AFG/projections.csv | 2020-12-26 | cumulative_deaths | 1902.52 | 1977.98 | 2040.85 | 2035.01 | 2088.99 | 2179.44 | Surged Additional 50% Reduction | Afghanistan | AFG | 2022-01-02 | v8 | TRUE
https://raw.githubusercontent.com/mrc-ide/global-lmic-reports/master/AFG/projections.csv | 2020-12-26 | Rt | 0.76 | 0.78 | 0.8 | 0.8 | 0.81 | 0.84 | Surged Additional 50% Reduction | Afghanistan | AFG | 2022-01-02 | v8 | TRUE
https://raw.githubusercontent.com/mrc-ide/global-lmic-reports/master/AFG/projections.csv | 2020-12-26 | Reff | 0.74 | 0.76 | 0.78 | 0.78 | 0.79 | 0.82 | Surged Additional 50% Reduction | Afghanistan | AFG | 2022-01-02 | v8 | TRUE
https://raw.githubusercontent.com/mrc-ide/global-lmic-reports/master/AFG/projections.csv | 2020-12-26 | infections | 3066.58 | 3305.44 | 3511.91 | 3505.27 | 3682.06 | 3913.97 | Surged Maintain Status Quo | Afghanistan | AFG | 2022-01-02 | v8 | TRUE
https://raw.githubusercontent.com/mrc-ide/global-lmic-reports/master/AFG/projections.csv | 2020-12-26 | deaths | 10.94 | 11.67 | 11.93 | 12.1 | 12.36 | 13.62 | Surged Maintain Status Quo | Afghanistan | AFG | 2022-01-02 | v8 | TRUE
https://raw.githubusercontent.com/mrc-ide/global-lmic-reports/master/AFG/projections.csv | 2020-12-26 | hospital_demand | 402.28 | 431.2 | 444.34 | 449.61 | 463.95 | 509.3 | Surged Maintain Status Quo | Afghanistan | AFG | 2022-01-02 | v8 | TRUE
https://raw.githubusercontent.com/mrc-ide/global-lmic-reports/master/AFG/projections.csv | 2020-12-26 | ICU_demand | 161.92 | 172.83 | 177.39 | 179.61 | 183.84 | 202.01 | Surged Maintain Status Quo | Afghanistan | AFG | 2022-01-02 | v8 | TRUE
https://raw.githubusercontent.com/mrc-ide/global-lmic-reports/master/AFG/projections.csv | 2020-12-26 | hospital_incidence | 36.61 | 39.65 | 41.54 | 41.73 | 43.53 | 48.09 | Surged Maintain Status Quo | Afghanistan | AFG | 2022-01-02 | v8 | TRUE
https://raw.githubusercontent.com/mrc-ide/global-lmic-reports/master/AFG/projections.csv | 2020-12-26 | ICU_incidence | 10.47 | 11.34 | 11.87 | 11.93 | 12.44 | 13.75 | Surged Maintain Status Quo | Afghanistan | AFG | 2022-01-02 | v8 | TRUE
https://raw.githubusercontent.com/mrc-ide/global-lmic-reports/master/AFG/projections.csv | 2020-12-26 | prevalence | 24581.78 | 26636.97 | 28000.97 | 27901.16 | 28907.61 | 31703.75 | Surged Maintain Status Quo | Afghanistan | AFG | 2022-01-02 | v8 | TRUE
https://raw.githubusercontent.com/mrc-ide/global-lmic-reports/master/AFG/projections.csv | 2020-12-26 | cumulative_infections | 962049.26 | 1003818.76 | 1034127.83 | 1030806.63 | 1058828.84 | 1108406.2 | Surged Maintain Status Quo | Afghanistan | AFG | 2022-01-02 | v8 | TRUE
https://raw.githubusercontent.com/mrc-ide/global-lmic-reports/master/AFG/projections.csv | 2020-12-26 | cumulative_deaths | 1902.52 | 1977.98 | 2040.85 | 2035.01 | 2088.99 | 2179.44 | Surged Maintain Status Quo | Afghanistan | AFG | 2022-01-02 | v8 | TRUE
https://raw.githubusercontent.com/mrc-ide/global-lmic-reports/master/AFG/projections.csv | 2020-12-26 | Rt | 0.76 | 0.78 | 0.8 | 0.8 | 0.81 | 0.84 | Surged Maintain Status Quo | Afghanistan | AFG | 2022-01-02 | v8 | TRUE
https://raw.githubusercontent.com/mrc-ide/global-lmic-reports/master/AFG/projections.csv | 2020-12-26 | Reff | 0.74 | 0.76 | 0.78 | 0.78 | 0.79 | 0.82 | Surged Maintain Status Quo | Afghanistan | AFG | 2022-01-02 | v8 | TRUE
https://raw.githubusercontent.com/mrc-ide/global-lmic-reports/master/AFG/projections.csv | 2020-12-26 | infections | 3066.58 | 3305.44 | 3511.91 | 3505.27 | 3682.06 | 3913.97 | Surged Optimistic | Afghanistan | AFG | 2022-01-02 | v8 | TRUE
https://raw.githubusercontent.com/mrc-ide/global-lmic-reports/master/AFG/projections.csv | 2020-12-26 | deaths | 10.94 | 11.67 | 11.93 | 12.1 | 12.36 | 13.62 | Surged Optimistic | Afghanistan | AFG | 2022-01-02 | v8 | TRUE
https://raw.githubusercontent.com/mrc-ide/global-lmic-reports/master/AFG/projections.csv | 2020-12-26 | hospital_demand | 402.28 | 431.2 | 444.34 | 449.61 | 463.95 | 509.3 | Surged Optimistic | Afghanistan | AFG | 2022-01-02 | v8 | TRUE
https://raw.githubusercontent.com/mrc-ide/global-lmic-reports/master/AFG/projections.csv | 2020-12-26 | ICU_demand | 161.92 | 172.83 | 177.39 | 179.61 | 183.84 | 202.01 | Surged Optimistic | Afghanistan | AFG | 2022-01-02 | v8 | TRUE
https://raw.githubusercontent.com/mrc-ide/global-lmic-reports/master/AFG/projections.csv | 2020-12-26 | hospital_incidence | 36.61 | 39.65 | 41.54 | 41.73 | 43.53 | 48.09 | Surged Optimistic | Afghanistan | AFG | 2022-01-02 | v8 | TRUE
https://raw.githubusercontent.com/mrc-ide/global-lmic-reports/master/AFG/projections.csv | 2020-12-26 | ICU_incidence | 10.47 | 11.34 | 11.87 | 11.93 | 12.44 | 13.75 | Surged Optimistic | Afghanistan | AFG | 2022-01-02 | v8 | TRUE
https://raw.githubusercontent.com/mrc-ide/global-lmic-reports/master/AFG/projections.csv | 2020-12-26 | prevalence | 24581.78 | 26636.97 | 28000.97 | 27901.16 | 28907.61 | 31703.75 | Surged Optimistic | Afghanistan | AFG | 2022-01-02 | v8 | TRUE
https://raw.githubusercontent.com/mrc-ide/global-lmic-reports/master/AFG/projections.csv | 2020-12-26 | cumulative_infections | 962049.26 | 1003818.76 | 1034127.83 | 1030806.63 | 1058828.84 | 1108406.2 | Surged Optimistic | Afghanistan | AFG | 2022-01-02 | v8 | TRUE
https://raw.githubusercontent.com/mrc-ide/global-lmic-reports/master/AFG/projections.csv | 2020-12-26 | cumulative_deaths | 1902.52 | 1977.98 | 2040.85 | 2035.01 | 2088.99 | 2179.44 | Surged Optimistic | Afghanistan | AFG | 2022-01-02 | v8 | TRUE
https://raw.githubusercontent.com/mrc-ide/global-lmic-reports/master/AFG/projections.csv | 2020-12-26 | Rt | 0.76 | 0.78 | 0.8 | 0.8 | 0.81 | 0.84 | Surged Optimistic | Afghanistan | AFG | 2022-01-02 | v8 | TRUE
https://raw.githubusercontent.com/mrc-ide/global-lmic-reports/master/AFG/projections.csv | 2020-12-26 | Reff | 0.74 | 0.76 | 0.78 | 0.78 | 0.79 | 0.82 | Surged Optimistic | Afghanistan | AFG | 2022-01-02 | v8 | TRUE
https://raw.githubusercontent.com/mrc-ide/global-lmic-reports/master/AFG/projections.csv | 2020-12-26 | infections | 3066.58 | 3305.44 | 3511.91 | 3505.27 | 3682.06 | 3913.97 | Surged Pessimistic | Afghanistan | AFG | 2022-01-02 | v8 | TRUE
https://raw.githubusercontent.com/mrc-ide/global-lmic-reports/master/AFG/projections.csv | 2020-12-26 | deaths | 10.94 | 11.67 | 11.93 | 12.1 | 12.36 | 13.62 | Surged Pessimistic | Afghanistan | AFG | 2022-01-02 | v8 | TRUE
https://raw.githubusercontent.com/mrc-ide/global-lmic-reports/master/AFG/projections.csv | 2020-12-26 | hospital_demand | 402.28 | 431.2 | 444.34 | 449.61 | 463.95 | 509.3 | Surged Pessimistic | Afghanistan | AFG | 2022-01-02 | v8 | TRUE
https://raw.githubusercontent.com/mrc-ide/global-lmic-reports/master/AFG/projections.csv | 2020-12-26 | ICU_demand | 161.92 | 172.83 | 177.39 | 179.61 | 183.84 | 202.01 | Surged Pessimistic | Afghanistan | AFG | 2022-01-02 | v8 | TRUE
https://raw.githubusercontent.com/mrc-ide/global-lmic-reports/master/AFG/projections.csv | 2020-12-26 | hospital_incidence | 36.61 | 39.65 | 41.54 | 41.73 | 43.53 | 48.09 | Surged Pessimistic | Afghanistan | AFG | 2022-01-02 | v8 | TRUE
https://raw.githubusercontent.com/mrc-ide/global-lmic-reports/master/AFG/projections.csv | 2020-12-26 | ICU_incidence | 10.47 | 11.34 | 11.87 | 11.93 | 12.44 | 13.75 | Surged Pessimistic | Afghanistan | AFG | 2022-01-02 | v8 | TRUE
https://raw.githubusercontent.com/mrc-ide/global-lmic-reports/master/AFG/projections.csv | 2020-12-26 | prevalence | 24581.78 | 26636.97 | 28000.97 | 27901.16 | 28907.61 | 31703.75 | Surged Pessimistic | Afghanistan | AFG | 2022-01-02 | v8 | TRUE
https://raw.githubusercontent.com/mrc-ide/global-lmic-reports/master/AFG/projections.csv | 2020-12-26 | cumulative_infections | 962049.26 | 1003818.76 | 1034127.83 | 1030806.63 | 1058828.84 | 1108406.2 | Surged Pessimistic | Afghanistan | AFG | 2022-01-02 | v8 | TRUE
https://raw.githubusercontent.com/mrc-ide/global-lmic-reports/master/AFG/projections.csv | 2020-12-26 | cumulative_deaths | 1902.52 | 1977.98 | 2040.85 | 2035.01 | 2088.99 | 2179.44 | Surged Pessimistic | Afghanistan | AFG | 2022-01-02 | v8 | TRUE
https://raw.githubusercontent.com/mrc-ide/global-lmic-reports/master/AFG/projections.csv | 2020-12-26 | Rt | 0.76 | 0.78 | 0.8 | 0.8 | 0.81 | 0.84 | Surged Pessimistic | Afghanistan | AFG | 2022-01-02 | v8 | TRUE
https://raw.githubusercontent.com/mrc-ide/global-lmic-reports/master/AFG/projections.csv | 2020-12-26 | Reff | 0.74 | 0.76 | 0.78 | 0.78 | 0.79 | 0.82 | Surged Pessimistic | Afghanistan | AFG | 2022-01-02 | v8 | TRUE
https://raw.githubusercontent.com/mrc-ide/global-lmic-reports/master/AFG/projections.csv | 2020-12-26 | infections | 3066.58 | 3305.44 | 3511.91 | 3505.27 | 3682.06 | 3913.97 | Surged Relax Interventions 50% | Afghanistan | AFG | 2022-01-02 | v8 | TRUE
https://raw.githubusercontent.com/mrc-ide/global-lmic-reports/master/AFG/projections.csv | 2020-12-26 | deaths | 10.94 | 11.67 | 11.93 | 12.1 | 12.36 | 13.62 | Surged Relax Interventions 50% | Afghanistan | AFG | 2022-01-02 | v8 | TRUE
https://raw.githubusercontent.com/mrc-ide/global-lmic-reports/master/AFG/projections.csv | 2020-12-26 | hospital_demand | 402.28 | 431.2 | 444.34 | 449.61 | 463.95 | 509.3 | Surged Relax Interventions 50% | Afghanistan | AFG | 2022-01-02 | v8 | TRUE
https://raw.githubusercontent.com/mrc-ide/global-lmic-reports/master/AFG/projections.csv | 2020-12-26 | ICU_demand | 161.92 | 172.83 | 177.39 | 179.61 | 183.84 | 202.01 | Surged Relax Interventions 50% | Afghanistan | AFG | 2022-01-02 | v8 | TRUE
https://raw.githubusercontent.com/mrc-ide/global-lmic-reports/master/AFG/projections.csv | 2020-12-26 | hospital_incidence | 36.61 | 39.65 | 41.54 | 41.73 | 43.53 | 48.09 | Surged Relax Interventions 50% | Afghanistan | AFG | 2022-01-02 | v8 | TRUE
https://raw.githubusercontent.com/mrc-ide/global-lmic-reports/master/AFG/projections.csv | 2020-12-26 | ICU_incidence | 10.47 | 11.34 | 11.87 | 11.93 | 12.44 | 13.75 | Surged Relax Interventions 50% | Afghanistan | AFG | 2022-01-02 | v8 | TRUE
https://raw.githubusercontent.com/mrc-ide/global-lmic-reports/master/AFG/projections.csv | 2020-12-26 | prevalence | 24581.78 | 26636.97 | 28000.97 | 27901.16 | 28907.61 | 31703.75 | Surged Relax Interventions 50% | Afghanistan | AFG | 2022-01-02 | v8 | TRUE
https://raw.githubusercontent.com/mrc-ide/global-lmic-reports/master/AFG/projections.csv | 2020-12-26 | cumulative_infections | 962049.26 | 1003818.76 | 1034127.83 | 1030806.63 | 1058828.84 | 1108406.2 | Surged Relax Interventions 50% | Afghanistan | AFG | 2022-01-02 | v8 | TRUE
https://raw.githubusercontent.com/mrc-ide/global-lmic-reports/master/AFG/projections.csv | 2020-12-26 | cumulative_deaths | 1902.52 | 1977.98 | 2040.85 | 2035.01 | 2088.99 | 2179.44 | Surged Relax Interventions 50% | Afghanistan | AFG | 2022-01-02 | v8 | TRUE
https://raw.githubusercontent.com/mrc-ide/global-lmic-reports/master/AFG/projections.csv | 2020-12-26 | Rt | 0.76 | 0.78 | 0.8 | 0.8 | 0.81 | 0.84 | Surged Relax Interventions 50% | Afghanistan | AFG | 2022-01-02 | v8 | TRUE
https://raw.githubusercontent.com/mrc-ide/global-lmic-reports/master/AFG/projections.csv | 2020-12-26 | Reff | 0.74 | 0.76 | 0.78 | 0.78 | 0.79 | 0.82 | Surged Relax Interventions 50% | Afghanistan | AFG | 2022-01-02 | v8 | TRUE
https://raw.githubusercontent.com/mrc-ide/global-lmic-reports/master/AFG/projections.csv | 2020-12-27 | infections | 3033.17 | 3243.32 | 3402.53 | 3412.08 | 3562.69 | 3997.3 | Additional 50% Reduction | Afghanistan | AFG | 2022-01-02 | v8 | TRUE
https://raw.githubusercontent.com/mrc-ide/global-lmic-reports/master/AFG/projections.csv | 2020-12-27 | deaths | 11.07 | 11.79 | 12.11 | 12.18 | 12.36 | 13.87 | Additional 50% Reduction | Afghanistan | AFG | 2022-01-02 | v8 | TRUE
https://raw.githubusercontent.com/mrc-ide/global-lmic-reports/master/AFG/projections.csv | 2020-12-27 | hospital_demand | 404.05 | 431.6 | 445.82 | 451.19 | 463.39 | 516.65 | Additional 50% Reduction | Afghanistan | AFG | 2022-01-02 | v8 | TRUE
https://raw.githubusercontent.com/mrc-ide/global-lmic-reports/master/AFG/projections.csv | 2020-12-27 | ICU_demand | 163.72 | 173.84 | 178.81 | 180.64 | 183.59 | 206.01 | Additional 50% Reduction | Afghanistan | AFG | 2022-01-02 | v8 | TRUE
https://raw.githubusercontent.com/mrc-ide/global-lmic-reports/master/AFG/projections.csv | 2020-12-27 | hospital_incidence | 36.52 | 39.56 | 41.09 | 41.43 | 43.58 | 47.08 | Additional 50% Reduction | Afghanistan | AFG | 2022-01-02 | v8 | TRUE
https://raw.githubusercontent.com/mrc-ide/global-lmic-reports/master/AFG/projections.csv | 2020-12-27 | ICU_incidence | 10.44 | 11.31 | 11.75 | 11.84 | 12.46 | 13.46 | Additional 50% Reduction | Afghanistan | AFG | 2022-01-02 | v8 | TRUE
https://raw.githubusercontent.com/mrc-ide/global-lmic-reports/master/AFG/projections.csv | 2020-12-27 | prevalence | 24509.69 | 26225.13 | 27270.56 | 27515.55 | 28747.98 | 31048.05 | Additional 50% Reduction | Afghanistan | AFG | 2022-01-02 | v8 | TRUE
https://raw.githubusercontent.com/mrc-ide/global-lmic-reports/master/AFG/projections.csv | 2020-12-27 | cumulative_infections | 968816.58 | 1009321.52 | 1039640.84 | 1044537.25 | 1059028.64 | 1160740.76 | Additional 50% Reduction | Afghanistan | AFG | 2022-01-02 | v8 | TRUE
https://raw.githubusercontent.com/mrc-ide/global-lmic-reports/master/AFG/projections.csv | 2020-12-27 | cumulative_deaths | 1906.37 | 2012.56 | 2067.21 | 2079.03 | 2118.81 | 2333.91 | Additional 50% Reduction | Afghanistan | AFG | 2022-01-02 | v8 | TRUE
https://raw.githubusercontent.com/mrc-ide/global-lmic-reports/master/AFG/projections.csv | 2020-12-27 | Rt | 0.78 | 0.79 | 0.82 | 0.82 | 0.83 | 0.89 | Additional 50% Reduction | Afghanistan | AFG | 2022-01-02 | v8 | TRUE
https://raw.githubusercontent.com/mrc-ide/global-lmic-reports/master/AFG/projections.csv | 2020-12-27 | Reff | 0.75 | 0.77 | 0.79 | 0.8 | 0.81 | 0.87 | Additional 50% Reduction | Afghanistan | AFG | 2022-01-02 | v8 | TRUE
https://raw.githubusercontent.com/mrc-ide/global-lmic-reports/master/AFG/projections.csv | 2020-12-27 | infections | 3033.17 | 3243.32 | 3402.53 | 3412.08 | 3562.69 | 3997.3 | Maintain Status Quo | Afghanistan | AFG | 2022-01-02 | v8 | TRUE
https://raw.githubusercontent.com/mrc-ide/global-lmic-reports/master/AFG/projections.csv | 2020-12-27 | deaths | 11.07 | 11.79 | 12.11 | 12.18 | 12.36 | 13.87 | Maintain Status Quo | Afghanistan | AFG | 2022-01-02 | v8 | TRUE
https://raw.githubusercontent.com/mrc-ide/global-lmic-reports/master/AFG/projections.csv | 2020-12-27 | hospital_demand | 404.05 | 431.6 | 445.82 | 451.19 | 463.39 | 516.65 | Maintain Status Quo | Afghanistan | AFG | 2022-01-02 | v8 | TRUE
https://raw.githubusercontent.com/mrc-ide/global-lmic-reports/master/AFG/projections.csv | 2020-12-27 | ICU_demand | 163.72 | 173.84 | 178.81 | 180.64 | 183.59 | 206.01 | Maintain Status Quo | Afghanistan | AFG | 2022-01-02 | v8 | TRUE
https://raw.githubusercontent.com/mrc-ide/global-lmic-reports/master/AFG/projections.csv | 2020-12-27 | hospital_incidence | 36.52 | 39.56 | 41.09 | 41.43 | 43.58 | 47.08 | Maintain Status Quo | Afghanistan | AFG | 2022-01-02 | v8 | TRUE
https://raw.githubusercontent.com/mrc-ide/global-lmic-reports/master/AFG/projections.csv | 2020-12-27 | ICU_incidence | 10.44 | 11.31 | 11.75 | 11.84 | 12.46 | 13.46 | Maintain Status Quo | Afghanistan | AFG | 2022-01-02 | v8 | TRUE
https://raw.githubusercontent.com/mrc-ide/global-lmic-reports/master/AFG/projections.csv | 2020-12-27 | prevalence | 24509.69 | 26225.13 | 27270.56 | 27515.55 | 28747.98 | 31048.05 | Maintain Status Quo | Afghanistan | AFG | 2022-01-02 | v8 | TRUE
https://raw.githubusercontent.com/mrc-ide/global-lmic-reports/master/AFG/projections.csv | 2020-12-27 | cumulative_infections | 968816.58 | 1009321.52 | 1039640.84 | 1044537.25 | 1059028.64 | 1160740.76 | Maintain Status Quo | Afghanistan | AFG | 2022-01-02 | v8 | TRUE
https://raw.githubusercontent.com/mrc-ide/global-lmic-reports/master/AFG/projections.csv | 2020-12-27 | cumulative_deaths | 1906.37 | 2012.56 | 2067.21 | 2079.03 | 2118.81 | 2333.91 | Maintain Status Quo | Afghanistan | AFG | 2022-01-02 | v8 | TRUE
https://raw.githubusercontent.com/mrc-ide/global-lmic-reports/master/AFG/projections.csv | 2020-12-27 | Rt | 0.78 | 0.79 | 0.82 | 0.82 | 0.83 | 0.89 | Maintain Status Quo | Afghanistan | AFG | 2022-01-02 | v8 | TRUE
https://raw.githubusercontent.com/mrc-ide/global-lmic-reports/master/AFG/projections.csv | 2020-12-27 | Reff | 0.75 | 0.77 | 0.79 | 0.8 | 0.81 | 0.87 | Maintain Status Quo | Afghanistan | AFG | 2022-01-02 | v8 | TRUE
https://raw.githubusercontent.com/mrc-ide/global-lmic-reports/master/AFG/projections.csv | 2020-12-27 | infections | 3033.17 | 3243.32 | 3402.53 | 3412.08 | 3562.69 | 3997.3 | Optimistic | Afghanistan | AFG | 2022-01-02 | v8 | TRUE
https://raw.githubusercontent.com/mrc-ide/global-lmic-reports/master/AFG/projections.csv | 2020-12-27 | deaths | 11.07 | 11.79 | 12.11 | 12.18 | 12.36 | 13.87 | Optimistic | Afghanistan | AFG | 2022-01-02 | v8 | TRUE
https://raw.githubusercontent.com/mrc-ide/global-lmic-reports/master/AFG/projections.csv | 2020-12-27 | hospital_demand | 404.05 | 431.6 | 445.82 | 451.19 | 463.39 | 516.65 | Optimistic | Afghanistan | AFG | 2022-01-02 | v8 | TRUE
https://raw.githubusercontent.com/mrc-ide/global-lmic-reports/master/AFG/projections.csv | 2020-12-27 | ICU_demand | 163.72 | 173.84 | 178.81 | 180.64 | 183.59 | 206.01 | Optimistic | Afghanistan | AFG | 2022-01-02 | v8 | TRUE
https://raw.githubusercontent.com/mrc-ide/global-lmic-reports/master/AFG/projections.csv | 2020-12-27 | hospital_incidence | 36.52 | 39.56 | 41.09 | 41.43 | 43.58 | 47.08 | Optimistic | Afghanistan | AFG | 2022-01-02 | v8 | TRUE
https://raw.githubusercontent.com/mrc-ide/global-lmic-reports/master/AFG/projections.csv | 2020-12-27 | ICU_incidence | 10.44 | 11.31 | 11.75 | 11.84 | 12.46 | 13.46 | Optimistic | Afghanistan | AFG | 2022-01-02 | v8 | TRUE
https://raw.githubusercontent.com/mrc-ide/global-lmic-reports/master/AFG/projections.csv | 2020-12-27 | prevalence | 24509.69 | 26225.13 | 27270.56 | 27515.55 | 28747.98 | 31048.05 | Optimistic | Afghanistan | AFG | 2022-01-02 | v8 | TRUE
https://raw.githubusercontent.com/mrc-ide/global-lmic-reports/master/AFG/projections.csv | 2020-12-27 | cumulative_infections | 968816.58 | 1009321.52 | 1039640.84 | 1044537.25 | 1059028.64 | 1160740.76 | Optimistic | Afghanistan | AFG | 2022-01-02 | v8 | TRUE
https://raw.githubusercontent.com/mrc-ide/global-lmic-reports/master/AFG/projections.csv | 2020-12-27 | cumulative_deaths | 1906.37 | 2012.56 | 2067.21 | 2079.03 | 2118.81 | 2333.91 | Optimistic | Afghanistan | AFG | 2022-01-02 | v8 | TRUE
https://raw.githubusercontent.com/mrc-ide/global-lmic-reports/master/AFG/projections.csv | 2020-12-27 | Rt | 0.78 | 0.79 | 0.82 | 0.82 | 0.83 | 0.89 | Optimistic | Afghanistan | AFG | 2022-01-02 | v8 | TRUE
https://raw.githubusercontent.com/mrc-ide/global-lmic-reports/master/AFG/projections.csv | 2020-12-27 | Reff | 0.75 | 0.77 | 0.79 | 0.8 | 0.81 | 0.87 | Optimistic | Afghanistan | AFG | 2022-01-02 | v8 | TRUE
https://raw.githubusercontent.com/mrc-ide/global-lmic-reports/master/AFG/projections.csv | 2020-12-27 | infections | 3033.17 | 3243.32 | 3402.53 | 3412.08 | 3562.69 | 3997.3 | Pessimistic | Afghanistan | AFG | 2022-01-02 | v8 | TRUE
https://raw.githubusercontent.com/mrc-ide/global-lmic-reports/master/AFG/projections.csv | 2020-12-27 | deaths | 11.07 | 11.79 | 12.11 | 12.18 | 12.36 | 13.87 | Pessimistic | Afghanistan | AFG | 2022-01-02 | v8 | TRUE
https://raw.githubusercontent.com/mrc-ide/global-lmic-reports/master/AFG/projections.csv | 2020-12-27 | hospital_demand | 404.05 | 431.6 | 445.82 | 451.19 | 463.39 | 516.65 | Pessimistic | Afghanistan | AFG | 2022-01-02 | v8 | TRUE
https://raw.githubusercontent.com/mrc-ide/global-lmic-reports/master/AFG/projections.csv | 2020-12-27 | ICU_demand | 163.72 | 173.84 | 178.81 | 180.64 | 183.59 | 206.01 | Pessimistic | Afghanistan | AFG | 2022-01-02 | v8 | TRUE
https://raw.githubusercontent.com/mrc-ide/global-lmic-reports/master/AFG/projections.csv | 2020-12-27 | hospital_incidence | 36.52 | 39.56 | 41.09 | 41.43 | 43.58 | 47.08 | Pessimistic | Afghanistan | AFG | 2022-01-02 | v8 | TRUE
https://raw.githubusercontent.com/mrc-ide/global-lmic-reports/master/AFG/projections.csv | 2020-12-27 | ICU_incidence | 10.44 | 11.31 | 11.75 | 11.84 | 12.46 | 13.46 | Pessimistic | Afghanistan | AFG | 2022-01-02 | v8 | TRUE
https://raw.githubusercontent.com/mrc-ide/global-lmic-reports/master/AFG/projections.csv | 2020-12-27 | prevalence | 24509.69 | 26225.13 | 27270.56 | 27515.55 | 28747.98 | 31048.05 | Pessimistic | Afghanistan | AFG | 2022-01-02 | v8 | TRUE
https://raw.githubusercontent.com/mrc-ide/global-lmic-reports/master/AFG/projections.csv | 2020-12-27 | cumulative_infections | 968816.58 | 1009321.52 | 1039640.84 | 1044537.25 | 1059028.64 | 1160740.76 | Pessimistic | Afghanistan | AFG | 2022-01-02 | v8 | TRUE
https://raw.githubusercontent.com/mrc-ide/global-lmic-reports/master/AFG/projections.csv | 2020-12-27 | cumulative_deaths | 1906.37 | 2012.56 | 2067.21 | 2079.03 | 2118.81 | 2333.91 | Pessimistic | Afghanistan | AFG | 2022-01-02 | v8 | TRUE
https://raw.githubusercontent.com/mrc-ide/global-lmic-reports/master/AFG/projections.csv | 2020-12-27 | Rt | 0.78 | 0.79 | 0.82 | 0.82 | 0.83 | 0.89 | Pessimistic | Afghanistan | AFG | 2022-01-02 | v8 | TRUE
https://raw.githubusercontent.com/mrc-ide/global-lmic-reports/master/AFG/projections.csv | 2020-12-27 | Reff | 0.75 | 0.77 | 0.79 | 0.8 | 0.81 | 0.87 | Pessimistic | Afghanistan | AFG | 2022-01-02 | v8 | TRUE
https://raw.githubusercontent.com/mrc-ide/global-lmic-reports/master/AFG/projections.csv | 2020-12-27 | infections | 3033.17 | 3243.32 | 3402.53 | 3412.08 | 3562.69 | 3997.3 | Relax Interventions 50% | Afghanistan | AFG | 2022-01-02 | v8 | TRUE
https://raw.githubusercontent.com/mrc-ide/global-lmic-reports/master/AFG/projections.csv | 2020-12-27 | deaths | 11.07 | 11.79 | 12.11 | 12.18 | 12.36 | 13.87 | Relax Interventions 50% | Afghanistan | AFG | 2022-01-02 | v8 | TRUE
https://raw.githubusercontent.com/mrc-ide/global-lmic-reports/master/AFG/projections.csv | 2020-12-27 | hospital_demand | 404.05 | 431.6 | 445.82 | 451.19 | 463.39 | 516.65 | Relax Interventions 50% | Afghanistan | AFG | 2022-01-02 | v8 | TRUE
https://raw.githubusercontent.com/mrc-ide/global-lmic-reports/master/AFG/projections.csv | 2020-12-27 | ICU_demand | 163.72 | 173.84 | 178.81 | 180.64 | 183.59 | 206.01 | Relax Interventions 50% | Afghanistan | AFG | 2022-01-02 | v8 | TRUE
https://raw.githubusercontent.com/mrc-ide/global-lmic-reports/master/AFG/projections.csv | 2020-12-27 | hospital_incidence | 36.52 | 39.56 | 41.09 | 41.43 | 43.58 | 47.08 | Relax Interventions 50% | Afghanistan | AFG | 2022-01-02 | v8 | TRUE
https://raw.githubusercontent.com/mrc-ide/global-lmic-reports/master/AFG/projections.csv | 2020-12-27 | ICU_incidence | 10.44 | 11.31 | 11.75 | 11.84 | 12.46 | 13.46 | Relax Interventions 50% | Afghanistan | AFG | 2022-01-02 | v8 | TRUE
https://raw.githubusercontent.com/mrc-ide/global-lmic-reports/master/AFG/projections.csv | 2020-12-27 | prevalence | 24509.69 | 26225.13 | 27270.56 | 27515.55 | 28747.98 | 31048.05 | Relax Interventions 50% | Afghanistan | AFG | 2022-01-02 | v8 | TRUE
https://raw.githubusercontent.com/mrc-ide/global-lmic-reports/master/AFG/projections.csv | 2020-12-27 | cumulative_infections | 968816.58 | 1009321.52 | 1039640.84 | 1044537.25 | 1059028.64 | 1160740.76 | Relax Interventions 50% | Afghanistan | AFG | 2022-01-02 | v8 | TRUE
https://raw.githubusercontent.com/mrc-ide/global-lmic-reports/master/AFG/projections.csv | 2020-12-27 | cumulative_deaths | 1906.37 | 2012.56 | 2067.21 | 2079.03 | 2118.81 | 2333.91 | Relax Interventions 50% | Afghanistan | AFG | 2022-01-02 | v8 | TRUE
https://raw.githubusercontent.com/mrc-ide/global-lmic-reports/master/AFG/projections.csv | 2020-12-27 | Rt | 0.78 | 0.79 | 0.82 | 0.82 | 0.83 | 0.89 | Relax Interventions 50% | Afghanistan | AFG | 2022-01-02 | v8 | TRUE
https://raw.githubusercontent.com/mrc-ide/global-lmic-reports/master/AFG/projections.csv | 2020-12-27 | Reff | 0.75 | 0.77 | 0.79 | 0.8 | 0.81 | 0.87 | Relax Interventions 50% | Afghanistan | AFG | 2022-01-02 | v8 | TRUE
https://raw.githubusercontent.com/mrc-ide/global-lmic-reports/master/AFG/projections.csv | 2020-12-27 | infections | 2923.72 | 3157.5 | 3354.1 | 3349.17 | 3524.69 | 3744.85 | Surged Additional 50% Reduction | Afghanistan | AFG | 2022-01-02 | v8 | TRUE
https://raw.githubusercontent.com/mrc-ide/global-lmic-reports/master/AFG/projections.csv | 2020-12-27 | deaths | 10.78 | 11.5 | 11.79 | 11.95 | 12.23 | 13.46 | Surged Additional 50% Reduction | Afghanistan | AFG | 2022-01-02 | v8 | TRUE
https://raw.githubusercontent.com/mrc-ide/global-lmic-reports/master/AFG/projections.csv | 2020-12-27 | hospital_demand | 394.66 | 423.93 | 437.66 | 441.89 | 458.09 | 501.66 | Surged Additional 50% Reduction | Afghanistan | AFG | 2022-01-02 | v8 | TRUE
https://raw.githubusercontent.com/mrc-ide/global-lmic-reports/master/AFG/projections.csv | 2020-12-27 | ICU_demand | 159.39 | 170.11 | 174.99 | 177.15 | 181.57 | 199.35 | Surged Additional 50% Reduction | Afghanistan | AFG | 2022-01-02 | v8 | TRUE
https://raw.githubusercontent.com/mrc-ide/global-lmic-reports/master/AFG/projections.csv | 2020-12-27 | hospital_incidence | 35.59 | 38.41 | 40.36 | 40.5 | 42.06 | 46.48 | Surged Additional 50% Reduction | Afghanistan | AFG | 2022-01-02 | v8 | TRUE
https://raw.githubusercontent.com/mrc-ide/global-lmic-reports/master/AFG/projections.csv | 2020-12-27 | ICU_incidence | 10.17 | 10.98 | 11.54 | 11.58 | 12.02 | 13.29 | Surged Additional 50% Reduction | Afghanistan | AFG | 2022-01-02 | v8 | TRUE
https://raw.githubusercontent.com/mrc-ide/global-lmic-reports/master/AFG/projections.csv | 2020-12-27 | prevalence | 23746.71 | 25598.88 | 26946.38 | 26939.97 | 28000.44 | 30390.57 | Surged Additional 50% Reduction | Afghanistan | AFG | 2022-01-02 | v8 | TRUE
https://raw.githubusercontent.com/mrc-ide/global-lmic-reports/master/AFG/projections.csv | 2020-12-27 | cumulative_infections | 965013.17 | 1007007.02 | 1037325.95 | 1034155.8 | 1062385.49 | 1111937.7 | Surged Additional 50% Reduction | Afghanistan | AFG | 2022-01-02 | v8 | TRUE
https://raw.githubusercontent.com/mrc-ide/global-lmic-reports/master/AFG/projections.csv | 2020-12-27 | cumulative_deaths | 1913.76 | 1990.04 | 2052.85 | 2046.96 | 2101.66 | 2192.33 | Surged Additional 50% Reduction | Afghanistan | AFG | 2022-01-02 | v8 | TRUE
https://raw.githubusercontent.com/mrc-ide/global-lmic-reports/master/AFG/projections.csv | 2020-12-27 | Rt | 0.78 | 0.81 | 0.82 | 0.82 | 0.83 | 0.87 | Surged Additional 50% Reduction | Afghanistan | AFG | 2022-01-02 | v8 | TRUE
https://raw.githubusercontent.com/mrc-ide/global-lmic-reports/master/AFG/projections.csv | 2020-12-27 | Reff | 0.76 | 0.78 | 0.8 | 0.8 | 0.81 | 0.85 | Surged Additional 50% Reduction | Afghanistan | AFG | 2022-01-02 | v8 | TRUE
https://raw.githubusercontent.com/mrc-ide/global-lmic-reports/master/AFG/projections.csv | 2020-12-27 | infections | 2923.72 | 3157.5 | 3354.1 | 3349.17 | 3524.69 | 3744.85 | Surged Maintain Status Quo | Afghanistan | AFG | 2022-01-02 | v8 | TRUE
https://raw.githubusercontent.com/mrc-ide/global-lmic-reports/master/AFG/projections.csv | 2020-12-27 | deaths | 10.78 | 11.5 | 11.79 | 11.95 | 12.23 | 13.46 | Surged Maintain Status Quo | Afghanistan | AFG | 2022-01-02 | v8 | TRUE
https://raw.githubusercontent.com/mrc-ide/global-lmic-reports/master/AFG/projections.csv | 2020-12-27 | hospital_demand | 394.66 | 423.93 | 437.66 | 441.89 | 458.09 | 501.66 | Surged Maintain Status Quo | Afghanistan | AFG | 2022-01-02 | v8 | TRUE
https://raw.githubusercontent.com/mrc-ide/global-lmic-reports/master/AFG/projections.csv | 2020-12-27 | ICU_demand | 159.39 | 170.11 | 174.99 | 177.15 | 181.57 | 199.35 | Surged Maintain Status Quo | Afghanistan | AFG | 2022-01-02 | v8 | TRUE
https://raw.githubusercontent.com/mrc-ide/global-lmic-reports/master/AFG/projections.csv | 2020-12-27 | hospital_incidence | 35.59 | 38.41 | 40.36 | 40.5 | 42.06 | 46.48 | Surged Maintain Status Quo | Afghanistan | AFG | 2022-01-02 | v8 | TRUE
https://raw.githubusercontent.com/mrc-ide/global-lmic-reports/master/AFG/projections.csv | 2020-12-27 | ICU_incidence | 10.17 | 10.98 | 11.54 | 11.58 | 12.02 | 13.29 | Surged Maintain Status Quo | Afghanistan | AFG | 2022-01-02 | v8 | TRUE
https://raw.githubusercontent.com/mrc-ide/global-lmic-reports/master/AFG/projections.csv | 2020-12-27 | prevalence | 23746.71 | 25598.88 | 26946.38 | 26939.97 | 28000.44 | 30390.57 | Surged Maintain Status Quo | Afghanistan | AFG | 2022-01-02 | v8 | TRUE
https://raw.githubusercontent.com/mrc-ide/global-lmic-reports/master/AFG/projections.csv | 2020-12-27 | cumulative_infections | 965013.17 | 1007007.02 | 1037325.95 | 1034155.8 | 1062385.49 | 1111937.7 | Surged Maintain Status Quo | Afghanistan | AFG | 2022-01-02 | v8 | TRUE
https://raw.githubusercontent.com/mrc-ide/global-lmic-reports/master/AFG/projections.csv | 2020-12-27 | cumulative_deaths | 1913.76 | 1990.04 | 2052.85 | 2046.96 | 2101.66 | 2192.33 | Surged Maintain Status Quo | Afghanistan | AFG | 2022-01-02 | v8 | TRUE
https://raw.githubusercontent.com/mrc-ide/global-lmic-reports/master/AFG/projections.csv | 2020-12-27 | Rt | 0.78 | 0.81 | 0.82 | 0.82 | 0.83 | 0.87 | Surged Maintain Status Quo | Afghanistan | AFG | 2022-01-02 | v8 | TRUE
https://raw.githubusercontent.com/mrc-ide/global-lmic-reports/master/AFG/projections.csv | 2020-12-27 | Reff | 0.76 | 0.78 | 0.8 | 0.8 | 0.81 | 0.85 | Surged Maintain Status Quo | Afghanistan | AFG | 2022-01-02 | v8 | TRUE
https://raw.githubusercontent.com/mrc-ide/global-lmic-reports/master/AFG/projections.csv | 2020-12-27 | infections | 2923.72 | 3157.5 | 3354.1 | 3349.17 | 3524.69 | 3744.85 | Surged Optimistic | Afghanistan | AFG | 2022-01-02 | v8 | TRUE
https://raw.githubusercontent.com/mrc-ide/global-lmic-reports/master/AFG/projections.csv | 2020-12-27 | deaths | 10.78 | 11.5 | 11.79 | 11.95 | 12.23 | 13.46 | Surged Optimistic | Afghanistan | AFG | 2022-01-02 | v8 | TRUE
https://raw.githubusercontent.com/mrc-ide/global-lmic-reports/master/AFG/projections.csv | 2020-12-27 | hospital_demand | 394.66 | 423.93 | 437.66 | 441.89 | 458.09 | 501.66 | Surged Optimistic | Afghanistan | AFG | 2022-01-02 | v8 | TRUE
https://raw.githubusercontent.com/mrc-ide/global-lmic-reports/master/AFG/projections.csv | 2020-12-27 | ICU_demand | 159.39 | 170.11 | 174.99 | 177.15 | 181.57 | 199.35 | Surged Optimistic | Afghanistan | AFG | 2022-01-02 | v8 | TRUE
https://raw.githubusercontent.com/mrc-ide/global-lmic-reports/master/AFG/projections.csv | 2020-12-27 | hospital_incidence | 35.59 | 38.41 | 40.36 | 40.5 | 42.06 | 46.48 | Surged Optimistic | Afghanistan | AFG | 2022-01-02 | v8 | TRUE
https://raw.githubusercontent.com/mrc-ide/global-lmic-reports/master/AFG/projections.csv | 2020-12-27 | ICU_incidence | 10.17 | 10.98 | 11.54 | 11.58 | 12.02 | 13.29 | Surged Optimistic | Afghanistan | AFG | 2022-01-02 | v8 | TRUE
https://raw.githubusercontent.com/mrc-ide/global-lmic-reports/master/AFG/projections.csv | 2020-12-27 | prevalence | 23746.71 | 25598.88 | 26946.38 | 26939.97 | 28000.44 | 30390.57 | Surged Optimistic | Afghanistan | AFG | 2022-01-02 | v8 | TRUE
https://raw.githubusercontent.com/mrc-ide/global-lmic-reports/master/AFG/projections.csv | 2020-12-27 | cumulative_infections | 965013.17 | 1007007.02 | 1037325.95 | 1034155.8 | 1062385.49 | 1111937.7 | Surged Optimistic | Afghanistan | AFG | 2022-01-02 | v8 | TRUE
https://raw.githubusercontent.com/mrc-ide/global-lmic-reports/master/AFG/projections.csv | 2020-12-27 | cumulative_deaths | 1913.76 | 1990.04 | 2052.85 | 2046.96 | 2101.66 | 2192.33 | Surged Optimistic | Afghanistan | AFG | 2022-01-02 | v8 | TRUE
https://raw.githubusercontent.com/mrc-ide/global-lmic-reports/master/AFG/projections.csv | 2020-12-27 | Rt | 0.78 | 0.81 | 0.82 | 0.82 | 0.83 | 0.87 | Surged Optimistic | Afghanistan | AFG | 2022-01-02 | v8 | TRUE
https://raw.githubusercontent.com/mrc-ide/global-lmic-reports/master/AFG/projections.csv | 2020-12-27 | Reff | 0.76 | 0.78 | 0.8 | 0.8 | 0.81 | 0.85 | Surged Optimistic | Afghanistan | AFG | 2022-01-02 | v8 | TRUE
https://raw.githubusercontent.com/mrc-ide/global-lmic-reports/master/AFG/projections.csv | 2020-12-27 | infections | 2923.72 | 3157.5 | 3354.1 | 3349.17 | 3524.69 | 3744.85 | Surged Pessimistic | Afghanistan | AFG | 2022-01-02 | v8 | TRUE
https://raw.githubusercontent.com/mrc-ide/global-lmic-reports/master/AFG/projections.csv | 2020-12-27 | deaths | 10.78 | 11.5 | 11.79 | 11.95 | 12.23 | 13.46 | Surged Pessimistic | Afghanistan | AFG | 2022-01-02 | v8 | TRUE
https://raw.githubusercontent.com/mrc-ide/global-lmic-reports/master/AFG/projections.csv | 2020-12-27 | hospital_demand | 394.66 | 423.93 | 437.66 | 441.89 | 458.09 | 501.66 | Surged Pessimistic | Afghanistan | AFG | 2022-01-02 | v8 | TRUE
https://raw.githubusercontent.com/mrc-ide/global-lmic-reports/master/AFG/projections.csv | 2020-12-27 | ICU_demand | 159.39 | 170.11 | 174.99 | 177.15 | 181.57 | 199.35 | Surged Pessimistic | Afghanistan | AFG | 2022-01-02 | v8 | TRUE
https://raw.githubusercontent.com/mrc-ide/global-lmic-reports/master/AFG/projections.csv | 2020-12-27 | hospital_incidence | 35.59 | 38.41 | 40.36 | 40.5 | 42.06 | 46.48 | Surged Pessimistic | Afghanistan | AFG | 2022-01-02 | v8 | TRUE
https://raw.githubusercontent.com/mrc-ide/global-lmic-reports/master/AFG/projections.csv | 2020-12-27 | ICU_incidence | 10.17 | 10.98 | 11.54 | 11.58 | 12.02 | 13.29 | Surged Pessimistic | Afghanistan | AFG | 2022-01-02 | v8 | TRUE
https://raw.githubusercontent.com/mrc-ide/global-lmic-reports/master/AFG/projections.csv | 2020-12-27 | prevalence | 23746.71 | 25598.88 | 26946.38 | 26939.97 | 28000.44 | 30390.57 | Surged Pessimistic | Afghanistan | AFG | 2022-01-02 | v8 | TRUE
https://raw.githubusercontent.com/mrc-ide/global-lmic-reports/master/AFG/projections.csv | 2020-12-27 | cumulative_infections | 965013.17 | 1007007.02 | 1037325.95 | 1034155.8 | 1062385.49 | 1111937.7 | Surged Pessimistic | Afghanistan | AFG | 2022-01-02 | v8 | TRUE
https://raw.githubusercontent.com/mrc-ide/global-lmic-reports/master/AFG/projections.csv | 2020-12-27 | cumulative_deaths | 1913.76 | 1990.04 | 2052.85 | 2046.96 | 2101.66 | 2192.33 | Surged Pessimistic | Afghanistan | AFG | 2022-01-02 | v8 | TRUE
https://raw.githubusercontent.com/mrc-ide/global-lmic-reports/master/AFG/projections.csv | 2020-12-27 | Rt | 0.78 | 0.81 | 0.82 | 0.82 | 0.83 | 0.87 | Surged Pessimistic | Afghanistan | AFG | 2022-01-02 | v8 | TRUE
https://raw.githubusercontent.com/mrc-ide/global-lmic-reports/master/AFG/projections.csv | 2020-12-27 | Reff | 0.76 | 0.78 | 0.8 | 0.8 | 0.81 | 0.85 | Surged Pessimistic | Afghanistan | AFG | 2022-01-02 | v8 | TRUE
https://raw.githubusercontent.com/mrc-ide/global-lmic-reports/master/AFG/projections.csv | 2020-12-27 | infections | 2923.72 | 3157.5 | 3354.1 | 3349.17 | 3524.69 | 3744.85 | Surged Relax Interventions 50% | Afghanistan | AFG | 2022-01-02 | v8 | TRUE
https://raw.githubusercontent.com/mrc-ide/global-lmic-reports/master/AFG/projections.csv | 2020-12-27 | deaths | 10.78 | 11.5 | 11.79 | 11.95 | 12.23 | 13.46 | Surged Relax Interventions 50% | Afghanistan | AFG | 2022-01-02 | v8 | TRUE
https://raw.githubusercontent.com/mrc-ide/global-lmic-reports/master/AFG/projections.csv | 2020-12-27 | hospital_demand | 394.66 | 423.93 | 437.66 | 441.89 | 458.09 | 501.66 | Surged Relax Interventions 50% | Afghanistan | AFG | 2022-01-02 | v8 | TRUE
https://raw.githubusercontent.com/mrc-ide/global-lmic-reports/master/AFG/projections.csv | 2020-12-27 | ICU_demand | 159.39 | 170.11 | 174.99 | 177.15 | 181.57 | 199.35 | Surged Relax Interventions 50% | Afghanistan | AFG | 2022-01-02 | v8 | TRUE
https://raw.githubusercontent.com/mrc-ide/global-lmic-reports/master/AFG/projections.csv | 2020-12-27 | hospital_incidence | 35.59 | 38.41 | 40.36 | 40.5 | 42.06 | 46.48 | Surged Relax Interventions 50% | Afghanistan | AFG | 2022-01-02 | v8 | TRUE
https://raw.githubusercontent.com/mrc-ide/global-lmic-reports/master/AFG/projections.csv | 2020-12-27 | ICU_incidence | 10.17 | 10.98 | 11.54 | 11.58 | 12.02 | 13.29 | Surged Relax Interventions 50% | Afghanistan | AFG | 2022-01-02 | v8 | TRUE
https://raw.githubusercontent.com/mrc-ide/global-lmic-reports/master/AFG/projections.csv | 2020-12-27 | prevalence | 23746.71 | 25598.88 | 26946.38 | 26939.97 | 28000.44 | 30390.57 | Surged Relax Interventions 50% | Afghanistan | AFG | 2022-01-02 | v8 | TRUE
https://raw.githubusercontent.com/mrc-ide/global-lmic-reports/master/AFG/projections.csv | 2020-12-27 | cumulative_infections | 965013.17 | 1007007.02 | 1037325.95 | 1034155.8 | 1062385.49 | 1111937.7 | Surged Relax Interventions 50% | Afghanistan | AFG | 2022-01-02 | v8 | TRUE
https://raw.githubusercontent.com/mrc-ide/global-lmic-reports/master/AFG/projections.csv | 2020-12-27 | cumulative_deaths | 1913.76 | 1990.04 | 2052.85 | 2046.96 | 2101.66 | 2192.33 | Surged Relax Interventions 50% | Afghanistan | AFG | 2022-01-02 | v8 | TRUE
https://raw.githubusercontent.com/mrc-ide/global-lmic-reports/master/AFG/projections.csv | 2020-12-27 | Rt | 0.78 | 0.81 | 0.82 | 0.82 | 0.83 | 0.87 | Surged Relax Interventions 50% | Afghanistan | AFG | 2022-01-02 | v8 | TRUE
https://raw.githubusercontent.com/mrc-ide/global-lmic-reports/master/AFG/projections.csv | 2020-12-27 | Reff | 0.76 | 0.78 | 0.8 | 0.8 | 0.81 | 0.85 | Surged Relax Interventions 50% | Afghanistan | AFG | 2022-01-02 | v8 | TRUE
https://raw.githubusercontent.com/mrc-ide/global-lmic-reports/master/AFG/projections.csv | 2020-12-28 | infections | 3000.31 | 3200.45 | 3385.95 | 3391.57 | 3560.4 | 4009.33 | Additional 50% Reduction | Afghanistan | AFG | 2022-01-02 | v8 | TRUE
https://raw.githubusercontent.com/mrc-ide/global-lmic-reports/master/AFG/projections.csv | 2020-12-28 | deaths | 10.89 | 11.59 | 11.91 | 12.02 | 12.22 | 13.71 | Additional 50% Reduction | Afghanistan | AFG | 2022-01-02 | v8 | TRUE
https://raw.githubusercontent.com/mrc-ide/global-lmic-reports/master/AFG/projections.csv | 2020-12-28 | hospital_demand | 395.4 | 423.72 | 437.14 | 442.89 | 455.91 | 506.09 | Additional 50% Reduction | Afghanistan | AFG | 2022-01-02 | v8 | TRUE
https://raw.githubusercontent.com/mrc-ide/global-lmic-reports/master/AFG/projections.csv | 2020-12-28 | ICU_demand | 160.87 | 170.99 | 175.84 | 177.98 | 181.41 | 203.05 | Additional 50% Reduction | Afghanistan | AFG | 2022-01-02 | v8 | TRUE
https://raw.githubusercontent.com/mrc-ide/global-lmic-reports/master/AFG/projections.csv | 2020-12-28 | hospital_incidence | 35.52 | 38.37 | 39.69 | 40.15 | 42.17 | 45.41 | Additional 50% Reduction | Afghanistan | AFG | 2022-01-02 | v8 | TRUE
https://raw.githubusercontent.com/mrc-ide/global-lmic-reports/master/AFG/projections.csv | 2020-12-28 | ICU_incidence | 10.15 | 10.97 | 11.35 | 11.48 | 12.06 | 12.98 | Additional 50% Reduction | Afghanistan | AFG | 2022-01-02 | v8 | TRUE
https://raw.githubusercontent.com/mrc-ide/global-lmic-reports/master/AFG/projections.csv | 2020-12-28 | prevalence | 23676.36 | 25300.19 | 26320.69 | 26645.09 | 27825.87 | 30312.11 | Additional 50% Reduction | Afghanistan | AFG | 2022-01-02 | v8 | TRUE
https://raw.githubusercontent.com/mrc-ide/global-lmic-reports/master/AFG/projections.csv | 2020-12-28 | cumulative_infections | 972296.7 | 1012586.3 | 1043887.13 | 1047928.83 | 1062510.1 | 1164152.6 | Additional 50% Reduction | Afghanistan | AFG | 2022-01-02 | v8 | TRUE
https://raw.githubusercontent.com/mrc-ide/global-lmic-reports/master/AFG/projections.csv | 2020-12-28 | cumulative_deaths | 1918.19 | 2024.26 | 2079.57 | 2091.05 | 2130.29 | 2347.32 | Additional 50% Reduction | Afghanistan | AFG | 2022-01-02 | v8 | TRUE
https://raw.githubusercontent.com/mrc-ide/global-lmic-reports/master/AFG/projections.csv | 2020-12-28 | Rt | 0.79 | 0.81 | 0.83 | 0.83 | 0.85 | 0.9 | Additional 50% Reduction | Afghanistan | AFG | 2022-01-02 | v8 | TRUE
https://raw.githubusercontent.com/mrc-ide/global-lmic-reports/master/AFG/projections.csv | 2020-12-28 | Reff | 0.76 | 0.79 | 0.81 | 0.81 | 0.82 | 0.88 | Additional 50% Reduction | Afghanistan | AFG | 2022-01-02 | v8 | TRUE
https://raw.githubusercontent.com/mrc-ide/global-lmic-reports/master/AFG/projections.csv | 2020-12-28 | infections | 3000.31 | 3200.45 | 3385.95 | 3391.57 | 3560.4 | 4009.33 | Maintain Status Quo | Afghanistan | AFG | 2022-01-02 | v8 | TRUE
https://raw.githubusercontent.com/mrc-ide/global-lmic-reports/master/AFG/projections.csv | 2020-12-28 | deaths | 10.89 | 11.59 | 11.91 | 12.02 | 12.22 | 13.71 | Maintain Status Quo | Afghanistan | AFG | 2022-01-02 | v8 | TRUE
https://raw.githubusercontent.com/mrc-ide/global-lmic-reports/master/AFG/projections.csv | 2020-12-28 | hospital_demand | 395.4 | 423.72 | 437.14 | 442.89 | 455.91 | 506.09 | Maintain Status Quo | Afghanistan | AFG | 2022-01-02 | v8 | TRUE
https://raw.githubusercontent.com/mrc-ide/global-lmic-reports/master/AFG/projections.csv | 2020-12-28 | ICU_demand | 160.87 | 170.99 | 175.84 | 177.98 | 181.41 | 203.05 | Maintain Status Quo | Afghanistan | AFG | 2022-01-02 | v8 | TRUE
https://raw.githubusercontent.com/mrc-ide/global-lmic-reports/master/AFG/projections.csv | 2020-12-28 | hospital_incidence | 35.52 | 38.37 | 39.69 | 40.15 | 42.17 | 45.41 | Maintain Status Quo | Afghanistan | AFG | 2022-01-02 | v8 | TRUE
https://raw.githubusercontent.com/mrc-ide/global-lmic-reports/master/AFG/projections.csv | 2020-12-28 | ICU_incidence | 10.15 | 10.97 | 11.35 | 11.48 | 12.06 | 12.98 | Maintain Status Quo | Afghanistan | AFG | 2022-01-02 | v8 | TRUE
https://raw.githubusercontent.com/mrc-ide/global-lmic-reports/master/AFG/projections.csv | 2020-12-28 | prevalence | 23676.36 | 25300.19 | 26320.69 | 26645.09 | 27825.87 | 30312.11 | Maintain Status Quo | Afghanistan | AFG | 2022-01-02 | v8 | TRUE
https://raw.githubusercontent.com/mrc-ide/global-lmic-reports/master/AFG/projections.csv | 2020-12-28 | cumulative_infections | 972296.7 | 1012586.3 | 1043887.13 | 1047928.83 | 1062510.1 | 1164152.6 | Maintain Status Quo | Afghanistan | AFG | 2022-01-02 | v8 | TRUE
https://raw.githubusercontent.com/mrc-ide/global-lmic-reports/master/AFG/projections.csv | 2020-12-28 | cumulative_deaths | 1918.19 | 2024.26 | 2079.57 | 2091.05 | 2130.29 | 2347.32 | Maintain Status Quo | Afghanistan | AFG | 2022-01-02 | v8 | TRUE
https://raw.githubusercontent.com/mrc-ide/global-lmic-reports/master/AFG/projections.csv | 2020-12-28 | Rt | 0.79 | 0.81 | 0.83 | 0.83 | 0.85 | 0.9 | Maintain Status Quo | Afghanistan | AFG | 2022-01-02 | v8 | TRUE
https://raw.githubusercontent.com/mrc-ide/global-lmic-reports/master/AFG/projections.csv | 2020-12-28 | Reff | 0.76 | 0.79 | 0.81 | 0.81 | 0.82 | 0.88 | Maintain Status Quo | Afghanistan | AFG | 2022-01-02 | v8 | TRUE
https://raw.githubusercontent.com/mrc-ide/global-lmic-reports/master/AFG/projections.csv | 2020-12-28 | infections | 3000.31 | 3200.45 | 3385.95 | 3391.57 | 3560.4 | 4009.33 | Optimistic | Afghanistan | AFG | 2022-01-02 | v8 | TRUE
https://raw.githubusercontent.com/mrc-ide/global-lmic-reports/master/AFG/projections.csv | 2020-12-28 | deaths | 10.89 | 11.59 | 11.91 | 12.02 | 12.22 | 13.71 | Optimistic | Afghanistan | AFG | 2022-01-02 | v8 | TRUE
https://raw.githubusercontent.com/mrc-ide/global-lmic-reports/master/AFG/projections.csv | 2020-12-28 | hospital_demand | 395.4 | 423.72 | 437.14 | 442.89 | 455.91 | 506.09 | Optimistic | Afghanistan | AFG | 2022-01-02 | v8 | TRUE
https://raw.githubusercontent.com/mrc-ide/global-lmic-reports/master/AFG/projections.csv | 2020-12-28 | ICU_demand | 160.87 | 170.99 | 175.84 | 177.98 | 181.41 | 203.05 | Optimistic | Afghanistan | AFG | 2022-01-02 | v8 | TRUE
https://raw.githubusercontent.com/mrc-ide/global-lmic-reports/master/AFG/projections.csv | 2020-12-28 | hospital_incidence | 35.52 | 38.37 | 39.69 | 40.15 | 42.17 | 45.41 | Optimistic | Afghanistan | AFG | 2022-01-02 | v8 | TRUE
https://raw.githubusercontent.com/mrc-ide/global-lmic-reports/master/AFG/projections.csv | 2020-12-28 | ICU_incidence | 10.15 | 10.97 | 11.35 | 11.48 | 12.06 | 12.98 | Optimistic | Afghanistan | AFG | 2022-01-02 | v8 | TRUE
https://raw.githubusercontent.com/mrc-ide/global-lmic-reports/master/AFG/projections.csv | 2020-12-28 | prevalence | 23676.36 | 25300.19 | 26320.69 | 26645.09 | 27825.87 | 30312.11 | Optimistic | Afghanistan | AFG | 2022-01-02 | v8 | TRUE
https://raw.githubusercontent.com/mrc-ide/global-lmic-reports/master/AFG/projections.csv | 2020-12-28 | cumulative_infections | 972296.7 | 1012586.3 | 1043887.13 | 1047928.83 | 1062510.1 | 1164152.6 | Optimistic | Afghanistan | AFG | 2022-01-02 | v8 | TRUE
https://raw.githubusercontent.com/mrc-ide/global-lmic-reports/master/AFG/projections.csv | 2020-12-28 | cumulative_deaths | 1918.19 | 2024.26 | 2079.57 | 2091.05 | 2130.29 | 2347.32 | Optimistic | Afghanistan | AFG | 2022-01-02 | v8 | TRUE
https://raw.githubusercontent.com/mrc-ide/global-lmic-reports/master/AFG/projections.csv | 2020-12-28 | Rt | 0.79 | 0.81 | 0.83 | 0.83 | 0.85 | 0.9 | Optimistic | Afghanistan | AFG | 2022-01-02 | v8 | TRUE
https://raw.githubusercontent.com/mrc-ide/global-lmic-reports/master/AFG/projections.csv | 2020-12-28 | Reff | 0.76 | 0.79 | 0.81 | 0.81 | 0.82 | 0.88 | Optimistic | Afghanistan | AFG | 2022-01-02 | v8 | TRUE
https://raw.githubusercontent.com/mrc-ide/global-lmic-reports/master/AFG/projections.csv | 2020-12-28 | infections | 3000.31 | 3200.45 | 3385.95 | 3391.57 | 3560.4 | 4009.33 | Pessimistic | Afghanistan | AFG | 2022-01-02 | v8 | TRUE
https://raw.githubusercontent.com/mrc-ide/global-lmic-reports/master/AFG/projections.csv | 2020-12-28 | deaths | 10.89 | 11.59 | 11.91 | 12.02 | 12.22 | 13.71 | Pessimistic | Afghanistan | AFG | 2022-01-02 | v8 | TRUE
https://raw.githubusercontent.com/mrc-ide/global-lmic-reports/master/AFG/projections.csv | 2020-12-28 | hospital_demand | 395.4 | 423.72 | 437.14 | 442.89 | 455.91 | 506.09 | Pessimistic | Afghanistan | AFG | 2022-01-02 | v8 | TRUE
https://raw.githubusercontent.com/mrc-ide/global-lmic-reports/master/AFG/projections.csv | 2020-12-28 | ICU_demand | 160.87 | 170.99 | 175.84 | 177.98 | 181.41 | 203.05 | Pessimistic | Afghanistan | AFG | 2022-01-02 | v8 | TRUE
https://raw.githubusercontent.com/mrc-ide/global-lmic-reports/master/AFG/projections.csv | 2020-12-28 | hospital_incidence | 35.52 | 38.37 | 39.69 | 40.15 | 42.17 | 45.41 | Pessimistic | Afghanistan | AFG | 2022-01-02 | v8 | TRUE
https://raw.githubusercontent.com/mrc-ide/global-lmic-reports/master/AFG/projections.csv | 2020-12-28 | ICU_incidence | 10.15 | 10.97 | 11.35 | 11.48 | 12.06 | 12.98 | Pessimistic | Afghanistan | AFG | 2022-01-02 | v8 | TRUE
https://raw.githubusercontent.com/mrc-ide/global-lmic-reports/master/AFG/projections.csv | 2020-12-28 | prevalence | 23676.36 | 25300.19 | 26320.69 | 26645.09 | 27825.87 | 30312.11 | Pessimistic | Afghanistan | AFG | 2022-01-02 | v8 | TRUE
https://raw.githubusercontent.com/mrc-ide/global-lmic-reports/master/AFG/projections.csv | 2020-12-28 | cumulative_infections | 972296.7 | 1012586.3 | 1043887.13 | 1047928.83 | 1062510.1 | 1164152.6 | Pessimistic | Afghanistan | AFG | 2022-01-02 | v8 | TRUE
https://raw.githubusercontent.com/mrc-ide/global-lmic-reports/master/AFG/projections.csv | 2020-12-28 | cumulative_deaths | 1918.19 | 2024.26 | 2079.57 | 2091.05 | 2130.29 | 2347.32 | Pessimistic | Afghanistan | AFG | 2022-01-02 | v8 | TRUE
https://raw.githubusercontent.com/mrc-ide/global-lmic-reports/master/AFG/projections.csv | 2020-12-28 | Rt | 0.79 | 0.81 | 0.83 | 0.83 | 0.85 | 0.9 | Pessimistic | Afghanistan | AFG | 2022-01-02 | v8 | TRUE
https://raw.githubusercontent.com/mrc-ide/global-lmic-reports/master/AFG/projections.csv | 2020-12-28 | Reff | 0.76 | 0.79 | 0.81 | 0.81 | 0.82 | 0.88 | Pessimistic | Afghanistan | AFG | 2022-01-02 | v8 | TRUE
https://raw.githubusercontent.com/mrc-ide/global-lmic-reports/master/AFG/projections.csv | 2020-12-28 | infections | 3000.31 | 3200.45 | 3385.95 | 3391.57 | 3560.4 | 4009.33 | Relax Interventions 50% | Afghanistan | AFG | 2022-01-02 | v8 | TRUE
https://raw.githubusercontent.com/mrc-ide/global-lmic-reports/master/AFG/projections.csv | 2020-12-28 | deaths | 10.89 | 11.59 | 11.91 | 12.02 | 12.22 | 13.71 | Relax Interventions 50% | Afghanistan | AFG | 2022-01-02 | v8 | TRUE
https://raw.githubusercontent.com/mrc-ide/global-lmic-reports/master/AFG/projections.csv | 2020-12-28 | hospital_demand | 395.4 | 423.72 | 437.14 | 442.89 | 455.91 | 506.09 | Relax Interventions 50% | Afghanistan | AFG | 2022-01-02 | v8 | TRUE
https://raw.githubusercontent.com/mrc-ide/global-lmic-reports/master/AFG/projections.csv | 2020-12-28 | ICU_demand | 160.87 | 170.99 | 175.84 | 177.98 | 181.41 | 203.05 | Relax Interventions 50% | Afghanistan | AFG | 2022-01-02 | v8 | TRUE
https://raw.githubusercontent.com/mrc-ide/global-lmic-reports/master/AFG/projections.csv | 2020-12-28 | hospital_incidence | 35.52 | 38.37 | 39.69 | 40.15 | 42.17 | 45.41 | Relax Interventions 50% | Afghanistan | AFG | 2022-01-02 | v8 | TRUE
https://raw.githubusercontent.com/mrc-ide/global-lmic-reports/master/AFG/projections.csv | 2020-12-28 | ICU_incidence | 10.15 | 10.97 | 11.35 | 11.48 | 12.06 | 12.98 | Relax Interventions 50% | Afghanistan | AFG | 2022-01-02 | v8 | TRUE
https://raw.githubusercontent.com/mrc-ide/global-lmic-reports/master/AFG/projections.csv | 2020-12-28 | prevalence | 23676.36 | 25300.19 | 26320.69 | 26645.09 | 27825.87 | 30312.11 | Relax Interventions 50% | Afghanistan | AFG | 2022-01-02 | v8 | TRUE
https://raw.githubusercontent.com/mrc-ide/global-lmic-reports/master/AFG/projections.csv | 2020-12-28 | cumulative_infections | 972296.7 | 1012586.3 | 1043887.13 | 1047928.83 | 1062510.1 | 1164152.6 | Relax Interventions 50% | Afghanistan | AFG | 2022-01-02 | v8 | TRUE
https://raw.githubusercontent.com/mrc-ide/global-lmic-reports/master/AFG/projections.csv | 2020-12-28 | cumulative_deaths | 1918.19 | 2024.26 | 2079.57 | 2091.05 | 2130.29 | 2347.32 | Relax Interventions 50% | Afghanistan | AFG | 2022-01-02 | v8 | TRUE
https://raw.githubusercontent.com/mrc-ide/global-lmic-reports/master/AFG/projections.csv | 2020-12-28 | Rt | 0.79 | 0.81 | 0.83 | 0.83 | 0.85 | 0.9 | Relax Interventions 50% | Afghanistan | AFG | 2022-01-02 | v8 | TRUE
https://raw.githubusercontent.com/mrc-ide/global-lmic-reports/master/AFG/projections.csv | 2020-12-28 | Reff | 0.76 | 0.79 | 0.81 | 0.81 | 0.82 | 0.88 | Relax Interventions 50% | Afghanistan | AFG | 2022-01-02 | v8 | TRUE
https://raw.githubusercontent.com/mrc-ide/global-lmic-reports/master/AFG/projections.csv | 2020-12-28 | infections | 2886.49 | 3117.95 | 3308.52 | 3324.16 | 3531.8 | 3747.35 | Surged Additional 50% Reduction | Afghanistan | AFG | 2022-01-02 | v8 | TRUE
https://raw.githubusercontent.com/mrc-ide/global-lmic-reports/master/AFG/projections.csv | 2020-12-28 | deaths | 10.6 | 11.32 | 11.64 | 11.79 | 12.08 | 13.28 | Surged Additional 50% Reduction | Afghanistan | AFG | 2022-01-02 | v8 | TRUE
https://raw.githubusercontent.com/mrc-ide/global-lmic-reports/master/AFG/projections.csv | 2020-12-28 | hospital_demand | 387.11 | 416.4 | 430.39 | 433.64 | 450.66 | 493.02 | Surged Additional 50% Reduction | Afghanistan | AFG | 2022-01-02 | v8 | TRUE
https://raw.githubusercontent.com/mrc-ide/global-lmic-reports/master/AFG/projections.csv | 2020-12-28 | ICU_demand | 156.71 | 167.66 | 172.49 | 174.49 | 179.17 | 196.46 | Surged Additional 50% Reduction | Afghanistan | AFG | 2022-01-02 | v8 | TRUE
https://raw.githubusercontent.com/mrc-ide/global-lmic-reports/master/AFG/projections.csv | 2020-12-28 | hospital_incidence | 34.56 | 37.31 | 39.19 | 39.25 | 40.64 | 44.85 | Surged Additional 50% Reduction | Afghanistan | AFG | 2022-01-02 | v8 | TRUE
https://raw.githubusercontent.com/mrc-ide/global-lmic-reports/master/AFG/projections.csv | 2020-12-28 | ICU_incidence | 9.88 | 10.67 | 11.2 | 11.22 | 11.62 | 12.82 | Surged Additional 50% Reduction | Afghanistan | AFG | 2022-01-02 | v8 | TRUE
https://raw.githubusercontent.com/mrc-ide/global-lmic-reports/master/AFG/projections.csv | 2020-12-28 | prevalence | 23013.8 | 24692.16 | 26118.72 | 26094.67 | 27280.23 | 29294.75 | Surged Additional 50% Reduction | Afghanistan | AFG | 2022-01-02 | v8 | TRUE
https://raw.githubusercontent.com/mrc-ide/global-lmic-reports/master/AFG/projections.csv | 2020-12-28 | cumulative_infections | 967947.52 | 1010180.95 | 1040464.35 | 1037479.95 | 1065920.54 | 1115459.08 | Surged Additional 50% Reduction | Afghanistan | AFG | 2022-01-02 | v8 | TRUE
https://raw.githubusercontent.com/mrc-ide/global-lmic-reports/master/AFG/projections.csv | 2020-12-28 | cumulative_deaths | 1924.83 | 2001.97 | 2064.69 | 2058.75 | 2114.15 | 2205.06 | Surged Additional 50% Reduction | Afghanistan | AFG | 2022-01-02 | v8 | TRUE
https://raw.githubusercontent.com/mrc-ide/global-lmic-reports/master/AFG/projections.csv | 2020-12-28 | Rt | 0.79 | 0.82 | 0.83 | 0.83 | 0.85 | 0.88 | Surged Additional 50% Reduction | Afghanistan | AFG | 2022-01-02 | v8 | TRUE
https://raw.githubusercontent.com/mrc-ide/global-lmic-reports/master/AFG/projections.csv | 2020-12-28 | Reff | 0.77 | 0.79 | 0.81 | 0.81 | 0.83 | 0.86 | Surged Additional 50% Reduction | Afghanistan | AFG | 2022-01-02 | v8 | TRUE
https://raw.githubusercontent.com/mrc-ide/global-lmic-reports/master/AFG/projections.csv | 2020-12-28 | infections | 2886.49 | 3117.95 | 3308.52 | 3324.16 | 3531.8 | 3747.35 | Surged Maintain Status Quo | Afghanistan | AFG | 2022-01-02 | v8 | TRUE
https://raw.githubusercontent.com/mrc-ide/global-lmic-reports/master/AFG/projections.csv | 2020-12-28 | deaths | 10.6 | 11.32 | 11.64 | 11.79 | 12.08 | 13.28 | Surged Maintain Status Quo | Afghanistan | AFG | 2022-01-02 | v8 | TRUE
https://raw.githubusercontent.com/mrc-ide/global-lmic-reports/master/AFG/projections.csv | 2020-12-28 | hospital_demand | 387.11 | 416.4 | 430.39 | 433.64 | 450.66 | 493.02 | Surged Maintain Status Quo | Afghanistan | AFG | 2022-01-02 | v8 | TRUE
https://raw.githubusercontent.com/mrc-ide/global-lmic-reports/master/AFG/projections.csv | 2020-12-28 | ICU_demand | 156.71 | 167.66 | 172.49 | 174.49 | 179.17 | 196.46 | Surged Maintain Status Quo | Afghanistan | AFG | 2022-01-02 | v8 | TRUE
https://raw.githubusercontent.com/mrc-ide/global-lmic-reports/master/AFG/projections.csv | 2020-12-28 | hospital_incidence | 34.56 | 37.31 | 39.19 | 39.25 | 40.64 | 44.85 | Surged Maintain Status Quo | Afghanistan | AFG | 2022-01-02 | v8 | TRUE
https://raw.githubusercontent.com/mrc-ide/global-lmic-reports/master/AFG/projections.csv | 2020-12-28 | ICU_incidence | 9.88 | 10.67 | 11.2 | 11.22 | 11.62 | 12.82 | Surged Maintain Status Quo | Afghanistan | AFG | 2022-01-02 | v8 | TRUE
https://raw.githubusercontent.com/mrc-ide/global-lmic-reports/master/AFG/projections.csv | 2020-12-28 | prevalence | 23013.8 | 24692.16 | 26118.72 | 26094.67 | 27280.23 | 29294.75 | Surged Maintain Status Quo | Afghanistan | AFG | 2022-01-02 | v8 | TRUE
https://raw.githubusercontent.com/mrc-ide/global-lmic-reports/master/AFG/projections.csv | 2020-12-28 | cumulative_infections | 967947.52 | 1010180.95 | 1040464.35 | 1037479.95 | 1065920.54 | 1115459.08 | Surged Maintain Status Quo | Afghanistan | AFG | 2022-01-02 | v8 | TRUE
https://raw.githubusercontent.com/mrc-ide/global-lmic-reports/master/AFG/projections.csv | 2020-12-28 | cumulative_deaths | 1924.83 | 2001.97 | 2064.69 | 2058.75 | 2114.15 | 2205.06 | Surged Maintain Status Quo | Afghanistan | AFG | 2022-01-02 | v8 | TRUE
https://raw.githubusercontent.com/mrc-ide/global-lmic-reports/master/AFG/projections.csv | 2020-12-28 | Rt | 0.79 | 0.82 | 0.83 | 0.83 | 0.85 | 0.88 | Surged Maintain Status Quo | Afghanistan | AFG | 2022-01-02 | v8 | TRUE
https://raw.githubusercontent.com/mrc-ide/global-lmic-reports/master/AFG/projections.csv | 2020-12-28 | Reff | 0.77 | 0.79 | 0.81 | 0.81 | 0.83 | 0.86 | Surged Maintain Status Quo | Afghanistan | AFG | 2022-01-02 | v8 | TRUE
https://raw.githubusercontent.com/mrc-ide/global-lmic-reports/master/AFG/projections.csv | 2020-12-28 | infections | 2886.49 | 3117.95 | 3308.52 | 3324.16 | 3531.8 | 3747.35 | Surged Optimistic | Afghanistan | AFG | 2022-01-02 | v8 | TRUE
https://raw.githubusercontent.com/mrc-ide/global-lmic-reports/master/AFG/projections.csv | 2020-12-28 | deaths | 10.6 | 11.32 | 11.64 | 11.79 | 12.08 | 13.28 | Surged Optimistic | Afghanistan | AFG | 2022-01-02 | v8 | TRUE
https://raw.githubusercontent.com/mrc-ide/global-lmic-reports/master/AFG/projections.csv | 2020-12-28 | hospital_demand | 387.11 | 416.4 | 430.39 | 433.64 | 450.66 | 493.02 | Surged Optimistic | Afghanistan | AFG | 2022-01-02 | v8 | TRUE
https://raw.githubusercontent.com/mrc-ide/global-lmic-reports/master/AFG/projections.csv | 2020-12-28 | ICU_demand | 156.71 | 167.66 | 172.49 | 174.49 | 179.17 | 196.46 | Surged Optimistic | Afghanistan | AFG | 2022-01-02 | v8 | TRUE
https://raw.githubusercontent.com/mrc-ide/global-lmic-reports/master/AFG/projections.csv | 2020-12-28 | hospital_incidence | 34.56 | 37.31 | 39.19 | 39.25 | 40.64 | 44.85 | Surged Optimistic | Afghanistan | AFG | 2022-01-02 | v8 | TRUE
https://raw.githubusercontent.com/mrc-ide/global-lmic-reports/master/AFG/projections.csv | 2020-12-28 | ICU_incidence | 9.88 | 10.67 | 11.2 | 11.22 | 11.62 | 12.82 | Surged Optimistic | Afghanistan | AFG | 2022-01-02 | v8 | TRUE
https://raw.githubusercontent.com/mrc-ide/global-lmic-reports/master/AFG/projections.csv | 2020-12-28 | prevalence | 23013.8 | 24692.16 | 26118.72 | 26094.67 | 27280.23 | 29294.75 | Surged Optimistic | Afghanistan | AFG | 2022-01-02 | v8 | TRUE
https://raw.githubusercontent.com/mrc-ide/global-lmic-reports/master/AFG/projections.csv | 2020-12-28 | cumulative_infections | 967947.52 | 1010180.95 | 1040464.35 | 1037479.95 | 1065920.54 | 1115459.08 | Surged Optimistic | Afghanistan | AFG | 2022-01-02 | v8 | TRUE
https://raw.githubusercontent.com/mrc-ide/global-lmic-reports/master/AFG/projections.csv | 2020-12-28 | cumulative_deaths | 1924.83 | 2001.97 | 2064.69 | 2058.75 | 2114.15 | 2205.06 | Surged Optimistic | Afghanistan | AFG | 2022-01-02 | v8 | TRUE
https://raw.githubusercontent.com/mrc-ide/global-lmic-reports/master/AFG/projections.csv | 2020-12-28 | Rt | 0.79 | 0.82 | 0.83 | 0.83 | 0.85 | 0.88 | Surged Optimistic | Afghanistan | AFG | 2022-01-02 | v8 | TRUE
https://raw.githubusercontent.com/mrc-ide/global-lmic-reports/master/AFG/projections.csv | 2020-12-28 | Reff | 0.77 | 0.79 | 0.81 | 0.81 | 0.83 | 0.86 | Surged Optimistic | Afghanistan | AFG | 2022-01-02 | v8 | TRUE
https://raw.githubusercontent.com/mrc-ide/global-lmic-reports/master/AFG/projections.csv | 2020-12-28 | infections | 2886.49 | 3117.95 | 3308.52 | 3324.16 | 3531.8 | 3747.35 | Surged Pessimistic | Afghanistan | AFG | 2022-01-02 | v8 | TRUE
https://raw.githubusercontent.com/mrc-ide/global-lmic-reports/master/AFG/projections.csv | 2020-12-28 | deaths | 10.6 | 11.32 | 11.64 | 11.79 | 12.08 | 13.28 | Surged Pessimistic | Afghanistan | AFG | 2022-01-02 | v8 | TRUE
https://raw.githubusercontent.com/mrc-ide/global-lmic-reports/master/AFG/projections.csv | 2020-12-28 | hospital_demand | 387.11 | 416.4 | 430.39 | 433.64 | 450.66 | 493.02 | Surged Pessimistic | Afghanistan | AFG | 2022-01-02 | v8 | TRUE
https://raw.githubusercontent.com/mrc-ide/global-lmic-reports/master/AFG/projections.csv | 2020-12-28 | ICU_demand | 156.71 | 167.66 | 172.49 | 174.49 | 179.17 | 196.46 | Surged Pessimistic | Afghanistan | AFG | 2022-01-02 | v8 | TRUE
https://raw.githubusercontent.com/mrc-ide/global-lmic-reports/master/AFG/projections.csv | 2020-12-28 | hospital_incidence | 34.56 | 37.31 | 39.19 | 39.25 | 40.64 | 44.85 | Surged Pessimistic | Afghanistan | AFG | 2022-01-02 | v8 | TRUE
https://raw.githubusercontent.com/mrc-ide/global-lmic-reports/master/AFG/projections.csv | 2020-12-28 | ICU_incidence | 9.88 | 10.67 | 11.2 | 11.22 | 11.62 | 12.82 | Surged Pessimistic | Afghanistan | AFG | 2022-01-02 | v8 | TRUE
https://raw.githubusercontent.com/mrc-ide/global-lmic-reports/master/AFG/projections.csv | 2020-12-28 | prevalence | 23013.8 | 24692.16 | 26118.72 | 26094.67 | 27280.23 | 29294.75 | Surged Pessimistic | Afghanistan | AFG | 2022-01-02 | v8 | TRUE
https://raw.githubusercontent.com/mrc-ide/global-lmic-reports/master/AFG/projections.csv | 2020-12-28 | cumulative_infections | 967947.52 | 1010180.95 | 1040464.35 | 1037479.95 | 1065920.54 | 1115459.08 | Surged Pessimistic | Afghanistan | AFG | 2022-01-02 | v8 | TRUE
https://raw.githubusercontent.com/mrc-ide/global-lmic-reports/master/AFG/projections.csv | 2020-12-28 | cumulative_deaths | 1924.83 | 2001.97 | 2064.69 | 2058.75 | 2114.15 | 2205.06 | Surged Pessimistic | Afghanistan | AFG | 2022-01-02 | v8 | TRUE
https://raw.githubusercontent.com/mrc-ide/global-lmic-reports/master/AFG/projections.csv | 2020-12-28 | Rt | 0.79 | 0.82 | 0.83 | 0.83 | 0.85 | 0.88 | Surged Pessimistic | Afghanistan | AFG | 2022-01-02 | v8 | TRUE
https://raw.githubusercontent.com/mrc-ide/global-lmic-reports/master/AFG/projections.csv | 2020-12-28 | Reff | 0.77 | 0.79 | 0.81 | 0.81 | 0.83 | 0.86 | Surged Pessimistic | Afghanistan | AFG | 2022-01-02 | v8 | TRUE
https://raw.githubusercontent.com/mrc-ide/global-lmic-reports/master/AFG/projections.csv | 2020-12-28 | infections | 2886.49 | 3117.95 | 3308.52 | 3324.16 | 3531.8 | 3747.35 | Surged Relax Interventions 50% | Afghanistan | AFG | 2022-01-02 | v8 | TRUE
https://raw.githubusercontent.com/mrc-ide/global-lmic-reports/master/AFG/projections.csv | 2020-12-28 | deaths | 10.6 | 11.32 | 11.64 | 11.79 | 12.08 | 13.28 | Surged Relax Interventions 50% | Afghanistan | AFG | 2022-01-02 | v8 | TRUE
https://raw.githubusercontent.com/mrc-ide/global-lmic-reports/master/AFG/projections.csv | 2020-12-28 | hospital_demand | 387.11 | 416.4 | 430.39 | 433.64 | 450.66 | 493.02 | Surged Relax Interventions 50% | Afghanistan | AFG | 2022-01-02 | v8 | TRUE
https://raw.githubusercontent.com/mrc-ide/global-lmic-reports/master/AFG/projections.csv | 2020-12-28 | ICU_demand | 156.71 | 167.66 | 172.49 | 174.49 | 179.17 | 196.46 | Surged Relax Interventions 50% | Afghanistan | AFG | 2022-01-02 | v8 | TRUE
https://raw.githubusercontent.com/mrc-ide/global-lmic-reports/master/AFG/projections.csv | 2020-12-28 | hospital_incidence | 34.56 | 37.31 | 39.19 | 39.25 | 40.64 | 44.85 | Surged Relax Interventions 50% | Afghanistan | AFG | 2022-01-02 | v8 | TRUE
https://raw.githubusercontent.com/mrc-ide/global-lmic-reports/master/AFG/projections.csv | 2020-12-28 | ICU_incidence | 9.88 | 10.67 | 11.2 | 11.22 | 11.62 | 12.82 | Surged Relax Interventions 50% | Afghanistan | AFG | 2022-01-02 | v8 | TRUE
https://raw.githubusercontent.com/mrc-ide/global-lmic-reports/master/AFG/projections.csv | 2020-12-28 | prevalence | 23013.8 | 24692.16 | 26118.72 | 26094.67 | 27280.23 | 29294.75 | Surged Relax Interventions 50% | Afghanistan | AFG | 2022-01-02 | v8 | TRUE
https://raw.githubusercontent.com/mrc-ide/global-lmic-reports/master/AFG/projections.csv | 2020-12-28 | cumulative_infections | 967947.52 | 1010180.95 | 1040464.35 | 1037479.95 | 1065920.54 | 1115459.08 | Surged Relax Interventions 50% | Afghanistan | AFG | 2022-01-02 | v8 | TRUE
https://raw.githubusercontent.com/mrc-ide/global-lmic-reports/master/AFG/projections.csv | 2020-12-28 | cumulative_deaths | 1924.83 | 2001.97 | 2064.69 | 2058.75 | 2114.15 | 2205.06 | Surged Relax Interventions 50% | Afghanistan | AFG | 2022-01-02 | v8 | TRUE
https://raw.githubusercontent.com/mrc-ide/global-lmic-reports/master/AFG/projections.csv | 2020-12-28 | Rt | 0.79 | 0.82 | 0.83 | 0.83 | 0.85 | 0.88 | Surged Relax Interventions 50% | Afghanistan | AFG | 2022-01-02 | v8 | TRUE
https://raw.githubusercontent.com/mrc-ide/global-lmic-reports/master/AFG/projections.csv | 2020-12-28 | Reff | 0.77 | 0.79 | 0.81 | 0.81 | 0.83 | 0.86 | Surged Relax Interventions 50% | Afghanistan | AFG | 2022-01-02 | v8 | TRUE
https://raw.githubusercontent.com/mrc-ide/global-lmic-reports/master/AFG/projections.csv | 2020-12-29 | infections | 2936.03 | 3125.09 | 3309.57 | 3329.13 | 3509.71 | 3976.17 | Additional 50% Reduction | Afghanistan | AFG | 2022-01-02 | v8 | TRUE
https://raw.githubusercontent.com/mrc-ide/global-lmic-reports/master/AFG/projections.csv | 2020-12-29 | deaths | 10.69 | 11.37 | 11.71 | 11.85 | 12.08 | 13.52 | Additional 50% Reduction | Afghanistan | AFG | 2022-01-02 | v8 | TRUE
https://raw.githubusercontent.com/mrc-ide/global-lmic-reports/master/AFG/projections.csv | 2020-12-29 | hospital_demand | 386.55 | 415.51 | 428.87 | 434.07 | 448.02 | 494.57 | Additional 50% Reduction | Afghanistan | AFG | 2022-01-02 | v8 | TRUE
https://raw.githubusercontent.com/mrc-ide/global-lmic-reports/master/AFG/projections.csv | 2020-12-29 | ICU_demand | 157.85 | 168.25 | 172.83 | 175.12 | 178.93 | 199.77 | Additional 50% Reduction | Afghanistan | AFG | 2022-01-02 | v8 | TRUE
https://raw.githubusercontent.com/mrc-ide/global-lmic-reports/master/AFG/projections.csv | 2020-12-29 | hospital_incidence | 34.52 | 37.19 | 38.5 | 38.87 | 40.81 | 44.11 | Additional 50% Reduction | Afghanistan | AFG | 2022-01-02 | v8 | TRUE
https://raw.githubusercontent.com/mrc-ide/global-lmic-reports/master/AFG/projections.csv | 2020-12-29 | ICU_incidence | 9.87 | 10.63 | 11.01 | 11.11 | 11.67 | 12.61 | Additional 50% Reduction | Afghanistan | AFG | 2022-01-02 | v8 | TRUE
https://raw.githubusercontent.com/mrc-ide/global-lmic-reports/master/AFG/projections.csv | 2020-12-29 | prevalence | 22918.46 | 24488.82 | 25493.27 | 25854.2 | 26989.87 | 29655.74 | Additional 50% Reduction | Afghanistan | AFG | 2022-01-02 | v8 | TRUE
https://raw.githubusercontent.com/mrc-ide/global-lmic-reports/master/AFG/projections.csv | 2020-12-29 | cumulative_infections | 975738.99 | 1015782.17 | 1048100.49 | 1051257.95 | 1065628.84 | 1167479.89 | Additional 50% Reduction | Afghanistan | AFG | 2022-01-02 | v8 | TRUE
https://raw.githubusercontent.com/mrc-ide/global-lmic-reports/master/AFG/projections.csv | 2020-12-29 | cumulative_deaths | 1929.87 | 2035.58 | 2091.77 | 2102.9 | 2142.05 | 2360.5 | Additional 50% Reduction | Afghanistan | AFG | 2022-01-02 | v8 | TRUE
https://raw.githubusercontent.com/mrc-ide/global-lmic-reports/master/AFG/projections.csv | 2020-12-29 | Rt | 0.78 | 0.79 | 0.82 | 0.82 | 0.83 | 0.89 | Additional 50% Reduction | Afghanistan | AFG | 2022-01-02 | v8 | TRUE
https://raw.githubusercontent.com/mrc-ide/global-lmic-reports/master/AFG/projections.csv | 2020-12-29 | Reff | 0.75 | 0.77 | 0.8 | 0.8 | 0.81 | 0.87 | Additional 50% Reduction | Afghanistan | AFG | 2022-01-02 | v8 | TRUE
https://raw.githubusercontent.com/mrc-ide/global-lmic-reports/master/AFG/projections.csv | 2020-12-29 | infections | 2936.03 | 3125.09 | 3309.57 | 3329.13 | 3509.71 | 3976.17 | Maintain Status Quo | Afghanistan | AFG | 2022-01-02 | v8 | TRUE
https://raw.githubusercontent.com/mrc-ide/global-lmic-reports/master/AFG/projections.csv | 2020-12-29 | deaths | 10.69 | 11.37 | 11.71 | 11.85 | 12.08 | 13.52 | Maintain Status Quo | Afghanistan | AFG | 2022-01-02 | v8 | TRUE
https://raw.githubusercontent.com/mrc-ide/global-lmic-reports/master/AFG/projections.csv | 2020-12-29 | hospital_demand | 386.55 | 415.51 | 428.87 | 434.07 | 448.02 | 494.57 | Maintain Status Quo | Afghanistan | AFG | 2022-01-02 | v8 | TRUE
https://raw.githubusercontent.com/mrc-ide/global-lmic-reports/master/AFG/projections.csv | 2020-12-29 | ICU_demand | 157.85 | 168.25 | 172.83 | 175.12 | 178.93 | 199.77 | Maintain Status Quo | Afghanistan | AFG | 2022-01-02 | v8 | TRUE
https://raw.githubusercontent.com/mrc-ide/global-lmic-reports/master/AFG/projections.csv | 2020-12-29 | hospital_incidence | 34.52 | 37.19 | 38.5 | 38.87 | 40.81 | 44.11 | Maintain Status Quo | Afghanistan | AFG | 2022-01-02 | v8 | TRUE
https://raw.githubusercontent.com/mrc-ide/global-lmic-reports/master/AFG/projections.csv | 2020-12-29 | ICU_incidence | 9.87 | 10.63 | 11.01 | 11.11 | 11.67 | 12.61 | Maintain Status Quo | Afghanistan | AFG | 2022-01-02 | v8 | TRUE
https://raw.githubusercontent.com/mrc-ide/global-lmic-reports/master/AFG/projections.csv | 2020-12-29 | prevalence | 22918.46 | 24488.82 | 25493.27 | 25854.2 | 26989.87 | 29655.74 | Maintain Status Quo | Afghanistan | AFG | 2022-01-02 | v8 | TRUE
https://raw.githubusercontent.com/mrc-ide/global-lmic-reports/master/AFG/projections.csv | 2020-12-29 | cumulative_infections | 975738.99 | 1015782.17 | 1048100.49 | 1051257.95 | 1065628.84 | 1167479.89 | Maintain Status Quo | Afghanistan | AFG | 2022-01-02 | v8 | TRUE
https://raw.githubusercontent.com/mrc-ide/global-lmic-reports/master/AFG/projections.csv | 2020-12-29 | cumulative_deaths | 1929.87 | 2035.58 | 2091.77 | 2102.9 | 2142.05 | 2360.5 | Maintain Status Quo | Afghanistan | AFG | 2022-01-02 | v8 | TRUE
https://raw.githubusercontent.com/mrc-ide/global-lmic-reports/master/AFG/projections.csv | 2020-12-29 | Rt | 0.78 | 0.79 | 0.82 | 0.82 | 0.83 | 0.89 | Maintain Status Quo | Afghanistan | AFG | 2022-01-02 | v8 | TRUE
https://raw.githubusercontent.com/mrc-ide/global-lmic-reports/master/AFG/projections.csv | 2020-12-29 | Reff | 0.75 | 0.77 | 0.8 | 0.8 | 0.81 | 0.87 | Maintain Status Quo | Afghanistan | AFG | 2022-01-02 | v8 | TRUE
https://raw.githubusercontent.com/mrc-ide/global-lmic-reports/master/AFG/projections.csv | 2020-12-29 | infections | 2936.03 | 3125.09 | 3309.57 | 3329.13 | 3509.71 | 3976.17 | Optimistic | Afghanistan | AFG | 2022-01-02 | v8 | TRUE
https://raw.githubusercontent.com/mrc-ide/global-lmic-reports/master/AFG/projections.csv | 2020-12-29 | deaths | 10.69 | 11.37 | 11.71 | 11.85 | 12.08 | 13.52 | Optimistic | Afghanistan | AFG | 2022-01-02 | v8 | TRUE
https://raw.githubusercontent.com/mrc-ide/global-lmic-reports/master/AFG/projections.csv | 2020-12-29 | hospital_demand | 386.55 | 415.51 | 428.87 | 434.07 | 448.02 | 494.57 | Optimistic | Afghanistan | AFG | 2022-01-02 | v8 | TRUE
https://raw.githubusercontent.com/mrc-ide/global-lmic-reports/master/AFG/projections.csv | 2020-12-29 | ICU_demand | 157.85 | 168.25 | 172.83 | 175.12 | 178.93 | 199.77 | Optimistic | Afghanistan | AFG | 2022-01-02 | v8 | TRUE
https://raw.githubusercontent.com/mrc-ide/global-lmic-reports/master/AFG/projections.csv | 2020-12-29 | hospital_incidence | 34.52 | 37.19 | 38.5 | 38.87 | 40.81 | 44.11 | Optimistic | Afghanistan | AFG | 2022-01-02 | v8 | TRUE
https://raw.githubusercontent.com/mrc-ide/global-lmic-reports/master/AFG/projections.csv | 2020-12-29 | ICU_incidence | 9.87 | 10.63 | 11.01 | 11.11 | 11.67 | 12.61 | Optimistic | Afghanistan | AFG | 2022-01-02 | v8 | TRUE
https://raw.githubusercontent.com/mrc-ide/global-lmic-reports/master/AFG/projections.csv | 2020-12-29 | prevalence | 22918.46 | 24488.82 | 25493.27 | 25854.2 | 26989.87 | 29655.74 | Optimistic | Afghanistan | AFG | 2022-01-02 | v8 | TRUE
https://raw.githubusercontent.com/mrc-ide/global-lmic-reports/master/AFG/projections.csv | 2020-12-29 | cumulative_infections | 975738.99 | 1015782.17 | 1048100.49 | 1051257.95 | 1065628.84 | 1167479.89 | Optimistic | Afghanistan | AFG | 2022-01-02 | v8 | TRUE
https://raw.githubusercontent.com/mrc-ide/global-lmic-reports/master/AFG/projections.csv | 2020-12-29 | cumulative_deaths | 1929.87 | 2035.58 | 2091.77 | 2102.9 | 2142.05 | 2360.5 | Optimistic | Afghanistan | AFG | 2022-01-02 | v8 | TRUE
https://raw.githubusercontent.com/mrc-ide/global-lmic-reports/master/AFG/projections.csv | 2020-12-29 | Rt | 0.78 | 0.79 | 0.82 | 0.82 | 0.83 | 0.89 | Optimistic | Afghanistan | AFG | 2022-01-02 | v8 | TRUE
https://raw.githubusercontent.com/mrc-ide/global-lmic-reports/master/AFG/projections.csv | 2020-12-29 | Reff | 0.75 | 0.77 | 0.8 | 0.8 | 0.81 | 0.87 | Optimistic | Afghanistan | AFG | 2022-01-02 | v8 | TRUE
https://raw.githubusercontent.com/mrc-ide/global-lmic-reports/master/AFG/projections.csv | 2020-12-29 | infections | 2936.03 | 3125.09 | 3309.57 | 3329.13 | 3509.71 | 3976.17 | Pessimistic | Afghanistan | AFG | 2022-01-02 | v8 | TRUE
https://raw.githubusercontent.com/mrc-ide/global-lmic-reports/master/AFG/projections.csv | 2020-12-29 | deaths | 10.69 | 11.37 | 11.71 | 11.85 | 12.08 | 13.52 | Pessimistic | Afghanistan | AFG | 2022-01-02 | v8 | TRUE
https://raw.githubusercontent.com/mrc-ide/global-lmic-reports/master/AFG/projections.csv | 2020-12-29 | hospital_demand | 386.55 | 415.51 | 428.87 | 434.07 | 448.02 | 494.57 | Pessimistic | Afghanistan | AFG | 2022-01-02 | v8 | TRUE
https://raw.githubusercontent.com/mrc-ide/global-lmic-reports/master/AFG/projections.csv | 2020-12-29 | ICU_demand | 157.85 | 168.25 | 172.83 | 175.12 | 178.93 | 199.77 | Pessimistic | Afghanistan | AFG | 2022-01-02 | v8 | TRUE
https://raw.githubusercontent.com/mrc-ide/global-lmic-reports/master/AFG/projections.csv | 2020-12-29 | hospital_incidence | 34.52 | 37.19 | 38.5 | 38.87 | 40.81 | 44.11 | Pessimistic | Afghanistan | AFG | 2022-01-02 | v8 | TRUE
https://raw.githubusercontent.com/mrc-ide/global-lmic-reports/master/AFG/projections.csv | 2020-12-29 | ICU_incidence | 9.87 | 10.63 | 11.01 | 11.11 | 11.67 | 12.61 | Pessimistic | Afghanistan | AFG | 2022-01-02 | v8 | TRUE
https://raw.githubusercontent.com/mrc-ide/global-lmic-reports/master/AFG/projections.csv | 2020-12-29 | prevalence | 22918.46 | 24488.82 | 25493.27 | 25854.2 | 26989.87 | 29655.74 | Pessimistic | Afghanistan | AFG | 2022-01-02 | v8 | TRUE
https://raw.githubusercontent.com/mrc-ide/global-lmic-reports/master/AFG/projections.csv | 2020-12-29 | cumulative_infections | 975738.99 | 1015782.17 | 1048100.49 | 1051257.95 | 1065628.84 | 1167479.89 | Pessimistic | Afghanistan | AFG | 2022-01-02 | v8 | TRUE
https://raw.githubusercontent.com/mrc-ide/global-lmic-reports/master/AFG/projections.csv | 2020-12-29 | cumulative_deaths | 1929.87 | 2035.58 | 2091.77 | 2102.9 | 2142.05 | 2360.5 | Pessimistic | Afghanistan | AFG | 2022-01-02 | v8 | TRUE
https://raw.githubusercontent.com/mrc-ide/global-lmic-reports/master/AFG/projections.csv | 2020-12-29 | Rt | 0.78 | 0.79 | 0.82 | 0.82 | 0.83 | 0.89 | Pessimistic | Afghanistan | AFG | 2022-01-02 | v8 | TRUE
https://raw.githubusercontent.com/mrc-ide/global-lmic-reports/master/AFG/projections.csv | 2020-12-29 | Reff | 0.75 | 0.77 | 0.8 | 0.8 | 0.81 | 0.87 | Pessimistic | Afghanistan | AFG | 2022-01-02 | v8 | TRUE
https://raw.githubusercontent.com/mrc-ide/global-lmic-reports/master/AFG/projections.csv | 2020-12-29 | infections | 2936.03 | 3125.09 | 3309.57 | 3329.13 | 3509.71 | 3976.17 | Relax Interventions 50% | Afghanistan | AFG | 2022-01-02 | v8 | TRUE
https://raw.githubusercontent.com/mrc-ide/global-lmic-reports/master/AFG/projections.csv | 2020-12-29 | deaths | 10.69 | 11.37 | 11.71 | 11.85 | 12.08 | 13.52 | Relax Interventions 50% | Afghanistan | AFG | 2022-01-02 | v8 | TRUE
https://raw.githubusercontent.com/mrc-ide/global-lmic-reports/master/AFG/projections.csv | 2020-12-29 | hospital_demand | 386.55 | 415.51 | 428.87 | 434.07 | 448.02 | 494.57 | Relax Interventions 50% | Afghanistan | AFG | 2022-01-02 | v8 | TRUE
https://raw.githubusercontent.com/mrc-ide/global-lmic-reports/master/AFG/projections.csv | 2020-12-29 | ICU_demand | 157.85 | 168.25 | 172.83 | 175.12 | 178.93 | 199.77 | Relax Interventions 50% | Afghanistan | AFG | 2022-01-02 | v8 | TRUE
https://raw.githubusercontent.com/mrc-ide/global-lmic-reports/master/AFG/projections.csv | 2020-12-29 | hospital_incidence | 34.52 | 37.19 | 38.5 | 38.87 | 40.81 | 44.11 | Relax Interventions 50% | Afghanistan | AFG | 2022-01-02 | v8 | TRUE
https://raw.githubusercontent.com/mrc-ide/global-lmic-reports/master/AFG/projections.csv | 2020-12-29 | ICU_incidence | 9.87 | 10.63 | 11.01 | 11.11 | 11.67 | 12.61 | Relax Interventions 50% | Afghanistan | AFG | 2022-01-02 | v8 | TRUE
https://raw.githubusercontent.com/mrc-ide/global-lmic-reports/master/AFG/projections.csv | 2020-12-29 | prevalence | 22918.46 | 24488.82 | 25493.27 | 25854.2 | 26989.87 | 29655.74 | Relax Interventions 50% | Afghanistan | AFG | 2022-01-02 | v8 | TRUE
https://raw.githubusercontent.com/mrc-ide/global-lmic-reports/master/AFG/projections.csv | 2020-12-29 | cumulative_infections | 975738.99 | 1015782.17 | 1048100.49 | 1051257.95 | 1065628.84 | 1167479.89 | Relax Interventions 50% | Afghanistan | AFG | 2022-01-02 | v8 | TRUE
https://raw.githubusercontent.com/mrc-ide/global-lmic-reports/master/AFG/projections.csv | 2020-12-29 | cumulative_deaths | 1929.87 | 2035.58 | 2091.77 | 2102.9 | 2142.05 | 2360.5 | Relax Interventions 50% | Afghanistan | AFG | 2022-01-02 | v8 | TRUE
https://raw.githubusercontent.com/mrc-ide/global-lmic-reports/master/AFG/projections.csv | 2020-12-29 | Rt | 0.78 | 0.79 | 0.82 | 0.82 | 0.83 | 0.89 | Relax Interventions 50% | Afghanistan | AFG | 2022-01-02 | v8 | TRUE
https://raw.githubusercontent.com/mrc-ide/global-lmic-reports/master/AFG/projections.csv | 2020-12-29 | Reff | 0.75 | 0.77 | 0.8 | 0.8 | 0.81 | 0.87 | Relax Interventions 50% | Afghanistan | AFG | 2022-01-02 | v8 | TRUE
https://raw.githubusercontent.com/mrc-ide/global-lmic-reports/master/AFG/projections.csv | 2020-12-29 | infections | 2818.88 | 3066.06 | 3248.8 | 3261.34 | 3456.3 | 3705.15 | Surged Additional 50% Reduction | Afghanistan | AFG | 2022-01-02 | v8 | TRUE
https://raw.githubusercontent.com/mrc-ide/global-lmic-reports/master/AFG/projections.csv | 2020-12-29 | deaths | 10.42 | 11.15 | 11.48 | 11.61 | 11.93 | 13.09 | Surged Additional 50% Reduction | Afghanistan | AFG | 2022-01-02 | v8 | TRUE
https://raw.githubusercontent.com/mrc-ide/global-lmic-reports/master/AFG/projections.csv | 2020-12-29 | hospital_demand | 379.24 | 407.79 | 422.08 | 424.93 | 442.44 | 483.47 | Surged Additional 50% Reduction | Afghanistan | AFG | 2022-01-02 | v8 | TRUE
https://raw.githubusercontent.com/mrc-ide/global-lmic-reports/master/AFG/projections.csv | 2020-12-29 | ICU_demand | 153.92 | 164.99 | 170.07 | 171.64 | 176.9 | 193.42 | Surged Additional 50% Reduction | Afghanistan | AFG | 2022-01-02 | v8 | TRUE
https://raw.githubusercontent.com/mrc-ide/global-lmic-reports/master/AFG/projections.csv | 2020-12-29 | hospital_incidence | 33.48 | 36.33 | 38.01 | 38.02 | 39.28 | 43.22 | Surged Additional 50% Reduction | Afghanistan | AFG | 2022-01-02 | v8 | TRUE
https://raw.githubusercontent.com/mrc-ide/global-lmic-reports/master/AFG/projections.csv | 2020-12-29 | ICU_incidence | 9.57 | 10.38 | 10.86 | 10.87 | 11.23 | 12.35 | Surged Additional 50% Reduction | Afghanistan | AFG | 2022-01-02 | v8 | TRUE
https://raw.githubusercontent.com/mrc-ide/global-lmic-reports/master/AFG/projections.csv | 2020-12-29 | prevalence | 22275.21 | 23916.67 | 25328.89 | 25323.82 | 26473.4 | 28336.06 | Surged Additional 50% Reduction | Afghanistan | AFG | 2022-01-02 | v8 | TRUE
https://raw.githubusercontent.com/mrc-ide/global-lmic-reports/master/AFG/projections.csv | 2020-12-29 | cumulative_infections | 970866.31 | 1013296.99 | 1043518.54 | 1040741.29 | 1069396.16 | 1118909.59 | Surged Additional 50% Reduction | Afghanistan | AFG | 2022-01-02 | v8 | TRUE
https://raw.githubusercontent.com/mrc-ide/global-lmic-reports/master/AFG/projections.csv | 2020-12-29 | cumulative_deaths | 1935.7 | 2013.74 | 2076.38 | 2070.37 | 2125.71 | 2217.97 | Surged Additional 50% Reduction | Afghanistan | AFG | 2022-01-02 | v8 | TRUE
https://raw.githubusercontent.com/mrc-ide/global-lmic-reports/master/AFG/projections.csv | 2020-12-29 | Rt | 0.78 | 0.81 | 0.82 | 0.82 | 0.83 | 0.87 | Surged Additional 50% Reduction | Afghanistan | AFG | 2022-01-02 | v8 | TRUE
https://raw.githubusercontent.com/mrc-ide/global-lmic-reports/master/AFG/projections.csv | 2020-12-29 | Reff | 0.76 | 0.79 | 0.8 | 0.8 | 0.81 | 0.85 | Surged Additional 50% Reduction | Afghanistan | AFG | 2022-01-02 | v8 | TRUE
https://raw.githubusercontent.com/mrc-ide/global-lmic-reports/master/AFG/projections.csv | 2020-12-29 | infections | 2818.88 | 3066.06 | 3248.8 | 3261.34 | 3456.3 | 3705.15 | Surged Maintain Status Quo | Afghanistan | AFG | 2022-01-02 | v8 | TRUE
https://raw.githubusercontent.com/mrc-ide/global-lmic-reports/master/AFG/projections.csv | 2020-12-29 | deaths | 10.42 | 11.15 | 11.48 | 11.61 | 11.93 | 13.09 | Surged Maintain Status Quo | Afghanistan | AFG | 2022-01-02 | v8 | TRUE
https://raw.githubusercontent.com/mrc-ide/global-lmic-reports/master/AFG/projections.csv | 2020-12-29 | hospital_demand | 379.24 | 407.79 | 422.08 | 424.93 | 442.44 | 483.47 | Surged Maintain Status Quo | Afghanistan | AFG | 2022-01-02 | v8 | TRUE
https://raw.githubusercontent.com/mrc-ide/global-lmic-reports/master/AFG/projections.csv | 2020-12-29 | ICU_demand | 153.92 | 164.99 | 170.07 | 171.64 | 176.9 | 193.42 | Surged Maintain Status Quo | Afghanistan | AFG | 2022-01-02 | v8 | TRUE
https://raw.githubusercontent.com/mrc-ide/global-lmic-reports/master/AFG/projections.csv | 2020-12-29 | hospital_incidence | 33.48 | 36.33 | 38.01 | 38.02 | 39.28 | 43.22 | Surged Maintain Status Quo | Afghanistan | AFG | 2022-01-02 | v8 | TRUE
https://raw.githubusercontent.com/mrc-ide/global-lmic-reports/master/AFG/projections.csv | 2020-12-29 | ICU_incidence | 9.57 | 10.38 | 10.86 | 10.87 | 11.23 | 12.35 | Surged Maintain Status Quo | Afghanistan | AFG | 2022-01-02 | v8 | TRUE
https://raw.githubusercontent.com/mrc-ide/global-lmic-reports/master/AFG/projections.csv | 2020-12-29 | prevalence | 22275.21 | 23916.67 | 25328.89 | 25323.82 | 26473.4 | 28336.06 | Surged Maintain Status Quo | Afghanistan | AFG | 2022-01-02 | v8 | TRUE
https://raw.githubusercontent.com/mrc-ide/global-lmic-reports/master/AFG/projections.csv | 2020-12-29 | cumulative_infections | 970866.31 | 1013296.99 | 1043518.54 | 1040741.29 | 1069396.16 | 1118909.59 | Surged Maintain Status Quo | Afghanistan | AFG | 2022-01-02 | v8 | TRUE
https://raw.githubusercontent.com/mrc-ide/global-lmic-reports/master/AFG/projections.csv | 2020-12-29 | cumulative_deaths | 1935.7 | 2013.74 | 2076.38 | 2070.37 | 2125.71 | 2217.97 | Surged Maintain Status Quo | Afghanistan | AFG | 2022-01-02 | v8 | TRUE
https://raw.githubusercontent.com/mrc-ide/global-lmic-reports/master/AFG/projections.csv | 2020-12-29 | Rt | 0.78 | 0.81 | 0.82 | 0.82 | 0.83 | 0.87 | Surged Maintain Status Quo | Afghanistan | AFG | 2022-01-02 | v8 | TRUE
https://raw.githubusercontent.com/mrc-ide/global-lmic-reports/master/AFG/projections.csv | 2020-12-29 | Reff | 0.76 | 0.79 | 0.8 | 0.8 | 0.81 | 0.85 | Surged Maintain Status Quo | Afghanistan | AFG | 2022-01-02 | v8 | TRUE
https://raw.githubusercontent.com/mrc-ide/global-lmic-reports/master/AFG/projections.csv | 2020-12-29 | infections | 2818.88 | 3066.06 | 3248.8 | 3261.34 | 3456.3 | 3705.15 | Surged Optimistic | Afghanistan | AFG | 2022-01-02 | v8 | TRUE
https://raw.githubusercontent.com/mrc-ide/global-lmic-reports/master/AFG/projections.csv | 2020-12-29 | deaths | 10.42 | 11.15 | 11.48 | 11.61 | 11.93 | 13.09 | Surged Optimistic | Afghanistan | AFG | 2022-01-02 | v8 | TRUE
https://raw.githubusercontent.com/mrc-ide/global-lmic-reports/master/AFG/projections.csv | 2020-12-29 | hospital_demand | 379.24 | 407.79 | 422.08 | 424.93 | 442.44 | 483.47 | Surged Optimistic | Afghanistan | AFG | 2022-01-02 | v8 | TRUE
https://raw.githubusercontent.com/mrc-ide/global-lmic-reports/master/AFG/projections.csv | 2020-12-29 | ICU_demand | 153.92 | 164.99 | 170.07 | 171.64 | 176.9 | 193.42 | Surged Optimistic | Afghanistan | AFG | 2022-01-02 | v8 | TRUE
https://raw.githubusercontent.com/mrc-ide/global-lmic-reports/master/AFG/projections.csv | 2020-12-29 | hospital_incidence | 33.48 | 36.33 | 38.01 | 38.02 | 39.28 | 43.22 | Surged Optimistic | Afghanistan | AFG | 2022-01-02 | v8 | TRUE
https://raw.githubusercontent.com/mrc-ide/global-lmic-reports/master/AFG/projections.csv | 2020-12-29 | ICU_incidence | 9.57 | 10.38 | 10.86 | 10.87 | 11.23 | 12.35 | Surged Optimistic | Afghanistan | AFG | 2022-01-02 | v8 | TRUE
https://raw.githubusercontent.com/mrc-ide/global-lmic-reports/master/AFG/projections.csv | 2020-12-29 | prevalence | 22275.21 | 23916.67 | 25328.89 | 25323.82 | 26473.4 | 28336.06 | Surged Optimistic | Afghanistan | AFG | 2022-01-02 | v8 | TRUE
https://raw.githubusercontent.com/mrc-ide/global-lmic-reports/master/AFG/projections.csv | 2020-12-29 | cumulative_infections | 970866.31 | 1013296.99 | 1043518.54 | 1040741.29 | 1069396.16 | 1118909.59 | Surged Optimistic | Afghanistan | AFG | 2022-01-02 | v8 | TRUE
https://raw.githubusercontent.com/mrc-ide/global-lmic-reports/master/AFG/projections.csv | 2020-12-29 | cumulative_deaths | 1935.7 | 2013.74 | 2076.38 | 2070.37 | 2125.71 | 2217.97 | Surged Optimistic | Afghanistan | AFG | 2022-01-02 | v8 | TRUE
https://raw.githubusercontent.com/mrc-ide/global-lmic-reports/master/AFG/projections.csv | 2020-12-29 | Rt | 0.78 | 0.81 | 0.82 | 0.82 | 0.83 | 0.87 | Surged Optimistic | Afghanistan | AFG | 2022-01-02 | v8 | TRUE
https://raw.githubusercontent.com/mrc-ide/global-lmic-reports/master/AFG/projections.csv | 2020-12-29 | Reff | 0.76 | 0.79 | 0.8 | 0.8 | 0.81 | 0.85 | Surged Optimistic | Afghanistan | AFG | 2022-01-02 | v8 | TRUE
https://raw.githubusercontent.com/mrc-ide/global-lmic-reports/master/AFG/projections.csv | 2020-12-29 | infections | 2818.88 | 3066.06 | 3248.8 | 3261.34 | 3456.3 | 3705.15 | Surged Pessimistic | Afghanistan | AFG | 2022-01-02 | v8 | TRUE
https://raw.githubusercontent.com/mrc-ide/global-lmic-reports/master/AFG/projections.csv | 2020-12-29 | deaths | 10.42 | 11.15 | 11.48 | 11.61 | 11.93 | 13.09 | Surged Pessimistic | Afghanistan | AFG | 2022-01-02 | v8 | TRUE
https://raw.githubusercontent.com/mrc-ide/global-lmic-reports/master/AFG/projections.csv | 2020-12-29 | hospital_demand | 379.24 | 407.79 | 422.08 | 424.93 | 442.44 | 483.47 | Surged Pessimistic | Afghanistan | AFG | 2022-01-02 | v8 | TRUE
https://raw.githubusercontent.com/mrc-ide/global-lmic-reports/master/AFG/projections.csv | 2020-12-29 | ICU_demand | 153.92 | 164.99 | 170.07 | 171.64 | 176.9 | 193.42 | Surged Pessimistic | Afghanistan | AFG | 2022-01-02 | v8 | TRUE
https://raw.githubusercontent.com/mrc-ide/global-lmic-reports/master/AFG/projections.csv | 2020-12-29 | hospital_incidence | 33.48 | 36.33 | 38.01 | 38.02 | 39.28 | 43.22 | Surged Pessimistic | Afghanistan | AFG | 2022-01-02 | v8 | TRUE
https://raw.githubusercontent.com/mrc-ide/global-lmic-reports/master/AFG/projections.csv | 2020-12-29 | ICU_incidence | 9.57 | 10.38 | 10.86 | 10.87 | 11.23 | 12.35 | Surged Pessimistic | Afghanistan | AFG | 2022-01-02 | v8 | TRUE
https://raw.githubusercontent.com/mrc-ide/global-lmic-reports/master/AFG/projections.csv | 2020-12-29 | prevalence | 22275.21 | 23916.67 | 25328.89 | 25323.82 | 26473.4 | 28336.06 | Surged Pessimistic | Afghanistan | AFG | 2022-01-02 | v8 | TRUE
https://raw.githubusercontent.com/mrc-ide/global-lmic-reports/master/AFG/projections.csv | 2020-12-29 | cumulative_infections | 970866.31 | 1013296.99 | 1043518.54 | 1040741.29 | 1069396.16 | 1118909.59 | Surged Pessimistic | Afghanistan | AFG | 2022-01-02 | v8 | TRUE
https://raw.githubusercontent.com/mrc-ide/global-lmic-reports/master/AFG/projections.csv | 2020-12-29 | cumulative_deaths | 1935.7 | 2013.74 | 2076.38 | 2070.37 | 2125.71 | 2217.97 | Surged Pessimistic | Afghanistan | AFG | 2022-01-02 | v8 | TRUE
https://raw.githubusercontent.com/mrc-ide/global-lmic-reports/master/AFG/projections.csv | 2020-12-29 | Rt | 0.78 | 0.81 | 0.82 | 0.82 | 0.83 | 0.87 | Surged Pessimistic | Afghanistan | AFG | 2022-01-02 | v8 | TRUE
https://raw.githubusercontent.com/mrc-ide/global-lmic-reports/master/AFG/projections.csv | 2020-12-29 | Reff | 0.76 | 0.79 | 0.8 | 0.8 | 0.81 | 0.85 | Surged Pessimistic | Afghanistan | AFG | 2022-01-02 | v8 | TRUE
https://raw.githubusercontent.com/mrc-ide/global-lmic-reports/master/AFG/projections.csv | 2020-12-29 | infections | 2818.88 | 3066.06 | 3248.8 | 3261.34 | 3456.3 | 3705.15 | Surged Relax Interventions 50% | Afghanistan | AFG | 2022-01-02 | v8 | TRUE
https://raw.githubusercontent.com/mrc-ide/global-lmic-reports/master/AFG/projections.csv | 2020-12-29 | deaths | 10.42 | 11.15 | 11.48 | 11.61 | 11.93 | 13.09 | Surged Relax Interventions 50% | Afghanistan | AFG | 2022-01-02 | v8 | TRUE
https://raw.githubusercontent.com/mrc-ide/global-lmic-reports/master/AFG/projections.csv | 2020-12-29 | hospital_demand | 379.24 | 407.79 | 422.08 | 424.93 | 442.44 | 483.47 | Surged Relax Interventions 50% | Afghanistan | AFG | 2022-01-02 | v8 | TRUE
https://raw.githubusercontent.com/mrc-ide/global-lmic-reports/master/AFG/projections.csv | 2020-12-29 | ICU_demand | 153.92 | 164.99 | 170.07 | 171.64 | 176.9 | 193.42 | Surged Relax Interventions 50% | Afghanistan | AFG | 2022-01-02 | v8 | TRUE
https://raw.githubusercontent.com/mrc-ide/global-lmic-reports/master/AFG/projections.csv | 2020-12-29 | hospital_incidence | 33.48 | 36.33 | 38.01 | 38.02 | 39.28 | 43.22 | Surged Relax Interventions 50% | Afghanistan | AFG | 2022-01-02 | v8 | TRUE
https://raw.githubusercontent.com/mrc-ide/global-lmic-reports/master/AFG/projections.csv | 2020-12-29 | ICU_incidence | 9.57 | 10.38 | 10.86 | 10.87 | 11.23 | 12.35 | Surged Relax Interventions 50% | Afghanistan | AFG | 2022-01-02 | v8 | TRUE
https://raw.githubusercontent.com/mrc-ide/global-lmic-reports/master/AFG/projections.csv | 2020-12-29 | prevalence | 22275.21 | 23916.67 | 25328.89 | 25323.82 | 26473.4 | 28336.06 | Surged Relax Interventions 50% | Afghanistan | AFG | 2022-01-02 | v8 | TRUE
https://raw.githubusercontent.com/mrc-ide/global-lmic-reports/master/AFG/projections.csv | 2020-12-29 | cumulative_infections | 970866.31 | 1013296.99 | 1043518.54 | 1040741.29 | 1069396.16 | 1118909.59 | Surged Relax Interventions 50% | Afghanistan | AFG | 2022-01-02 | v8 | TRUE
https://raw.githubusercontent.com/mrc-ide/global-lmic-reports/master/AFG/projections.csv | 2020-12-29 | cumulative_deaths | 1935.7 | 2013.74 | 2076.38 | 2070.37 | 2125.71 | 2217.97 | Surged Relax Interventions 50% | Afghanistan | AFG | 2022-01-02 | v8 | TRUE
https://raw.githubusercontent.com/mrc-ide/global-lmic-reports/master/AFG/projections.csv | 2020-12-29 | Rt | 0.78 | 0.81 | 0.82 | 0.82 | 0.83 | 0.87 | Surged Relax Interventions 50% | Afghanistan | AFG | 2022-01-02 | v8 | TRUE
https://raw.githubusercontent.com/mrc-ide/global-lmic-reports/master/AFG/projections.csv | 2020-12-29 | Reff | 0.76 | 0.79 | 0.8 | 0.8 | 0.81 | 0.85 | Surged Relax Interventions 50% | Afghanistan | AFG | 2022-01-02 | v8 | TRUE
https://raw.githubusercontent.com/mrc-ide/global-lmic-reports/master/AFG/projections.csv | 2020-12-30 | infections | 2814.69 | 2978.56 | 3134.57 | 3174.13 | 3302.67 | 3839.33 | Additional 50% Reduction | Afghanistan | AFG | 2022-01-02 | v8 | TRUE
https://raw.githubusercontent.com/mrc-ide/global-lmic-reports/master/AFG/projections.csv | 2020-12-30 | deaths | 10.49 | 11.18 | 11.51 | 11.66 | 11.92 | 13.31 | Additional 50% Reduction | Afghanistan | AFG | 2022-01-02 | v8 | TRUE
https://raw.githubusercontent.com/mrc-ide/global-lmic-reports/master/AFG/projections.csv | 2020-12-30 | hospital_demand | 377.52 | 406.24 | 420.06 | 424.81 | 440.71 | 482.39 | Additional 50% Reduction | Afghanistan | AFG | 2022-01-02 | v8 | TRUE
https://raw.githubusercontent.com/mrc-ide/global-lmic-reports/master/AFG/projections.csv | 2020-12-30 | ICU_demand | 154.71 | 165.37 | 169.91 | 172.07 | 176.16 | 196.21 | Additional 50% Reduction | Afghanistan | AFG | 2022-01-02 | v8 | TRUE
https://raw.githubusercontent.com/mrc-ide/global-lmic-reports/master/AFG/projections.csv | 2020-12-30 | hospital_incidence | 33.55 | 35.98 | 37.33 | 37.62 | 39.46 | 42.48 | Additional 50% Reduction | Afghanistan | AFG | 2022-01-02 | v8 | TRUE
https://raw.githubusercontent.com/mrc-ide/global-lmic-reports/master/AFG/projections.csv | 2020-12-30 | ICU_incidence | 9.59 | 10.29 | 10.67 | 10.75 | 11.28 | 12.14 | Additional 50% Reduction | Afghanistan | AFG | 2022-01-02 | v8 | TRUE
https://raw.githubusercontent.com/mrc-ide/global-lmic-reports/master/AFG/projections.csv | 2020-12-30 | prevalence | 22160.99 | 23801.8 | 24849.95 | 25042.68 | 26202.39 | 28963.43 | Additional 50% Reduction | Afghanistan | AFG | 2022-01-02 | v8 | TRUE
https://raw.githubusercontent.com/mrc-ide/global-lmic-reports/master/AFG/projections.csv | 2020-12-30 | cumulative_infections | 979029.46 | 1018861.42 | 1052151.6 | 1054432.08 | 1068628.83 | 1170630.25 | Additional 50% Reduction | Afghanistan | AFG | 2022-01-02 | v8 | TRUE
https://raw.githubusercontent.com/mrc-ide/global-lmic-reports/master/AFG/projections.csv | 2020-12-30 | cumulative_deaths | 1941.32 | 2046.71 | 2103.78 | 2114.56 | 2154.42 | 2373.45 | Additional 50% Reduction | Afghanistan | AFG | 2022-01-02 | v8 | TRUE
https://raw.githubusercontent.com/mrc-ide/global-lmic-reports/master/AFG/projections.csv | 2020-12-30 | Rt | 0.77 | 0.79 | 0.81 | 0.81 | 0.83 | 0.88 | Additional 50% Reduction | Afghanistan | AFG | 2022-01-02 | v8 | TRUE
https://raw.githubusercontent.com/mrc-ide/global-lmic-reports/master/AFG/projections.csv | 2020-12-30 | Reff | 0.75 | 0.77 | 0.79 | 0.79 | 0.8 | 0.86 | Additional 50% Reduction | Afghanistan | AFG | 2022-01-02 | v8 | TRUE
https://raw.githubusercontent.com/mrc-ide/global-lmic-reports/master/AFG/projections.csv | 2020-12-30 | infections | 2814.69 | 2978.56 | 3134.57 | 3174.13 | 3302.67 | 3839.33 | Maintain Status Quo | Afghanistan | AFG | 2022-01-02 | v8 | TRUE
https://raw.githubusercontent.com/mrc-ide/global-lmic-reports/master/AFG/projections.csv | 2020-12-30 | deaths | 10.49 | 11.18 | 11.51 | 11.66 | 11.92 | 13.31 | Maintain Status Quo | Afghanistan | AFG | 2022-01-02 | v8 | TRUE
https://raw.githubusercontent.com/mrc-ide/global-lmic-reports/master/AFG/projections.csv | 2020-12-30 | hospital_demand | 377.52 | 406.24 | 420.06 | 424.81 | 440.71 | 482.39 | Maintain Status Quo | Afghanistan | AFG | 2022-01-02 | v8 | TRUE
https://raw.githubusercontent.com/mrc-ide/global-lmic-reports/master/AFG/projections.csv | 2020-12-30 | ICU_demand | 154.71 | 165.37 | 169.91 | 172.07 | 176.16 | 196.21 | Maintain Status Quo | Afghanistan | AFG | 2022-01-02 | v8 | TRUE
https://raw.githubusercontent.com/mrc-ide/global-lmic-reports/master/AFG/projections.csv | 2020-12-30 | hospital_incidence | 33.55 | 35.98 | 37.33 | 37.62 | 39.46 | 42.48 | Maintain Status Quo | Afghanistan | AFG | 2022-01-02 | v8 | TRUE
https://raw.githubusercontent.com/mrc-ide/global-lmic-reports/master/AFG/projections.csv | 2020-12-30 | ICU_incidence | 9.59 | 10.29 | 10.67 | 10.75 | 11.28 | 12.14 | Maintain Status Quo | Afghanistan | AFG | 2022-01-02 | v8 | TRUE
https://raw.githubusercontent.com/mrc-ide/global-lmic-reports/master/AFG/projections.csv | 2020-12-30 | prevalence | 22160.99 | 23801.8 | 24849.95 | 25042.68 | 26202.39 | 28963.43 | Maintain Status Quo | Afghanistan | AFG | 2022-01-02 | v8 | TRUE
https://raw.githubusercontent.com/mrc-ide/global-lmic-reports/master/AFG/projections.csv | 2020-12-30 | cumulative_infections | 979029.46 | 1018861.42 | 1052151.6 | 1054432.08 | 1068628.83 | 1170630.25 | Maintain Status Quo | Afghanistan | AFG | 2022-01-02 | v8 | TRUE
https://raw.githubusercontent.com/mrc-ide/global-lmic-reports/master/AFG/projections.csv | 2020-12-30 | cumulative_deaths | 1941.32 | 2046.71 | 2103.78 | 2114.56 | 2154.42 | 2373.45 | Maintain Status Quo | Afghanistan | AFG | 2022-01-02 | v8 | TRUE
https://raw.githubusercontent.com/mrc-ide/global-lmic-reports/master/AFG/projections.csv | 2020-12-30 | Rt | 0.77 | 0.79 | 0.81 | 0.81 | 0.83 | 0.88 | Maintain Status Quo | Afghanistan | AFG | 2022-01-02 | v8 | TRUE
https://raw.githubusercontent.com/mrc-ide/global-lmic-reports/master/AFG/projections.csv | 2020-12-30 | Reff | 0.75 | 0.77 | 0.79 | 0.79 | 0.8 | 0.86 | Maintain Status Quo | Afghanistan | AFG | 2022-01-02 | v8 | TRUE
https://raw.githubusercontent.com/mrc-ide/global-lmic-reports/master/AFG/projections.csv | 2020-12-30 | infections | 2814.69 | 2978.56 | 3134.57 | 3174.13 | 3302.67 | 3839.33 | Optimistic | Afghanistan | AFG | 2022-01-02 | v8 | TRUE
https://raw.githubusercontent.com/mrc-ide/global-lmic-reports/master/AFG/projections.csv | 2020-12-30 | deaths | 10.49 | 11.18 | 11.51 | 11.66 | 11.92 | 13.31 | Optimistic | Afghanistan | AFG | 2022-01-02 | v8 | TRUE
https://raw.githubusercontent.com/mrc-ide/global-lmic-reports/master/AFG/projections.csv | 2020-12-30 | hospital_demand | 377.52 | 406.24 | 420.06 | 424.81 | 440.71 | 482.39 | Optimistic | Afghanistan | AFG | 2022-01-02 | v8 | TRUE
https://raw.githubusercontent.com/mrc-ide/global-lmic-reports/master/AFG/projections.csv | 2020-12-30 | ICU_demand | 154.71 | 165.37 | 169.91 | 172.07 | 176.16 | 196.21 | Optimistic | Afghanistan | AFG | 2022-01-02 | v8 | TRUE
https://raw.githubusercontent.com/mrc-ide/global-lmic-reports/master/AFG/projections.csv | 2020-12-30 | hospital_incidence | 33.55 | 35.98 | 37.33 | 37.62 | 39.46 | 42.48 | Optimistic | Afghanistan | AFG | 2022-01-02 | v8 | TRUE
https://raw.githubusercontent.com/mrc-ide/global-lmic-reports/master/AFG/projections.csv | 2020-12-30 | ICU_incidence | 9.59 | 10.29 | 10.67 | 10.75 | 11.28 | 12.14 | Optimistic | Afghanistan | AFG | 2022-01-02 | v8 | TRUE
https://raw.githubusercontent.com/mrc-ide/global-lmic-reports/master/AFG/projections.csv | 2020-12-30 | prevalence | 22160.99 | 23801.8 | 24849.95 | 25042.68 | 26202.39 | 28963.43 | Optimistic | Afghanistan | AFG | 2022-01-02 | v8 | TRUE
https://raw.githubusercontent.com/mrc-ide/global-lmic-reports/master/AFG/projections.csv | 2020-12-30 | cumulative_infections | 979029.46 | 1018861.42 | 1052151.6 | 1054432.08 | 1068628.83 | 1170630.25 | Optimistic | Afghanistan | AFG | 2022-01-02 | v8 | TRUE
https://raw.githubusercontent.com/mrc-ide/global-lmic-reports/master/AFG/projections.csv | 2020-12-30 | cumulative_deaths | 1941.32 | 2046.71 | 2103.78 | 2114.56 | 2154.42 | 2373.45 | Optimistic | Afghanistan | AFG | 2022-01-02 | v8 | TRUE
https://raw.githubusercontent.com/mrc-ide/global-lmic-reports/master/AFG/projections.csv | 2020-12-30 | Rt | 0.77 | 0.79 | 0.81 | 0.81 | 0.83 | 0.88 | Optimistic | Afghanistan | AFG | 2022-01-02 | v8 | TRUE
https://raw.githubusercontent.com/mrc-ide/global-lmic-reports/master/AFG/projections.csv | 2020-12-30 | Reff | 0.75 | 0.77 | 0.79 | 0.79 | 0.8 | 0.86 | Optimistic | Afghanistan | AFG | 2022-01-02 | v8 | TRUE
https://raw.githubusercontent.com/mrc-ide/global-lmic-reports/master/AFG/projections.csv | 2020-12-30 | infections | 2814.69 | 2978.56 | 3134.57 | 3174.13 | 3302.67 | 3839.33 | Pessimistic | Afghanistan | AFG | 2022-01-02 | v8 | TRUE
https://raw.githubusercontent.com/mrc-ide/global-lmic-reports/master/AFG/projections.csv | 2020-12-30 | deaths | 10.49 | 11.18 | 11.51 | 11.66 | 11.92 | 13.31 | Pessimistic | Afghanistan | AFG | 2022-01-02 | v8 | TRUE
https://raw.githubusercontent.com/mrc-ide/global-lmic-reports/master/AFG/projections.csv | 2020-12-30 | hospital_demand | 377.52 | 406.24 | 420.06 | 424.81 | 440.71 | 482.39 | Pessimistic | Afghanistan | AFG | 2022-01-02 | v8 | TRUE
https://raw.githubusercontent.com/mrc-ide/global-lmic-reports/master/AFG/projections.csv | 2020-12-30 | ICU_demand | 154.71 | 165.37 | 169.91 | 172.07 | 176.16 | 196.21 | Pessimistic | Afghanistan | AFG | 2022-01-02 | v8 | TRUE
https://raw.githubusercontent.com/mrc-ide/global-lmic-reports/master/AFG/projections.csv | 2020-12-30 | hospital_incidence | 33.55 | 35.98 | 37.33 | 37.62 | 39.46 | 42.48 | Pessimistic | Afghanistan | AFG | 2022-01-02 | v8 | TRUE
https://raw.githubusercontent.com/mrc-ide/global-lmic-reports/master/AFG/projections.csv | 2020-12-30 | ICU_incidence | 9.59 | 10.29 | 10.67 | 10.75 | 11.28 | 12.14 | Pessimistic | Afghanistan | AFG | 2022-01-02 | v8 | TRUE
https://raw.githubusercontent.com/mrc-ide/global-lmic-reports/master/AFG/projections.csv | 2020-12-30 | prevalence | 22160.99 | 23801.8 | 24849.95 | 25042.68 | 26202.39 | 28963.43 | Pessimistic | Afghanistan | AFG | 2022-01-02 | v8 | TRUE
https://raw.githubusercontent.com/mrc-ide/global-lmic-reports/master/AFG/projections.csv | 2020-12-30 | cumulative_infections | 979029.46 | 1018861.42 | 1052151.6 | 1054432.08 | 1068628.83 | 1170630.25 | Pessimistic | Afghanistan | AFG | 2022-01-02 | v8 | TRUE
https://raw.githubusercontent.com/mrc-ide/global-lmic-reports/master/AFG/projections.csv | 2020-12-30 | cumulative_deaths | 1941.32 | 2046.71 | 2103.78 | 2114.56 | 2154.42 | 2373.45 | Pessimistic | Afghanistan | AFG | 2022-01-02 | v8 | TRUE
https://raw.githubusercontent.com/mrc-ide/global-lmic-reports/master/AFG/projections.csv | 2020-12-30 | Rt | 0.77 | 0.79 | 0.81 | 0.81 | 0.83 | 0.88 | Pessimistic | Afghanistan | AFG | 2022-01-02 | v8 | TRUE
https://raw.githubusercontent.com/mrc-ide/global-lmic-reports/master/AFG/projections.csv | 2020-12-30 | Reff | 0.75 | 0.77 | 0.79 | 0.79 | 0.8 | 0.86 | Pessimistic | Afghanistan | AFG | 2022-01-02 | v8 | TRUE
https://raw.githubusercontent.com/mrc-ide/global-lmic-reports/master/AFG/projections.csv | 2020-12-30 | infections | 2814.69 | 2978.56 | 3134.57 | 3174.13 | 3302.67 | 3839.33 | Relax Interventions 50% | Afghanistan | AFG | 2022-01-02 | v8 | TRUE
https://raw.githubusercontent.com/mrc-ide/global-lmic-reports/master/AFG/projections.csv | 2020-12-30 | deaths | 10.49 | 11.18 | 11.51 | 11.66 | 11.92 | 13.31 | Relax Interventions 50% | Afghanistan | AFG | 2022-01-02 | v8 | TRUE
https://raw.githubusercontent.com/mrc-ide/global-lmic-reports/master/AFG/projections.csv | 2020-12-30 | hospital_demand | 377.52 | 406.24 | 420.06 | 424.81 | 440.71 | 482.39 | Relax Interventions 50% | Afghanistan | AFG | 2022-01-02 | v8 | TRUE
https://raw.githubusercontent.com/mrc-ide/global-lmic-reports/master/AFG/projections.csv | 2020-12-30 | ICU_demand | 154.71 | 165.37 | 169.91 | 172.07 | 176.16 | 196.21 | Relax Interventions 50% | Afghanistan | AFG | 2022-01-02 | v8 | TRUE
https://raw.githubusercontent.com/mrc-ide/global-lmic-reports/master/AFG/projections.csv | 2020-12-30 | hospital_incidence | 33.55 | 35.98 | 37.33 | 37.62 | 39.46 | 42.48 | Relax Interventions 50% | Afghanistan | AFG | 2022-01-02 | v8 | TRUE
https://raw.githubusercontent.com/mrc-ide/global-lmic-reports/master/AFG/projections.csv | 2020-12-30 | ICU_incidence | 9.59 | 10.29 | 10.67 | 10.75 | 11.28 | 12.14 | Relax Interventions 50% | Afghanistan | AFG | 2022-01-02 | v8 | TRUE
https://raw.githubusercontent.com/mrc-ide/global-lmic-reports/master/AFG/projections.csv | 2020-12-30 | prevalence | 22160.99 | 23801.8 | 24849.95 | 25042.68 | 26202.39 | 28963.43 | Relax Interventions 50% | Afghanistan | AFG | 2022-01-02 | v8 | TRUE
https://raw.githubusercontent.com/mrc-ide/global-lmic-reports/master/AFG/projections.csv | 2020-12-30 | cumulative_infections | 979029.46 | 1018861.42 | 1052151.6 | 1054432.08 | 1068628.83 | 1170630.25 | Relax Interventions 50% | Afghanistan | AFG | 2022-01-02 | v8 | TRUE
https://raw.githubusercontent.com/mrc-ide/global-lmic-reports/master/AFG/projections.csv | 2020-12-30 | cumulative_deaths | 1941.32 | 2046.71 | 2103.78 | 2114.56 | 2154.42 | 2373.45 | Relax Interventions 50% | Afghanistan | AFG | 2022-01-02 | v8 | TRUE
https://raw.githubusercontent.com/mrc-ide/global-lmic-reports/master/AFG/projections.csv | 2020-12-30 | Rt | 0.77 | 0.79 | 0.81 | 0.81 | 0.83 | 0.88 | Relax Interventions 50% | Afghanistan | AFG | 2022-01-02 | v8 | TRUE
https://raw.githubusercontent.com/mrc-ide/global-lmic-reports/master/AFG/projections.csv | 2020-12-30 | Reff | 0.75 | 0.77 | 0.79 | 0.79 | 0.8 | 0.86 | Relax Interventions 50% | Afghanistan | AFG | 2022-01-02 | v8 | TRUE
https://raw.githubusercontent.com/mrc-ide/global-lmic-reports/master/AFG/projections.csv | 2020-12-30 | infections | 2680.99 | 2930.56 | 3110.67 | 3114.18 | 3257.13 | 3547.27 | Surged Additional 50% Reduction | Afghanistan | AFG | 2022-01-02 | v8 | TRUE
https://raw.githubusercontent.com/mrc-ide/global-lmic-reports/master/AFG/projections.csv | 2020-12-30 | deaths | 10.23 | 10.98 | 11.31 | 11.42 | 11.78 | 12.91 | Surged Additional 50% Reduction | Afghanistan | AFG | 2022-01-02 | v8 | TRUE
https://raw.githubusercontent.com/mrc-ide/global-lmic-reports/master/AFG/projections.csv | 2020-12-30 | hospital_demand | 371.12 | 398.26 | 412.42 | 415.81 | 433.65 | 473.14 | Surged Additional 50% Reduction | Afghanistan | AFG | 2022-01-02 | v8 | TRUE
https://raw.githubusercontent.com/mrc-ide/global-lmic-reports/master/AFG/projections.csv | 2020-12-30 | ICU_demand | 151.14 | 162.23 | 167.5 | 168.62 | 174.37 | 190.2 | Surged Additional 50% Reduction | Afghanistan | AFG | 2022-01-02 | v8 | TRUE
https://raw.githubusercontent.com/mrc-ide/global-lmic-reports/master/AFG/projections.csv | 2020-12-30 | hospital_incidence | 32.43 | 35.26 | 36.86 | 36.81 | 38.05 | 41.81 | Surged Additional 50% Reduction | Afghanistan | AFG | 2022-01-02 | v8 | TRUE
https://raw.githubusercontent.com/mrc-ide/global-lmic-reports/master/AFG/projections.csv | 2020-12-30 | ICU_incidence | 9.27 | 10.08 | 10.54 | 10.52 | 10.88 | 11.95 | Surged Additional 50% Reduction | Afghanistan | AFG | 2022-01-02 | v8 | TRUE
https://raw.githubusercontent.com/mrc-ide/global-lmic-reports/master/AFG/projections.csv | 2020-12-30 | prevalence | 21519.87 | 23134.97 | 24530.68 | 24535.97 | 25735.29 | 27365.81 | Surged Additional 50% Reduction | Afghanistan | AFG | 2022-01-02 | v8 | TRUE
https://raw.githubusercontent.com/mrc-ide/global-lmic-reports/master/AFG/projections.csv | 2020-12-30 | cumulative_infections | 973765.99 | 1016262.3 | 1046438.27 | 1043855.47 | 1072738.41 | 1122156.31 | Surged Additional 50% Reduction | Afghanistan | AFG | 2022-01-02 | v8 | TRUE
https://raw.githubusercontent.com/mrc-ide/global-lmic-reports/master/AFG/projections.csv | 2020-12-30 | cumulative_deaths | 1946.38 | 2025.33 | 2087.89 | 2081.79 | 2137.07 | 2230.73 | Surged Additional 50% Reduction | Afghanistan | AFG | 2022-01-02 | v8 | TRUE
https://raw.githubusercontent.com/mrc-ide/global-lmic-reports/master/AFG/projections.csv | 2020-12-30 | Rt | 0.77 | 0.8 | 0.82 | 0.82 | 0.83 | 0.86 | Surged Additional 50% Reduction | Afghanistan | AFG | 2022-01-02 | v8 | TRUE
https://raw.githubusercontent.com/mrc-ide/global-lmic-reports/master/AFG/projections.csv | 2020-12-30 | Reff | 0.75 | 0.78 | 0.79 | 0.79 | 0.81 | 0.84 | Surged Additional 50% Reduction | Afghanistan | AFG | 2022-01-02 | v8 | TRUE
https://raw.githubusercontent.com/mrc-ide/global-lmic-reports/master/AFG/projections.csv | 2020-12-30 | infections | 2680.99 | 2930.56 | 3110.67 | 3114.18 | 3257.13 | 3547.27 | Surged Maintain Status Quo | Afghanistan | AFG | 2022-01-02 | v8 | TRUE
https://raw.githubusercontent.com/mrc-ide/global-lmic-reports/master/AFG/projections.csv | 2020-12-30 | deaths | 10.23 | 10.98 | 11.31 | 11.42 | 11.78 | 12.91 | Surged Maintain Status Quo | Afghanistan | AFG | 2022-01-02 | v8 | TRUE
https://raw.githubusercontent.com/mrc-ide/global-lmic-reports/master/AFG/projections.csv | 2020-12-30 | hospital_demand | 371.12 | 398.26 | 412.42 | 415.81 | 433.65 | 473.14 | Surged Maintain Status Quo | Afghanistan | AFG | 2022-01-02 | v8 | TRUE
https://raw.githubusercontent.com/mrc-ide/global-lmic-reports/master/AFG/projections.csv | 2020-12-30 | ICU_demand | 151.14 | 162.23 | 167.5 | 168.62 | 174.37 | 190.2 | Surged Maintain Status Quo | Afghanistan | AFG | 2022-01-02 | v8 | TRUE
https://raw.githubusercontent.com/mrc-ide/global-lmic-reports/master/AFG/projections.csv | 2020-12-30 | hospital_incidence | 32.43 | 35.26 | 36.86 | 36.81 | 38.05 | 41.81 | Surged Maintain Status Quo | Afghanistan | AFG | 2022-01-02 | v8 | TRUE
https://raw.githubusercontent.com/mrc-ide/global-lmic-reports/master/AFG/projections.csv | 2020-12-30 | ICU_incidence | 9.27 | 10.08 | 10.54 | 10.52 | 10.88 | 11.95 | Surged Maintain Status Quo | Afghanistan | AFG | 2022-01-02 | v8 | TRUE
https://raw.githubusercontent.com/mrc-ide/global-lmic-reports/master/AFG/projections.csv | 2020-12-30 | prevalence | 21519.87 | 23134.97 | 24530.68 | 24535.97 | 25735.29 | 27365.81 | Surged Maintain Status Quo | Afghanistan | AFG | 2022-01-02 | v8 | TRUE
https://raw.githubusercontent.com/mrc-ide/global-lmic-reports/master/AFG/projections.csv | 2020-12-30 | cumulative_infections | 973765.99 | 1016262.3 | 1046438.27 | 1043855.47 | 1072738.41 | 1122156.31 | Surged Maintain Status Quo | Afghanistan | AFG | 2022-01-02 | v8 | TRUE
https://raw.githubusercontent.com/mrc-ide/global-lmic-reports/master/AFG/projections.csv | 2020-12-30 | cumulative_deaths | 1946.38 | 2025.33 | 2087.89 | 2081.79 | 2137.07 | 2230.73 | Surged Maintain Status Quo | Afghanistan | AFG | 2022-01-02 | v8 | TRUE
https://raw.githubusercontent.com/mrc-ide/global-lmic-reports/master/AFG/projections.csv | 2020-12-30 | Rt | 0.77 | 0.8 | 0.82 | 0.82 | 0.83 | 0.86 | Surged Maintain Status Quo | Afghanistan | AFG | 2022-01-02 | v8 | TRUE
https://raw.githubusercontent.com/mrc-ide/global-lmic-reports/master/AFG/projections.csv | 2020-12-30 | Reff | 0.75 | 0.78 | 0.79 | 0.79 | 0.81 | 0.84 | Surged Maintain Status Quo | Afghanistan | AFG | 2022-01-02 | v8 | TRUE
https://raw.githubusercontent.com/mrc-ide/global-lmic-reports/master/AFG/projections.csv | 2020-12-30 | infections | 2680.99 | 2930.56 | 3110.67 | 3114.18 | 3257.13 | 3547.27 | Surged Optimistic | Afghanistan | AFG | 2022-01-02 | v8 | TRUE
https://raw.githubusercontent.com/mrc-ide/global-lmic-reports/master/AFG/projections.csv | 2020-12-30 | deaths | 10.23 | 10.98 | 11.31 | 11.42 | 11.78 | 12.91 | Surged Optimistic | Afghanistan | AFG | 2022-01-02 | v8 | TRUE
https://raw.githubusercontent.com/mrc-ide/global-lmic-reports/master/AFG/projections.csv | 2020-12-30 | hospital_demand | 371.12 | 398.26 | 412.42 | 415.81 | 433.65 | 473.14 | Surged Optimistic | Afghanistan | AFG | 2022-01-02 | v8 | TRUE
https://raw.githubusercontent.com/mrc-ide/global-lmic-reports/master/AFG/projections.csv | 2020-12-30 | ICU_demand | 151.14 | 162.23 | 167.5 | 168.62 | 174.37 | 190.2 | Surged Optimistic | Afghanistan | AFG | 2022-01-02 | v8 | TRUE
https://raw.githubusercontent.com/mrc-ide/global-lmic-reports/master/AFG/projections.csv | 2020-12-30 | hospital_incidence | 32.43 | 35.26 | 36.86 | 36.81 | 38.05 | 41.81 | Surged Optimistic | Afghanistan | AFG | 2022-01-02 | v8 | TRUE
https://raw.githubusercontent.com/mrc-ide/global-lmic-reports/master/AFG/projections.csv | 2020-12-30 | ICU_incidence | 9.27 | 10.08 | 10.54 | 10.52 | 10.88 | 11.95 | Surged Optimistic | Afghanistan | AFG | 2022-01-02 | v8 | TRUE
https://raw.githubusercontent.com/mrc-ide/global-lmic-reports/master/AFG/projections.csv | 2020-12-30 | prevalence | 21519.87 | 23134.97 | 24530.68 | 24535.97 | 25735.29 | 27365.81 | Surged Optimistic | Afghanistan | AFG | 2022-01-02 | v8 | TRUE
https://raw.githubusercontent.com/mrc-ide/global-lmic-reports/master/AFG/projections.csv | 2020-12-30 | cumulative_infections | 973765.99 | 1016262.3 | 1046438.27 | 1043855.47 | 1072738.41 | 1122156.31 | Surged Optimistic | Afghanistan | AFG | 2022-01-02 | v8 | TRUE
https://raw.githubusercontent.com/mrc-ide/global-lmic-reports/master/AFG/projections.csv | 2020-12-30 | cumulative_deaths | 1946.38 | 2025.33 | 2087.89 | 2081.79 | 2137.07 | 2230.73 | Surged Optimistic | Afghanistan | AFG | 2022-01-02 | v8 | TRUE
https://raw.githubusercontent.com/mrc-ide/global-lmic-reports/master/AFG/projections.csv | 2020-12-30 | Rt | 0.77 | 0.8 | 0.82 | 0.82 | 0.83 | 0.86 | Surged Optimistic | Afghanistan | AFG | 2022-01-02 | v8 | TRUE
https://raw.githubusercontent.com/mrc-ide/global-lmic-reports/master/AFG/projections.csv | 2020-12-30 | Reff | 0.75 | 0.78 | 0.79 | 0.79 | 0.81 | 0.84 | Surged Optimistic | Afghanistan | AFG | 2022-01-02 | v8 | TRUE
https://raw.githubusercontent.com/mrc-ide/global-lmic-reports/master/AFG/projections.csv | 2020-12-30 | infections | 2680.99 | 2930.56 | 3110.67 | 3114.18 | 3257.13 | 3547.27 | Surged Pessimistic | Afghanistan | AFG | 2022-01-02 | v8 | TRUE
https://raw.githubusercontent.com/mrc-ide/global-lmic-reports/master/AFG/projections.csv | 2020-12-30 | deaths | 10.23 | 10.98 | 11.31 | 11.42 | 11.78 | 12.91 | Surged Pessimistic | Afghanistan | AFG | 2022-01-02 | v8 | TRUE
https://raw.githubusercontent.com/mrc-ide/global-lmic-reports/master/AFG/projections.csv | 2020-12-30 | hospital_demand | 371.12 | 398.26 | 412.42 | 415.81 | 433.65 | 473.14 | Surged Pessimistic | Afghanistan | AFG | 2022-01-02 | v8 | TRUE
https://raw.githubusercontent.com/mrc-ide/global-lmic-reports/master/AFG/projections.csv | 2020-12-30 | ICU_demand | 151.14 | 162.23 | 167.5 | 168.62 | 174.37 | 190.2 | Surged Pessimistic | Afghanistan | AFG | 2022-01-02 | v8 | TRUE
https://raw.githubusercontent.com/mrc-ide/global-lmic-reports/master/AFG/projections.csv | 2020-12-30 | hospital_incidence | 32.43 | 35.26 | 36.86 | 36.81 | 38.05 | 41.81 | Surged Pessimistic | Afghanistan | AFG | 2022-01-02 | v8 | TRUE
https://raw.githubusercontent.com/mrc-ide/global-lmic-reports/master/AFG/projections.csv | 2020-12-30 | ICU_incidence | 9.27 | 10.08 | 10.54 | 10.52 | 10.88 | 11.95 | Surged Pessimistic | Afghanistan | AFG | 2022-01-02 | v8 | TRUE
https://raw.githubusercontent.com/mrc-ide/global-lmic-reports/master/AFG/projections.csv | 2020-12-30 | prevalence | 21519.87 | 23134.97 | 24530.68 | 24535.97 | 25735.29 | 27365.81 | Surged Pessimistic | Afghanistan | AFG | 2022-01-02 | v8 | TRUE
https://raw.githubusercontent.com/mrc-ide/global-lmic-reports/master/AFG/projections.csv | 2020-12-30 | cumulative_infections | 973765.99 | 1016262.3 | 1046438.27 | 1043855.47 | 1072738.41 | 1122156.31 | Surged Pessimistic | Afghanistan | AFG | 2022-01-02 | v8 | TRUE
https://raw.githubusercontent.com/mrc-ide/global-lmic-reports/master/AFG/projections.csv | 2020-12-30 | cumulative_deaths | 1946.38 | 2025.33 | 2087.89 | 2081.79 | 2137.07 | 2230.73 | Surged Pessimistic | Afghanistan | AFG | 2022-01-02 | v8 | TRUE
https://raw.githubusercontent.com/mrc-ide/global-lmic-reports/master/AFG/projections.csv | 2020-12-30 | Rt | 0.77 | 0.8 | 0.82 | 0.82 | 0.83 | 0.86 | Surged Pessimistic | Afghanistan | AFG | 2022-01-02 | v8 | TRUE
https://raw.githubusercontent.com/mrc-ide/global-lmic-reports/master/AFG/projections.csv | 2020-12-30 | Reff | 0.75 | 0.78 | 0.79 | 0.79 | 0.81 | 0.84 | Surged Pessimistic | Afghanistan | AFG | 2022-01-02 | v8 | TRUE
https://raw.githubusercontent.com/mrc-ide/global-lmic-reports/master/AFG/projections.csv | 2020-12-30 | infections | 2680.99 | 2930.56 | 3110.67 | 3114.18 | 3257.13 | 3547.27 | Surged Relax Interventions 50% | Afghanistan | AFG | 2022-01-02 | v8 | TRUE
https://raw.githubusercontent.com/mrc-ide/global-lmic-reports/master/AFG/projections.csv | 2020-12-30 | deaths | 10.23 | 10.98 | 11.31 | 11.42 | 11.78 | 12.91 | Surged Relax Interventions 50% | Afghanistan | AFG | 2022-01-02 | v8 | TRUE
https://raw.githubusercontent.com/mrc-ide/global-lmic-reports/master/AFG/projections.csv | 2020-12-30 | hospital_demand | 371.12 | 398.26 | 412.42 | 415.81 | 433.65 | 473.14 | Surged Relax Interventions 50% | Afghanistan | AFG | 2022-01-02 | v8 | TRUE
https://raw.githubusercontent.com/mrc-ide/global-lmic-reports/master/AFG/projections.csv | 2020-12-30 | ICU_demand | 151.14 | 162.23 | 167.5 | 168.62 | 174.37 | 190.2 | Surged Relax Interventions 50% | Afghanistan | AFG | 2022-01-02 | v8 | TRUE
https://raw.githubusercontent.com/mrc-ide/global-lmic-reports/master/AFG/projections.csv | 2020-12-30 | hospital_incidence | 32.43 | 35.26 | 36.86 | 36.81 | 38.05 | 41.81 | Surged Relax Interventions 50% | Afghanistan | AFG | 2022-01-02 | v8 | TRUE
https://raw.githubusercontent.com/mrc-ide/global-lmic-reports/master/AFG/projections.csv | 2020-12-30 | ICU_incidence | 9.27 | 10.08 | 10.54 | 10.52 | 10.88 | 11.95 | Surged Relax Interventions 50% | Afghanistan | AFG | 2022-01-02 | v8 | TRUE
https://raw.githubusercontent.com/mrc-ide/global-lmic-reports/master/AFG/projections.csv | 2020-12-30 | prevalence | 21519.87 | 23134.97 | 24530.68 | 24535.97 | 25735.29 | 27365.81 | Surged Relax Interventions 50% | Afghanistan | AFG | 2022-01-02 | v8 | TRUE
https://raw.githubusercontent.com/mrc-ide/global-lmic-reports/master/AFG/projections.csv | 2020-12-30 | cumulative_infections | 973765.99 | 1016262.3 | 1046438.27 | 1043855.47 | 1072738.41 | 1122156.31 | Surged Relax Interventions 50% | Afghanistan | AFG | 2022-01-02 | v8 | TRUE
https://raw.githubusercontent.com/mrc-ide/global-lmic-reports/master/AFG/projections.csv | 2020-12-30 | cumulative_deaths | 1946.38 | 2025.33 | 2087.89 | 2081.79 | 2137.07 | 2230.73 | Surged Relax Interventions 50% | Afghanistan | AFG | 2022-01-02 | v8 | TRUE
https://raw.githubusercontent.com/mrc-ide/global-lmic-reports/master/AFG/projections.csv | 2020-12-30 | Rt | 0.77 | 0.8 | 0.82 | 0.82 | 0.83 | 0.86 | Surged Relax Interventions 50% | Afghanistan | AFG | 2022-01-02 | v8 | TRUE
https://raw.githubusercontent.com/mrc-ide/global-lmic-reports/master/AFG/projections.csv | 2020-12-30 | Reff | 0.75 | 0.78 | 0.79 | 0.79 | 0.81 | 0.84 | Surged Relax Interventions 50% | Afghanistan | AFG | 2022-01-02 | v8 | TRUE
https://raw.githubusercontent.com/mrc-ide/global-lmic-reports/master/AFG/projections.csv | 2020-12-31 | infections | 2704.88 | 2856.31 | 2995.37 | 3050.67 | 3172.63 | 3728.89 | Additional 50% Reduction | Afghanistan | AFG | 2022-01-02 | v8 | TRUE
https://raw.githubusercontent.com/mrc-ide/global-lmic-reports/master/AFG/projections.csv | 2020-12-31 | deaths | 10.27 | 10.98 | 11.3 | 11.45 | 11.74 | 13.08 | Additional 50% Reduction | Afghanistan | AFG | 2022-01-02 | v8 | TRUE
https://raw.githubusercontent.com/mrc-ide/global-lmic-reports/master/AFG/projections.csv | 2020-12-31 | hospital_demand | 368.78 | 396.6 | 410.85 | 415.21 | 433.02 | 469.67 | Additional 50% Reduction | Afghanistan | AFG | 2022-01-02 | v8 | TRUE
https://raw.githubusercontent.com/mrc-ide/global-lmic-reports/master/AFG/projections.csv | 2020-12-31 | ICU_demand | 151.5 | 162.38 | 166.91 | 168.86 | 173.77 | 192.05 | Additional 50% Reduction | Afghanistan | AFG | 2022-01-02 | v8 | TRUE
https://raw.githubusercontent.com/mrc-ide/global-lmic-reports/master/AFG/projections.csv | 2020-12-31 | hospital_incidence | 32.5 | 34.78 | 36.05 | 36.41 | 38.11 | 40.99 | Additional 50% Reduction | Afghanistan | AFG | 2022-01-02 | v8 | TRUE
https://raw.githubusercontent.com/mrc-ide/global-lmic-reports/master/AFG/projections.csv | 2020-12-31 | ICU_incidence | 9.29 | 9.94 | 10.31 | 10.41 | 10.89 | 11.72 | Additional 50% Reduction | Afghanistan | AFG | 2022-01-02 | v8 | TRUE
https://raw.githubusercontent.com/mrc-ide/global-lmic-reports/master/AFG/projections.csv | 2020-12-31 | prevalence | 21473.97 | 23013.97 | 24211.99 | 24234.72 | 25368.11 | 28258.46 | Additional 50% Reduction | Afghanistan | AFG | 2022-01-02 | v8 | TRUE
https://raw.githubusercontent.com/mrc-ide/global-lmic-reports/master/AFG/projections.csv | 2020-12-31 | cumulative_infections | 982198.19 | 1021840.82 | 1055701.71 | 1057482.75 | 1071523.93 | 1173639.41 | Additional 50% Reduction | Afghanistan | AFG | 2022-01-02 | v8 | TRUE
https://raw.githubusercontent.com/mrc-ide/global-lmic-reports/master/AFG/projections.csv | 2020-12-31 | cumulative_deaths | 1952.33 | 2057.65 | 2115.6 | 2126.01 | 2166.78 | 2386.14 | Additional 50% Reduction | Afghanistan | AFG | 2022-01-02 | v8 | TRUE
https://raw.githubusercontent.com/mrc-ide/global-lmic-reports/master/AFG/projections.csv | 2020-12-31 | Rt | 0.75 | 0.77 | 0.79 | 0.8 | 0.81 | 0.86 | Additional 50% Reduction | Afghanistan | AFG | 2022-01-02 | v8 | TRUE
https://raw.githubusercontent.com/mrc-ide/global-lmic-reports/master/AFG/projections.csv | 2020-12-31 | Reff | 0.73 | 0.75 | 0.77 | 0.77 | 0.79 | 0.84 | Additional 50% Reduction | Afghanistan | AFG | 2022-01-02 | v8 | TRUE
https://raw.githubusercontent.com/mrc-ide/global-lmic-reports/master/AFG/projections.csv | 2020-12-31 | infections | 2704.88 | 2856.31 | 2995.37 | 3050.67 | 3172.63 | 3728.89 | Maintain Status Quo | Afghanistan | AFG | 2022-01-02 | v8 | TRUE
https://raw.githubusercontent.com/mrc-ide/global-lmic-reports/master/AFG/projections.csv | 2020-12-31 | deaths | 10.27 | 10.98 | 11.3 | 11.45 | 11.74 | 13.08 | Maintain Status Quo | Afghanistan | AFG | 2022-01-02 | v8 | TRUE
https://raw.githubusercontent.com/mrc-ide/global-lmic-reports/master/AFG/projections.csv | 2020-12-31 | hospital_demand | 368.78 | 396.6 | 410.85 | 415.21 | 433.02 | 469.67 | Maintain Status Quo | Afghanistan | AFG | 2022-01-02 | v8 | TRUE
https://raw.githubusercontent.com/mrc-ide/global-lmic-reports/master/AFG/projections.csv | 2020-12-31 | ICU_demand | 151.5 | 162.38 | 166.91 | 168.86 | 173.77 | 192.05 | Maintain Status Quo | Afghanistan | AFG | 2022-01-02 | v8 | TRUE
https://raw.githubusercontent.com/mrc-ide/global-lmic-reports/master/AFG/projections.csv | 2020-12-31 | hospital_incidence | 32.5 | 34.78 | 36.05 | 36.41 | 38.11 | 40.99 | Maintain Status Quo | Afghanistan | AFG | 2022-01-02 | v8 | TRUE
https://raw.githubusercontent.com/mrc-ide/global-lmic-reports/master/AFG/projections.csv | 2020-12-31 | ICU_incidence | 9.29 | 9.94 | 10.31 | 10.41 | 10.89 | 11.72 | Maintain Status Quo | Afghanistan | AFG | 2022-01-02 | v8 | TRUE
https://raw.githubusercontent.com/mrc-ide/global-lmic-reports/master/AFG/projections.csv | 2020-12-31 | prevalence | 21473.97 | 23013.97 | 24211.99 | 24234.72 | 25368.11 | 28258.46 | Maintain Status Quo | Afghanistan | AFG | 2022-01-02 | v8 | TRUE
https://raw.githubusercontent.com/mrc-ide/global-lmic-reports/master/AFG/projections.csv | 2020-12-31 | cumulative_infections | 982198.19 | 1021840.82 | 1055701.71 | 1057482.75 | 1071523.93 | 1173639.41 | Maintain Status Quo | Afghanistan | AFG | 2022-01-02 | v8 | TRUE
https://raw.githubusercontent.com/mrc-ide/global-lmic-reports/master/AFG/projections.csv | 2020-12-31 | cumulative_deaths | 1952.33 | 2057.65 | 2115.6 | 2126.01 | 2166.78 | 2386.14 | Maintain Status Quo | Afghanistan | AFG | 2022-01-02 | v8 | TRUE
https://raw.githubusercontent.com/mrc-ide/global-lmic-reports/master/AFG/projections.csv | 2020-12-31 | Rt | 0.75 | 0.77 | 0.79 | 0.8 | 0.81 | 0.86 | Maintain Status Quo | Afghanistan | AFG | 2022-01-02 | v8 | TRUE
https://raw.githubusercontent.com/mrc-ide/global-lmic-reports/master/AFG/projections.csv | 2020-12-31 | Reff | 0.73 | 0.75 | 0.77 | 0.77 | 0.79 | 0.84 | Maintain Status Quo | Afghanistan | AFG | 2022-01-02 | v8 | TRUE
https://raw.githubusercontent.com/mrc-ide/global-lmic-reports/master/AFG/projections.csv | 2020-12-31 | infections | 2704.88 | 2856.31 | 2995.37 | 3050.67 | 3172.63 | 3728.89 | Optimistic | Afghanistan | AFG | 2022-01-02 | v8 | TRUE
https://raw.githubusercontent.com/mrc-ide/global-lmic-reports/master/AFG/projections.csv | 2020-12-31 | deaths | 10.27 | 10.98 | 11.3 | 11.45 | 11.74 | 13.08 | Optimistic | Afghanistan | AFG | 2022-01-02 | v8 | TRUE
https://raw.githubusercontent.com/mrc-ide/global-lmic-reports/master/AFG/projections.csv | 2020-12-31 | hospital_demand | 368.78 | 396.6 | 410.85 | 415.21 | 433.02 | 469.67 | Optimistic | Afghanistan | AFG | 2022-01-02 | v8 | TRUE
https://raw.githubusercontent.com/mrc-ide/global-lmic-reports/master/AFG/projections.csv | 2020-12-31 | ICU_demand | 151.5 | 162.38 | 166.91 | 168.86 | 173.77 | 192.05 | Optimistic | Afghanistan | AFG | 2022-01-02 | v8 | TRUE
https://raw.githubusercontent.com/mrc-ide/global-lmic-reports/master/AFG/projections.csv | 2020-12-31 | hospital_incidence | 32.5 | 34.78 | 36.05 | 36.41 | 38.11 | 40.99 | Optimistic | Afghanistan | AFG | 2022-01-02 | v8 | TRUE
https://raw.githubusercontent.com/mrc-ide/global-lmic-reports/master/AFG/projections.csv | 2020-12-31 | ICU_incidence | 9.29 | 9.94 | 10.31 | 10.41 | 10.89 | 11.72 | Optimistic | Afghanistan | AFG | 2022-01-02 | v8 | TRUE
https://raw.githubusercontent.com/mrc-ide/global-lmic-reports/master/AFG/projections.csv | 2020-12-31 | prevalence | 21473.97 | 23013.97 | 24211.99 | 24234.72 | 25368.11 | 28258.46 | Optimistic | Afghanistan | AFG | 2022-01-02 | v8 | TRUE
https://raw.githubusercontent.com/mrc-ide/global-lmic-reports/master/AFG/projections.csv | 2020-12-31 | cumulative_infections | 982198.19 | 1021840.82 | 1055701.71 | 1057482.75 | 1071523.93 | 1173639.41 | Optimistic | Afghanistan | AFG | 2022-01-02 | v8 | TRUE
https://raw.githubusercontent.com/mrc-ide/global-lmic-reports/master/AFG/projections.csv | 2020-12-31 | cumulative_deaths | 1952.33 | 2057.65 | 2115.6 | 2126.01 | 2166.78 | 2386.14 | Optimistic | Afghanistan | AFG | 2022-01-02 | v8 | TRUE
https://raw.githubusercontent.com/mrc-ide/global-lmic-reports/master/AFG/projections.csv | 2020-12-31 | Rt | 0.75 | 0.77 | 0.79 | 0.8 | 0.81 | 0.86 | Optimistic | Afghanistan | AFG | 2022-01-02 | v8 | TRUE
https://raw.githubusercontent.com/mrc-ide/global-lmic-reports/master/AFG/projections.csv | 2020-12-31 | Reff | 0.73 | 0.75 | 0.77 | 0.77 | 0.79 | 0.84 | Optimistic | Afghanistan | AFG | 2022-01-02 | v8 | TRUE
https://raw.githubusercontent.com/mrc-ide/global-lmic-reports/master/AFG/projections.csv | 2020-12-31 | infections | 2704.88 | 2856.31 | 2995.37 | 3050.67 | 3172.63 | 3728.89 | Pessimistic | Afghanistan | AFG | 2022-01-02 | v8 | TRUE
https://raw.githubusercontent.com/mrc-ide/global-lmic-reports/master/AFG/projections.csv | 2020-12-31 | deaths | 10.27 | 10.98 | 11.3 | 11.45 | 11.74 | 13.08 | Pessimistic | Afghanistan | AFG | 2022-01-02 | v8 | TRUE
https://raw.githubusercontent.com/mrc-ide/global-lmic-reports/master/AFG/projections.csv | 2020-12-31 | hospital_demand | 368.78 | 396.6 | 410.85 | 415.21 | 433.02 | 469.67 | Pessimistic | Afghanistan | AFG | 2022-01-02 | v8 | TRUE
https://raw.githubusercontent.com/mrc-ide/global-lmic-reports/master/AFG/projections.csv | 2020-12-31 | ICU_demand | 151.5 | 162.38 | 166.91 | 168.86 | 173.77 | 192.05 | Pessimistic | Afghanistan | AFG | 2022-01-02 | v8 | TRUE
https://raw.githubusercontent.com/mrc-ide/global-lmic-reports/master/AFG/projections.csv | 2020-12-31 | hospital_incidence | 32.5 | 34.78 | 36.05 | 36.41 | 38.11 | 40.99 | Pessimistic | Afghanistan | AFG | 2022-01-02 | v8 | TRUE
https://raw.githubusercontent.com/mrc-ide/global-lmic-reports/master/AFG/projections.csv | 2020-12-31 | ICU_incidence | 9.29 | 9.94 | 10.31 | 10.41 | 10.89 | 11.72 | Pessimistic | Afghanistan | AFG | 2022-01-02 | v8 | TRUE
https://raw.githubusercontent.com/mrc-ide/global-lmic-reports/master/AFG/projections.csv | 2020-12-31 | prevalence | 21473.97 | 23013.97 | 24211.99 | 24234.72 | 25368.11 | 28258.46 | Pessimistic | Afghanistan | AFG | 2022-01-02 | v8 | TRUE
https://raw.githubusercontent.com/mrc-ide/global-lmic-reports/master/AFG/projections.csv | 2020-12-31 | cumulative_infections | 982198.19 | 1021840.82 | 1055701.71 | 1057482.75 | 1071523.93 | 1173639.41 | Pessimistic | Afghanistan | AFG | 2022-01-02 | v8 | TRUE
https://raw.githubusercontent.com/mrc-ide/global-lmic-reports/master/AFG/projections.csv | 2020-12-31 | cumulative_deaths | 1952.33 | 2057.65 | 2115.6 | 2126.01 | 2166.78 | 2386.14 | Pessimistic | Afghanistan | AFG | 2022-01-02 | v8 | TRUE
https://raw.githubusercontent.com/mrc-ide/global-lmic-reports/master/AFG/projections.csv | 2020-12-31 | Rt | 0.75 | 0.77 | 0.79 | 0.8 | 0.81 | 0.86 | Pessimistic | Afghanistan | AFG | 2022-01-02 | v8 | TRUE
https://raw.githubusercontent.com/mrc-ide/global-lmic-reports/master/AFG/projections.csv | 2020-12-31 | Reff | 0.73 | 0.75 | 0.77 | 0.77 | 0.79 | 0.84 | Pessimistic | Afghanistan | AFG | 2022-01-02 | v8 | TRUE
https://raw.githubusercontent.com/mrc-ide/global-lmic-reports/master/AFG/projections.csv | 2020-12-31 | infections | 2704.88 | 2856.31 | 2995.37 | 3050.67 | 3172.63 | 3728.89 | Relax Interventions 50% | Afghanistan | AFG | 2022-01-02 | v8 | TRUE
https://raw.githubusercontent.com/mrc-ide/global-lmic-reports/master/AFG/projections.csv | 2020-12-31 | deaths | 10.27 | 10.98 | 11.3 | 11.45 | 11.74 | 13.08 | Relax Interventions 50% | Afghanistan | AFG | 2022-01-02 | v8 | TRUE
https://raw.githubusercontent.com/mrc-ide/global-lmic-reports/master/AFG/projections.csv | 2020-12-31 | hospital_demand | 368.78 | 396.6 | 410.85 | 415.21 | 433.02 | 469.67 | Relax Interventions 50% | Afghanistan | AFG | 2022-01-02 | v8 | TRUE
https://raw.githubusercontent.com/mrc-ide/global-lmic-reports/master/AFG/projections.csv | 2020-12-31 | ICU_demand | 151.5 | 162.38 | 166.91 | 168.86 | 173.77 | 192.05 | Relax Interventions 50% | Afghanistan | AFG | 2022-01-02 | v8 | TRUE
https://raw.githubusercontent.com/mrc-ide/global-lmic-reports/master/AFG/projections.csv | 2020-12-31 | hospital_incidence | 32.5 | 34.78 | 36.05 | 36.41 | 38.11 | 40.99 | Relax Interventions 50% | Afghanistan | AFG | 2022-01-02 | v8 | TRUE
https://raw.githubusercontent.com/mrc-ide/global-lmic-reports/master/AFG/projections.csv | 2020-12-31 | ICU_incidence | 9.29 | 9.94 | 10.31 | 10.41 | 10.89 | 11.72 | Relax Interventions 50% | Afghanistan | AFG | 2022-01-02 | v8 | TRUE
https://raw.githubusercontent.com/mrc-ide/global-lmic-reports/master/AFG/projections.csv | 2020-12-31 | prevalence | 21473.97 | 23013.97 | 24211.99 | 24234.72 | 25368.11 | 28258.46 | Relax Interventions 50% | Afghanistan | AFG | 2022-01-02 | v8 | TRUE
https://raw.githubusercontent.com/mrc-ide/global-lmic-reports/master/AFG/projections.csv | 2020-12-31 | cumulative_infections | 982198.19 | 1021840.82 | 1055701.71 | 1057482.75 | 1071523.93 | 1173639.41 | Relax Interventions 50% | Afghanistan | AFG | 2022-01-02 | v8 | TRUE
https://raw.githubusercontent.com/mrc-ide/global-lmic-reports/master/AFG/projections.csv | 2020-12-31 | cumulative_deaths | 1952.33 | 2057.65 | 2115.6 | 2126.01 | 2166.78 | 2386.14 | Relax Interventions 50% | Afghanistan | AFG | 2022-01-02 | v8 | TRUE
https://raw.githubusercontent.com/mrc-ide/global-lmic-reports/master/AFG/projections.csv | 2020-12-31 | Rt | 0.75 | 0.77 | 0.79 | 0.8 | 0.81 | 0.86 | Relax Interventions 50% | Afghanistan | AFG | 2022-01-02 | v8 | TRUE
https://raw.githubusercontent.com/mrc-ide/global-lmic-reports/master/AFG/projections.csv | 2020-12-31 | Reff | 0.73 | 0.75 | 0.77 | 0.77 | 0.79 | 0.84 | Relax Interventions 50% | Afghanistan | AFG | 2022-01-02 | v8 | TRUE
https://raw.githubusercontent.com/mrc-ide/global-lmic-reports/master/AFG/projections.csv | 2020-12-31 | infections | 2569.06 | 2811.4 | 2998.48 | 2994.05 | 3156.44 | 3425.41 | Surged Additional 50% Reduction | Afghanistan | AFG | 2022-01-02 | v8 | TRUE
https://raw.githubusercontent.com/mrc-ide/global-lmic-reports/master/AFG/projections.csv | 2020-12-31 | deaths | 10.04 | 10.8 | 11.14 | 11.22 | 11.62 | 12.7 | Surged Additional 50% Reduction | Afghanistan | AFG | 2022-01-02 | v8 | TRUE
https://raw.githubusercontent.com/mrc-ide/global-lmic-reports/master/AFG/projections.csv | 2020-12-31 | hospital_demand | 361.6 | 388.46 | 403.27 | 406.39 | 423.31 | 462.17 | Surged Additional 50% Reduction | Afghanistan | AFG | 2022-01-02 | v8 | TRUE
https://raw.githubusercontent.com/mrc-ide/global-lmic-reports/master/AFG/projections.csv | 2020-12-31 | ICU_demand | 148.26 | 158.96 | 164.54 | 165.45 | 171.59 | 186.71 | Surged Additional 50% Reduction | Afghanistan | AFG | 2022-01-02 | v8 | TRUE
https://raw.githubusercontent.com/mrc-ide/global-lmic-reports/master/AFG/projections.csv | 2020-12-31 | hospital_incidence | 31.41 | 33.96 | 35.73 | 35.64 | 36.98 | 40.4 | Surged Additional 50% Reduction | Afghanistan | AFG | 2022-01-02 | v8 | TRUE
https://raw.githubusercontent.com/mrc-ide/global-lmic-reports/master/AFG/projections.csv | 2020-12-31 | ICU_incidence | 8.98 | 9.71 | 10.21 | 10.19 | 10.57 | 11.55 | Surged Additional 50% Reduction | Afghanistan | AFG | 2022-01-02 | v8 | TRUE
https://raw.githubusercontent.com/mrc-ide/global-lmic-reports/master/AFG/projections.csv | 2020-12-31 | prevalence | 20775.23 | 22357.85 | 23724.1 | 23751.21 | 25111.2 | 26576.29 | Surged Additional 50% Reduction | Afghanistan | AFG | 2022-01-02 | v8 | TRUE
https://raw.githubusercontent.com/mrc-ide/global-lmic-reports/master/AFG/projections.csv | 2020-12-31 | cumulative_infections | 976552.58 | 1019111.33 | 1049234.07 | 1046849.52 | 1075974.14 | 1125248.61 | Surged Additional 50% Reduction | Afghanistan | AFG | 2022-01-02 | v8 | TRUE
https://raw.githubusercontent.com/mrc-ide/global-lmic-reports/master/AFG/projections.csv | 2020-12-31 | cumulative_deaths | 1956.86 | 2036.73 | 2099.2 | 2093.01 | 2148.23 | 2243.27 | Surged Additional 50% Reduction | Afghanistan | AFG | 2022-01-02 | v8 | TRUE
https://raw.githubusercontent.com/mrc-ide/global-lmic-reports/master/AFG/projections.csv | 2020-12-31 | Rt | 0.76 | 0.78 | 0.8 | 0.8 | 0.81 | 0.84 | Surged Additional 50% Reduction | Afghanistan | AFG | 2022-01-02 | v8 | TRUE
https://raw.githubusercontent.com/mrc-ide/global-lmic-reports/master/AFG/projections.csv | 2020-12-31 | Reff | 0.74 | 0.76 | 0.78 | 0.78 | 0.79 | 0.82 | Surged Additional 50% Reduction | Afghanistan | AFG | 2022-01-02 | v8 | TRUE
https://raw.githubusercontent.com/mrc-ide/global-lmic-reports/master/AFG/projections.csv | 2020-12-31 | infections | 2569.06 | 2811.4 | 2998.48 | 2994.05 | 3156.44 | 3425.41 | Surged Maintain Status Quo | Afghanistan | AFG | 2022-01-02 | v8 | TRUE
https://raw.githubusercontent.com/mrc-ide/global-lmic-reports/master/AFG/projections.csv | 2020-12-31 | deaths | 10.04 | 10.8 | 11.14 | 11.22 | 11.62 | 12.7 | Surged Maintain Status Quo | Afghanistan | AFG | 2022-01-02 | v8 | TRUE
https://raw.githubusercontent.com/mrc-ide/global-lmic-reports/master/AFG/projections.csv | 2020-12-31 | hospital_demand | 361.6 | 388.46 | 403.27 | 406.39 | 423.31 | 462.17 | Surged Maintain Status Quo | Afghanistan | AFG | 2022-01-02 | v8 | TRUE
https://raw.githubusercontent.com/mrc-ide/global-lmic-reports/master/AFG/projections.csv | 2020-12-31 | ICU_demand | 148.26 | 158.96 | 164.54 | 165.45 | 171.59 | 186.71 | Surged Maintain Status Quo | Afghanistan | AFG | 2022-01-02 | v8 | TRUE
https://raw.githubusercontent.com/mrc-ide/global-lmic-reports/master/AFG/projections.csv | 2020-12-31 | hospital_incidence | 31.41 | 33.96 | 35.73 | 35.64 | 36.98 | 40.4 | Surged Maintain Status Quo | Afghanistan | AFG | 2022-01-02 | v8 | TRUE
https://raw.githubusercontent.com/mrc-ide/global-lmic-reports/master/AFG/projections.csv | 2020-12-31 | ICU_incidence | 8.98 | 9.71 | 10.21 | 10.19 | 10.57 | 11.55 | Surged Maintain Status Quo | Afghanistan | AFG | 2022-01-02 | v8 | TRUE
https://raw.githubusercontent.com/mrc-ide/global-lmic-reports/master/AFG/projections.csv | 2020-12-31 | prevalence | 20775.23 | 22357.85 | 23724.1 | 23751.21 | 25111.2 | 26576.29 | Surged Maintain Status Quo | Afghanistan | AFG | 2022-01-02 | v8 | TRUE
https://raw.githubusercontent.com/mrc-ide/global-lmic-reports/master/AFG/projections.csv | 2020-12-31 | cumulative_infections | 976552.58 | 1019111.33 | 1049234.07 | 1046849.52 | 1075974.14 | 1125248.61 | Surged Maintain Status Quo | Afghanistan | AFG | 2022-01-02 | v8 | TRUE
https://raw.githubusercontent.com/mrc-ide/global-lmic-reports/master/AFG/projections.csv | 2020-12-31 | cumulative_deaths | 1956.86 | 2036.73 | 2099.2 | 2093.01 | 2148.23 | 2243.27 | Surged Maintain Status Quo | Afghanistan | AFG | 2022-01-02 | v8 | TRUE
https://raw.githubusercontent.com/mrc-ide/global-lmic-reports/master/AFG/projections.csv | 2020-12-31 | Rt | 0.76 | 0.78 | 0.8 | 0.8 | 0.81 | 0.84 | Surged Maintain Status Quo | Afghanistan | AFG | 2022-01-02 | v8 | TRUE
https://raw.githubusercontent.com/mrc-ide/global-lmic-reports/master/AFG/projections.csv | 2020-12-31 | Reff | 0.74 | 0.76 | 0.78 | 0.78 | 0.79 | 0.82 | Surged Maintain Status Quo | Afghanistan | AFG | 2022-01-02 | v8 | TRUE
https://raw.githubusercontent.com/mrc-ide/global-lmic-reports/master/AFG/projections.csv | 2020-12-31 | infections | 2569.06 | 2811.4 | 2998.48 | 2994.05 | 3156.44 | 3425.41 | Surged Optimistic | Afghanistan | AFG | 2022-01-02 | v8 | TRUE
https://raw.githubusercontent.com/mrc-ide/global-lmic-reports/master/AFG/projections.csv | 2020-12-31 | deaths | 10.04 | 10.8 | 11.14 | 11.22 | 11.62 | 12.7 | Surged Optimistic | Afghanistan | AFG | 2022-01-02 | v8 | TRUE
https://raw.githubusercontent.com/mrc-ide/global-lmic-reports/master/AFG/projections.csv | 2020-12-31 | hospital_demand | 361.6 | 388.46 | 403.27 | 406.39 | 423.31 | 462.17 | Surged Optimistic | Afghanistan | AFG | 2022-01-02 | v8 | TRUE
https://raw.githubusercontent.com/mrc-ide/global-lmic-reports/master/AFG/projections.csv | 2020-12-31 | ICU_demand | 148.26 | 158.96 | 164.54 | 165.45 | 171.59 | 186.71 | Surged Optimistic | Afghanistan | AFG | 2022-01-02 | v8 | TRUE
https://raw.githubusercontent.com/mrc-ide/global-lmic-reports/master/AFG/projections.csv | 2020-12-31 | hospital_incidence | 31.41 | 33.96 | 35.73 | 35.64 | 36.98 | 40.4 | Surged Optimistic | Afghanistan | AFG | 2022-01-02 | v8 | TRUE
https://raw.githubusercontent.com/mrc-ide/global-lmic-reports/master/AFG/projections.csv | 2020-12-31 | ICU_incidence | 8.98 | 9.71 | 10.21 | 10.19 | 10.57 | 11.55 | Surged Optimistic | Afghanistan | AFG | 2022-01-02 | v8 | TRUE
https://raw.githubusercontent.com/mrc-ide/global-lmic-reports/master/AFG/projections.csv | 2020-12-31 | prevalence | 20775.23 | 22357.85 | 23724.1 | 23751.21 | 25111.2 | 26576.29 | Surged Optimistic | Afghanistan | AFG | 2022-01-02 | v8 | TRUE
https://raw.githubusercontent.com/mrc-ide/global-lmic-reports/master/AFG/projections.csv | 2020-12-31 | cumulative_infections | 976552.58 | 1019111.33 | 1049234.07 | 1046849.52 | 1075974.14 | 1125248.61 | Surged Optimistic | Afghanistan | AFG | 2022-01-02 | v8 | TRUE
https://raw.githubusercontent.com/mrc-ide/global-lmic-reports/master/AFG/projections.csv | 2020-12-31 | cumulative_deaths | 1956.86 | 2036.73 | 2099.2 | 2093.01 | 2148.23 | 2243.27 | Surged Optimistic | Afghanistan | AFG | 2022-01-02 | v8 | TRUE
https://raw.githubusercontent.com/mrc-ide/global-lmic-reports/master/AFG/projections.csv | 2020-12-31 | Rt | 0.76 | 0.78 | 0.8 | 0.8 | 0.81 | 0.84 | Surged Optimistic | Afghanistan | AFG | 2022-01-02 | v8 | TRUE
https://raw.githubusercontent.com/mrc-ide/global-lmic-reports/master/AFG/projections.csv | 2020-12-31 | Reff | 0.74 | 0.76 | 0.78 | 0.78 | 0.79 | 0.82 | Surged Optimistic | Afghanistan | AFG | 2022-01-02 | v8 | TRUE
https://raw.githubusercontent.com/mrc-ide/global-lmic-reports/master/AFG/projections.csv | 2020-12-31 | infections | 2569.06 | 2811.4 | 2998.48 | 2994.05 | 3156.44 | 3425.41 | Surged Pessimistic | Afghanistan | AFG | 2022-01-02 | v8 | TRUE
https://raw.githubusercontent.com/mrc-ide/global-lmic-reports/master/AFG/projections.csv | 2020-12-31 | deaths | 10.04 | 10.8 | 11.14 | 11.22 | 11.62 | 12.7 | Surged Pessimistic | Afghanistan | AFG | 2022-01-02 | v8 | TRUE
https://raw.githubusercontent.com/mrc-ide/global-lmic-reports/master/AFG/projections.csv | 2020-12-31 | hospital_demand | 361.6 | 388.46 | 403.27 | 406.39 | 423.31 | 462.17 | Surged Pessimistic | Afghanistan | AFG | 2022-01-02 | v8 | TRUE
https://raw.githubusercontent.com/mrc-ide/global-lmic-reports/master/AFG/projections.csv | 2020-12-31 | ICU_demand | 148.26 | 158.96 | 164.54 | 165.45 | 171.59 | 186.71 | Surged Pessimistic | Afghanistan | AFG | 2022-01-02 | v8 | TRUE
https://raw.githubusercontent.com/mrc-ide/global-lmic-reports/master/AFG/projections.csv | 2020-12-31 | hospital_incidence | 31.41 | 33.96 | 35.73 | 35.64 | 36.98 | 40.4 | Surged Pessimistic | Afghanistan | AFG | 2022-01-02 | v8 | TRUE
https://raw.githubusercontent.com/mrc-ide/global-lmic-reports/master/AFG/projections.csv | 2020-12-31 | ICU_incidence | 8.98 | 9.71 | 10.21 | 10.19 | 10.57 | 11.55 | Surged Pessimistic | Afghanistan | AFG | 2022-01-02 | v8 | TRUE
https://raw.githubusercontent.com/mrc-ide/global-lmic-reports/master/AFG/projections.csv | 2020-12-31 | prevalence | 20775.23 | 22357.85 | 23724.1 | 23751.21 | 25111.2 | 26576.29 | Surged Pessimistic | Afghanistan | AFG | 2022-01-02 | v8 | TRUE
https://raw.githubusercontent.com/mrc-ide/global-lmic-reports/master/AFG/projections.csv | 2020-12-31 | cumulative_infections | 976552.58 | 1019111.33 | 1049234.07 | 1046849.52 | 1075974.14 | 1125248.61 | Surged Pessimistic | Afghanistan | AFG | 2022-01-02 | v8 | TRUE
https://raw.githubusercontent.com/mrc-ide/global-lmic-reports/master/AFG/projections.csv | 2020-12-31 | cumulative_deaths | 1956.86 | 2036.73 | 2099.2 | 2093.01 | 2148.23 | 2243.27 | Surged Pessimistic | Afghanistan | AFG | 2022-01-02 | v8 | TRUE
https://raw.githubusercontent.com/mrc-ide/global-lmic-reports/master/AFG/projections.csv | 2020-12-31 | Rt | 0.76 | 0.78 | 0.8 | 0.8 | 0.81 | 0.84 | Surged Pessimistic | Afghanistan | AFG | 2022-01-02 | v8 | TRUE
https://raw.githubusercontent.com/mrc-ide/global-lmic-reports/master/AFG/projections.csv | 2020-12-31 | Reff | 0.74 | 0.76 | 0.78 | 0.78 | 0.79 | 0.82 | Surged Pessimistic | Afghanistan | AFG | 2022-01-02 | v8 | TRUE
https://raw.githubusercontent.com/mrc-ide/global-lmic-reports/master/AFG/projections.csv | 2020-12-31 | infections | 2569.06 | 2811.4 | 2998.48 | 2994.05 | 3156.44 | 3425.41 | Surged Relax Interventions 50% | Afghanistan | AFG | 2022-01-02 | v8 | TRUE
https://raw.githubusercontent.com/mrc-ide/global-lmic-reports/master/AFG/projections.csv | 2020-12-31 | deaths | 10.04 | 10.8 | 11.14 | 11.22 | 11.62 | 12.7 | Surged Relax Interventions 50% | Afghanistan | AFG | 2022-01-02 | v8 | TRUE
https://raw.githubusercontent.com/mrc-ide/global-lmic-reports/master/AFG/projections.csv | 2020-12-31 | hospital_demand | 361.6 | 388.46 | 403.27 | 406.39 | 423.31 | 462.17 | Surged Relax Interventions 50% | Afghanistan | AFG | 2022-01-02 | v8 | TRUE
https://raw.githubusercontent.com/mrc-ide/global-lmic-reports/master/AFG/projections.csv | 2020-12-31 | ICU_demand | 148.26 | 158.96 | 164.54 | 165.45 | 171.59 | 186.71 | Surged Relax Interventions 50% | Afghanistan | AFG | 2022-01-02 | v8 | TRUE
https://raw.githubusercontent.com/mrc-ide/global-lmic-reports/master/AFG/projections.csv | 2020-12-31 | hospital_incidence | 31.41 | 33.96 | 35.73 | 35.64 | 36.98 | 40.4 | Surged Relax Interventions 50% | Afghanistan | AFG | 2022-01-02 | v8 | TRUE
https://raw.githubusercontent.com/mrc-ide/global-lmic-reports/master/AFG/projections.csv | 2020-12-31 | ICU_incidence | 8.98 | 9.71 | 10.21 | 10.19 | 10.57 | 11.55 | Surged Relax Interventions 50% | Afghanistan | AFG | 2022-01-02 | v8 | TRUE
https://raw.githubusercontent.com/mrc-ide/global-lmic-reports/master/AFG/projections.csv | 2020-12-31 | prevalence | 20775.23 | 22357.85 | 23724.1 | 23751.21 | 25111.2 | 26576.29 | Surged Relax Interventions 50% | Afghanistan | AFG | 2022-01-02 | v8 | TRUE
https://raw.githubusercontent.com/mrc-ide/global-lmic-reports/master/AFG/projections.csv | 2020-12-31 | cumulative_infections | 976552.58 | 1019111.33 | 1049234.07 | 1046849.52 | 1075974.14 | 1125248.61 | Surged Relax Interventions 50% | Afghanistan | AFG | 2022-01-02 | v8 | TRUE
https://raw.githubusercontent.com/mrc-ide/global-lmic-reports/master/AFG/projections.csv | 2020-12-31 | cumulative_deaths | 1956.86 | 2036.73 | 2099.2 | 2093.01 | 2148.23 | 2243.27 | Surged Relax Interventions 50% | Afghanistan | AFG | 2022-01-02 | v8 | TRUE
https://raw.githubusercontent.com/mrc-ide/global-lmic-reports/master/AFG/projections.csv | 2020-12-31 | Rt | 0.76 | 0.78 | 0.8 | 0.8 | 0.81 | 0.84 | Surged Relax Interventions 50% | Afghanistan | AFG | 2022-01-02 | v8 | TRUE
https://raw.githubusercontent.com/mrc-ide/global-lmic-reports/master/AFG/projections.csv | 2020-12-31 | Reff | 0.74 | 0.76 | 0.78 | 0.78 | 0.79 | 0.82 | Surged Relax Interventions 50% | Afghanistan | AFG | 2022-01-02 | v8 | TRUE
https://raw.githubusercontent.com/mrc-ide/global-lmic-reports/master/AFG/projections.csv | 2021-01-01 | infections | 2543 | 2706.38 | 2823.34 | 2888.39 | 3003.75 | 3570.59 | Additional 50% Reduction | Afghanistan | AFG | 2022-01-02 | v8 | TRUE
https://raw.githubusercontent.com/mrc-ide/global-lmic-reports/master/AFG/projections.csv | 2021-01-01 | deaths | 10.05 | 10.78 | 11.09 | 11.24 | 11.56 | 12.8 | Additional 50% Reduction | Afghanistan | AFG | 2022-01-02 | v8 | TRUE
https://raw.githubusercontent.com/mrc-ide/global-lmic-reports/master/AFG/projections.csv | 2021-01-01 | hospital_demand | 360.32 | 387.13 | 401.72 | 405.36 | 423.61 | 456.57 | Additional 50% Reduction | Afghanistan | AFG | 2022-01-02 | v8 | TRUE
https://raw.githubusercontent.com/mrc-ide/global-lmic-reports/master/AFG/projections.csv | 2021-01-01 | ICU_demand | 148.23 | 159.08 | 163.94 | 165.52 | 171.07 | 187.62 | Additional 50% Reduction | Afghanistan | AFG | 2022-01-02 | v8 | TRUE
https://raw.githubusercontent.com/mrc-ide/global-lmic-reports/master/AFG/projections.csv | 2021-01-01 | hospital_incidence | 31.39 | 33.54 | 34.92 | 35.24 | 36.83 | 39.9 | Additional 50% Reduction | Afghanistan | AFG | 2022-01-02 | v8 | TRUE
https://raw.githubusercontent.com/mrc-ide/global-lmic-reports/master/AFG/projections.csv | 2021-01-01 | ICU_incidence | 8.97 | 9.59 | 9.98 | 10.07 | 10.53 | 11.41 | Additional 50% Reduction | Afghanistan | AFG | 2022-01-02 | v8 | TRUE
https://raw.githubusercontent.com/mrc-ide/global-lmic-reports/master/AFG/projections.csv | 2021-01-01 | prevalence | 20757.62 | 22159.28 | 23368.35 | 23386.91 | 24510.77 | 27490.67 | Additional 50% Reduction | Afghanistan | AFG | 2022-01-02 | v8 | TRUE
https://raw.githubusercontent.com/mrc-ide/global-lmic-reports/master/AFG/projections.csv | 2021-01-01 | cumulative_infections | 985194.26 | 1024702.51 | 1059088.11 | 1060371.15 | 1074297.68 | 1176462.56 | Additional 50% Reduction | Afghanistan | AFG | 2022-01-02 | v8 | TRUE
https://raw.githubusercontent.com/mrc-ide/global-lmic-reports/master/AFG/projections.csv | 2021-01-01 | cumulative_deaths | 1963.16 | 2068.38 | 2127.2 | 2137.25 | 2178.92 | 2398.55 | Additional 50% Reduction | Afghanistan | AFG | 2022-01-02 | v8 | TRUE
https://raw.githubusercontent.com/mrc-ide/global-lmic-reports/master/AFG/projections.csv | 2021-01-01 | Rt | 0.58 | 0.6 | 0.61 | 0.61 | 0.62 | 0.64 | Additional 50% Reduction | Afghanistan | AFG | 2022-01-02 | v8 | TRUE
https://raw.githubusercontent.com/mrc-ide/global-lmic-reports/master/AFG/projections.csv | 2021-01-01 | Reff | 0.57 | 0.58 | 0.59 | 0.59 | 0.6 | 0.62 | Additional 50% Reduction | Afghanistan | AFG | 2022-01-02 | v8 | TRUE
https://raw.githubusercontent.com/mrc-ide/global-lmic-reports/master/AFG/projections.csv | 2021-01-01 | infections | 2543 | 2706.38 | 2823.34 | 2888.39 | 3003.75 | 3570.59 | Maintain Status Quo | Afghanistan | AFG | 2022-01-02 | v8 | TRUE
https://raw.githubusercontent.com/mrc-ide/global-lmic-reports/master/AFG/projections.csv | 2021-01-01 | deaths | 10.05 | 10.78 | 11.09 | 11.24 | 11.56 | 12.8 | Maintain Status Quo | Afghanistan | AFG | 2022-01-02 | v8 | TRUE
https://raw.githubusercontent.com/mrc-ide/global-lmic-reports/master/AFG/projections.csv | 2021-01-01 | hospital_demand | 360.32 | 387.13 | 401.72 | 405.36 | 423.61 | 456.57 | Maintain Status Quo | Afghanistan | AFG | 2022-01-02 | v8 | TRUE
https://raw.githubusercontent.com/mrc-ide/global-lmic-reports/master/AFG/projections.csv | 2021-01-01 | ICU_demand | 148.23 | 159.08 | 163.94 | 165.52 | 171.07 | 187.62 | Maintain Status Quo | Afghanistan | AFG | 2022-01-02 | v8 | TRUE
https://raw.githubusercontent.com/mrc-ide/global-lmic-reports/master/AFG/projections.csv | 2021-01-01 | hospital_incidence | 31.39 | 33.54 | 34.92 | 35.24 | 36.83 | 39.9 | Maintain Status Quo | Afghanistan | AFG | 2022-01-02 | v8 | TRUE
https://raw.githubusercontent.com/mrc-ide/global-lmic-reports/master/AFG/projections.csv | 2021-01-01 | ICU_incidence | 8.97 | 9.59 | 9.98 | 10.07 | 10.53 | 11.41 | Maintain Status Quo | Afghanistan | AFG | 2022-01-02 | v8 | TRUE
https://raw.githubusercontent.com/mrc-ide/global-lmic-reports/master/AFG/projections.csv | 2021-01-01 | prevalence | 20757.62 | 22159.28 | 23368.35 | 23386.91 | 24510.77 | 27490.67 | Maintain Status Quo | Afghanistan | AFG | 2022-01-02 | v8 | TRUE
https://raw.githubusercontent.com/mrc-ide/global-lmic-reports/master/AFG/projections.csv | 2021-01-01 | cumulative_infections | 985194.26 | 1024702.51 | 1059088.11 | 1060371.15 | 1074297.68 | 1176462.56 | Maintain Status Quo | Afghanistan | AFG | 2022-01-02 | v8 | TRUE
https://raw.githubusercontent.com/mrc-ide/global-lmic-reports/master/AFG/projections.csv | 2021-01-01 | cumulative_deaths | 1963.16 | 2068.38 | 2127.2 | 2137.25 | 2178.92 | 2398.55 | Maintain Status Quo | Afghanistan | AFG | 2022-01-02 | v8 | TRUE
https://raw.githubusercontent.com/mrc-ide/global-lmic-reports/master/AFG/projections.csv | 2021-01-01 | Rt | 0.58 | 0.6 | 0.61 | 0.61 | 0.62 | 0.64 | Maintain Status Quo | Afghanistan | AFG | 2022-01-02 | v8 | TRUE
https://raw.githubusercontent.com/mrc-ide/global-lmic-reports/master/AFG/projections.csv | 2021-01-01 | Reff | 0.57 | 0.58 | 0.59 | 0.59 | 0.6 | 0.62 | Maintain Status Quo | Afghanistan | AFG | 2022-01-02 | v8 | TRUE
https://raw.githubusercontent.com/mrc-ide/global-lmic-reports/master/AFG/projections.csv | 2021-01-01 | infections | 2543 | 2706.38 | 2823.34 | 2888.39 | 3003.75 | 3570.59 | Optimistic | Afghanistan | AFG | 2022-01-02 | v8 | TRUE
https://raw.githubusercontent.com/mrc-ide/global-lmic-reports/master/AFG/projections.csv | 2021-01-01 | deaths | 10.05 | 10.78 | 11.09 | 11.24 | 11.56 | 12.8 | Optimistic | Afghanistan | AFG | 2022-01-02 | v8 | TRUE
https://raw.githubusercontent.com/mrc-ide/global-lmic-reports/master/AFG/projections.csv | 2021-01-01 | hospital_demand | 360.32 | 387.13 | 401.72 | 405.36 | 423.61 | 456.57 | Optimistic | Afghanistan | AFG | 2022-01-02 | v8 | TRUE
https://raw.githubusercontent.com/mrc-ide/global-lmic-reports/master/AFG/projections.csv | 2021-01-01 | ICU_demand | 148.23 | 159.08 | 163.94 | 165.52 | 171.07 | 187.62 | Optimistic | Afghanistan | AFG | 2022-01-02 | v8 | TRUE
https://raw.githubusercontent.com/mrc-ide/global-lmic-reports/master/AFG/projections.csv | 2021-01-01 | hospital_incidence | 31.39 | 33.54 | 34.92 | 35.24 | 36.83 | 39.9 | Optimistic | Afghanistan | AFG | 2022-01-02 | v8 | TRUE
https://raw.githubusercontent.com/mrc-ide/global-lmic-reports/master/AFG/projections.csv | 2021-01-01 | ICU_incidence | 8.97 | 9.59 | 9.98 | 10.07 | 10.53 | 11.41 | Optimistic | Afghanistan | AFG | 2022-01-02 | v8 | TRUE
https://raw.githubusercontent.com/mrc-ide/global-lmic-reports/master/AFG/projections.csv | 2021-01-01 | prevalence | 20757.62 | 22159.28 | 23368.35 | 23386.91 | 24510.77 | 27490.67 | Optimistic | Afghanistan | AFG | 2022-01-02 | v8 | TRUE
https://raw.githubusercontent.com/mrc-ide/global-lmic-reports/master/AFG/projections.csv | 2021-01-01 | cumulative_infections | 985194.26 | 1024702.51 | 1059088.11 | 1060371.15 | 1074297.68 | 1176462.56 | Optimistic | Afghanistan | AFG | 2022-01-02 | v8 | TRUE
https://raw.githubusercontent.com/mrc-ide/global-lmic-reports/master/AFG/projections.csv | 2021-01-01 | cumulative_deaths | 1963.16 | 2068.38 | 2127.2 | 2137.25 | 2178.92 | 2398.55 | Optimistic | Afghanistan | AFG | 2022-01-02 | v8 | TRUE
https://raw.githubusercontent.com/mrc-ide/global-lmic-reports/master/AFG/projections.csv | 2021-01-01 | Rt | 0.58 | 0.6 | 0.61 | 0.61 | 0.62 | 0.64 | Optimistic | Afghanistan | AFG | 2022-01-02 | v8 | TRUE
https://raw.githubusercontent.com/mrc-ide/global-lmic-reports/master/AFG/projections.csv | 2021-01-01 | Reff | 0.57 | 0.58 | 0.59 | 0.59 | 0.6 | 0.62 | Optimistic | Afghanistan | AFG | 2022-01-02 | v8 | TRUE
https://raw.githubusercontent.com/mrc-ide/global-lmic-reports/master/AFG/projections.csv | 2021-01-01 | infections | 2543 | 2706.38 | 2823.34 | 2888.39 | 3003.75 | 3570.59 | Pessimistic | Afghanistan | AFG | 2022-01-02 | v8 | TRUE
https://raw.githubusercontent.com/mrc-ide/global-lmic-reports/master/AFG/projections.csv | 2021-01-01 | deaths | 10.05 | 10.78 | 11.09 | 11.24 | 11.56 | 12.8 | Pessimistic | Afghanistan | AFG | 2022-01-02 | v8 | TRUE
https://raw.githubusercontent.com/mrc-ide/global-lmic-reports/master/AFG/projections.csv | 2021-01-01 | hospital_demand | 360.32 | 387.13 | 401.72 | 405.36 | 423.61 | 456.57 | Pessimistic | Afghanistan | AFG | 2022-01-02 | v8 | TRUE
https://raw.githubusercontent.com/mrc-ide/global-lmic-reports/master/AFG/projections.csv | 2021-01-01 | ICU_demand | 148.23 | 159.08 | 163.94 | 165.52 | 171.07 | 187.62 | Pessimistic | Afghanistan | AFG | 2022-01-02 | v8 | TRUE
https://raw.githubusercontent.com/mrc-ide/global-lmic-reports/master/AFG/projections.csv | 2021-01-01 | hospital_incidence | 31.39 | 33.54 | 34.92 | 35.24 | 36.83 | 39.9 | Pessimistic | Afghanistan | AFG | 2022-01-02 | v8 | TRUE
https://raw.githubusercontent.com/mrc-ide/global-lmic-reports/master/AFG/projections.csv | 2021-01-01 | ICU_incidence | 8.97 | 9.59 | 9.98 | 10.07 | 10.53 | 11.41 | Pessimistic | Afghanistan | AFG | 2022-01-02 | v8 | TRUE
https://raw.githubusercontent.com/mrc-ide/global-lmic-reports/master/AFG/projections.csv | 2021-01-01 | prevalence | 20757.62 | 22159.28 | 23368.35 | 23386.91 | 24510.77 | 27490.67 | Pessimistic | Afghanistan | AFG | 2022-01-02 | v8 | TRUE
https://raw.githubusercontent.com/mrc-ide/global-lmic-reports/master/AFG/projections.csv | 2021-01-01 | cumulative_infections | 985194.26 | 1024702.51 | 1059088.11 | 1060371.15 | 1074297.68 | 1176462.56 | Pessimistic | Afghanistan | AFG | 2022-01-02 | v8 | TRUE
https://raw.githubusercontent.com/mrc-ide/global-lmic-reports/master/AFG/projections.csv | 2021-01-01 | cumulative_deaths | 1963.16 | 2068.38 | 2127.2 | 2137.25 | 2178.92 | 2398.55 | Pessimistic | Afghanistan | AFG | 2022-01-02 | v8 | TRUE
https://raw.githubusercontent.com/mrc-ide/global-lmic-reports/master/AFG/projections.csv | 2021-01-01 | Rt | 0.58 | 0.6 | 0.61 | 0.61 | 0.62 | 0.64 | Pessimistic | Afghanistan | AFG | 2022-01-02 | v8 | TRUE
https://raw.githubusercontent.com/mrc-ide/global-lmic-reports/master/AFG/projections.csv | 2021-01-01 | Reff | 0.57 | 0.58 | 0.59 | 0.59 | 0.6 | 0.62 | Pessimistic | Afghanistan | AFG | 2022-01-02 | v8 | TRUE
https://raw.githubusercontent.com/mrc-ide/global-lmic-reports/master/AFG/projections.csv | 2021-01-01 | infections | 2543 | 2706.38 | 2823.34 | 2888.39 | 3003.75 | 3570.59 | Relax Interventions 50% | Afghanistan | AFG | 2022-01-02 | v8 | TRUE
https://raw.githubusercontent.com/mrc-ide/global-lmic-reports/master/AFG/projections.csv | 2021-01-01 | deaths | 10.05 | 10.78 | 11.09 | 11.24 | 11.56 | 12.8 | Relax Interventions 50% | Afghanistan | AFG | 2022-01-02 | v8 | TRUE
https://raw.githubusercontent.com/mrc-ide/global-lmic-reports/master/AFG/projections.csv | 2021-01-01 | hospital_demand | 360.32 | 387.13 | 401.72 | 405.36 | 423.61 | 456.57 | Relax Interventions 50% | Afghanistan | AFG | 2022-01-02 | v8 | TRUE
https://raw.githubusercontent.com/mrc-ide/global-lmic-reports/master/AFG/projections.csv | 2021-01-01 | ICU_demand | 148.23 | 159.08 | 163.94 | 165.52 | 171.07 | 187.62 | Relax Interventions 50% | Afghanistan | AFG | 2022-01-02 | v8 | TRUE
https://raw.githubusercontent.com/mrc-ide/global-lmic-reports/master/AFG/projections.csv | 2021-01-01 | hospital_incidence | 31.39 | 33.54 | 34.92 | 35.24 | 36.83 | 39.9 | Relax Interventions 50% | Afghanistan | AFG | 2022-01-02 | v8 | TRUE
https://raw.githubusercontent.com/mrc-ide/global-lmic-reports/master/AFG/projections.csv | 2021-01-01 | ICU_incidence | 8.97 | 9.59 | 9.98 | 10.07 | 10.53 | 11.41 | Relax Interventions 50% | Afghanistan | AFG | 2022-01-02 | v8 | TRUE
https://raw.githubusercontent.com/mrc-ide/global-lmic-reports/master/AFG/projections.csv | 2021-01-01 | prevalence | 20757.62 | 22159.28 | 23368.35 | 23386.91 | 24510.77 | 27490.67 | Relax Interventions 50% | Afghanistan | AFG | 2022-01-02 | v8 | TRUE
https://raw.githubusercontent.com/mrc-ide/global-lmic-reports/master/AFG/projections.csv | 2021-01-01 | cumulative_infections | 985194.26 | 1024702.51 | 1059088.11 | 1060371.15 | 1074297.68 | 1176462.56 | Relax Interventions 50% | Afghanistan | AFG | 2022-01-02 | v8 | TRUE
https://raw.githubusercontent.com/mrc-ide/global-lmic-reports/master/AFG/projections.csv | 2021-01-01 | cumulative_deaths | 1963.16 | 2068.38 | 2127.2 | 2137.25 | 2178.92 | 2398.55 | Relax Interventions 50% | Afghanistan | AFG | 2022-01-02 | v8 | TRUE
https://raw.githubusercontent.com/mrc-ide/global-lmic-reports/master/AFG/projections.csv | 2021-01-01 | Rt | 0.58 | 0.6 | 0.61 | 0.61 | 0.62 | 0.64 | Relax Interventions 50% | Afghanistan | AFG | 2022-01-02 | v8 | TRUE
https://raw.githubusercontent.com/mrc-ide/global-lmic-reports/master/AFG/projections.csv | 2021-01-01 | Reff | 0.57 | 0.58 | 0.59 | 0.59 | 0.6 | 0.62 | Relax Interventions 50% | Afghanistan | AFG | 2022-01-02 | v8 | TRUE
https://raw.githubusercontent.com/mrc-ide/global-lmic-reports/master/AFG/projections.csv | 2021-01-01 | infections | 2427.3 | 2667.63 | 2829.75 | 2837.95 | 3000.09 | 3255.4 | Surged Additional 50% Reduction | Afghanistan | AFG | 2022-01-02 | v8 | TRUE
https://raw.githubusercontent.com/mrc-ide/global-lmic-reports/master/AFG/projections.csv | 2021-01-01 | deaths | 9.84 | 10.58 | 10.94 | 11.01 | 11.43 | 12.47 | Surged Additional 50% Reduction | Afghanistan | AFG | 2022-01-02 | v8 | TRUE
https://raw.githubusercontent.com/mrc-ide/global-lmic-reports/master/AFG/projections.csv | 2021-01-01 | hospital_demand | 352 | 378.76 | 394.18 | 396.74 | 412.21 | 450.71 | Surged Additional 50% Reduction | Afghanistan | AFG | 2022-01-02 | v8 | TRUE
https://raw.githubusercontent.com/mrc-ide/global-lmic-reports/master/AFG/projections.csv | 2021-01-01 | ICU_demand | 145.31 | 155.6 | 160.99 | 162.16 | 168.42 | 183.03 | Surged Additional 50% Reduction | Afghanistan | AFG | 2022-01-02 | v8 | TRUE
https://raw.githubusercontent.com/mrc-ide/global-lmic-reports/master/AFG/projections.csv | 2021-01-01 | hospital_incidence | 30.42 | 32.71 | 34.53 | 34.5 | 35.94 | 38.88 | Surged Additional 50% Reduction | Afghanistan | AFG | 2022-01-02 | v8 | TRUE
https://raw.githubusercontent.com/mrc-ide/global-lmic-reports/master/AFG/projections.csv | 2021-01-01 | ICU_incidence | 8.7 | 9.35 | 9.87 | 9.86 | 10.27 | 11.11 | Surged Additional 50% Reduction | Afghanistan | AFG | 2022-01-02 | v8 | TRUE
https://raw.githubusercontent.com/mrc-ide/global-lmic-reports/master/AFG/projections.csv | 2021-01-01 | prevalence | 19993.19 | 21557.77 | 22893.56 | 22929.22 | 24259.03 | 25770.14 | Surged Additional 50% Reduction | Afghanistan | AFG | 2022-01-02 | v8 | TRUE
https://raw.githubusercontent.com/mrc-ide/global-lmic-reports/master/AFG/projections.csv | 2021-01-01 | cumulative_infections | 979190.1 | 1021805.62 | 1051884.41 | 1049687.47 | 1079066.31 | 1128126.23 | Surged Additional 50% Reduction | Afghanistan | AFG | 2022-01-02 | v8 | TRUE
https://raw.githubusercontent.com/mrc-ide/global-lmic-reports/master/AFG/projections.csv | 2021-01-01 | cumulative_deaths | 1966.99 | 2047.93 | 2110.3 | 2104.02 | 2159.16 | 2255.59 | Surged Additional 50% Reduction | Afghanistan | AFG | 2022-01-02 | v8 | TRUE
https://raw.githubusercontent.com/mrc-ide/global-lmic-reports/master/AFG/projections.csv | 2021-01-01 | Rt | 0.58 | 0.6 | 0.61 | 0.61 | 0.62 | 0.63 | Surged Additional 50% Reduction | Afghanistan | AFG | 2022-01-02 | v8 | TRUE
https://raw.githubusercontent.com/mrc-ide/global-lmic-reports/master/AFG/projections.csv | 2021-01-01 | Reff | 0.57 | 0.58 | 0.59 | 0.59 | 0.6 | 0.61 | Surged Additional 50% Reduction | Afghanistan | AFG | 2022-01-02 | v8 | TRUE
https://raw.githubusercontent.com/mrc-ide/global-lmic-reports/master/AFG/projections.csv | 2021-01-01 | infections | 2427.3 | 2667.63 | 2829.75 | 2837.95 | 3000.09 | 3255.4 | Surged Maintain Status Quo | Afghanistan | AFG | 2022-01-02 | v8 | TRUE
https://raw.githubusercontent.com/mrc-ide/global-lmic-reports/master/AFG/projections.csv | 2021-01-01 | deaths | 9.84 | 10.58 | 10.94 | 11.01 | 11.43 | 12.47 | Surged Maintain Status Quo | Afghanistan | AFG | 2022-01-02 | v8 | TRUE
https://raw.githubusercontent.com/mrc-ide/global-lmic-reports/master/AFG/projections.csv | 2021-01-01 | hospital_demand | 352 | 378.76 | 394.18 | 396.74 | 412.21 | 450.71 | Surged Maintain Status Quo | Afghanistan | AFG | 2022-01-02 | v8 | TRUE
https://raw.githubusercontent.com/mrc-ide/global-lmic-reports/master/AFG/projections.csv | 2021-01-01 | ICU_demand | 145.31 | 155.6 | 160.99 | 162.16 | 168.42 | 183.03 | Surged Maintain Status Quo | Afghanistan | AFG | 2022-01-02 | v8 | TRUE
https://raw.githubusercontent.com/mrc-ide/global-lmic-reports/master/AFG/projections.csv | 2021-01-01 | hospital_incidence | 30.42 | 32.71 | 34.53 | 34.5 | 35.94 | 38.88 | Surged Maintain Status Quo | Afghanistan | AFG | 2022-01-02 | v8 | TRUE
https://raw.githubusercontent.com/mrc-ide/global-lmic-reports/master/AFG/projections.csv | 2021-01-01 | ICU_incidence | 8.7 | 9.35 | 9.87 | 9.86 | 10.27 | 11.11 | Surged Maintain Status Quo | Afghanistan | AFG | 2022-01-02 | v8 | TRUE
https://raw.githubusercontent.com/mrc-ide/global-lmic-reports/master/AFG/projections.csv | 2021-01-01 | prevalence | 19993.19 | 21557.77 | 22893.56 | 22929.22 | 24259.03 | 25770.14 | Surged Maintain Status Quo | Afghanistan | AFG | 2022-01-02 | v8 | TRUE
https://raw.githubusercontent.com/mrc-ide/global-lmic-reports/master/AFG/projections.csv | 2021-01-01 | cumulative_infections | 979190.1 | 1021805.62 | 1051884.41 | 1049687.47 | 1079066.31 | 1128126.23 | Surged Maintain Status Quo | Afghanistan | AFG | 2022-01-02 | v8 | TRUE
https://raw.githubusercontent.com/mrc-ide/global-lmic-reports/master/AFG/projections.csv | 2021-01-01 | cumulative_deaths | 1966.99 | 2047.93 | 2110.3 | 2104.02 | 2159.16 | 2255.59 | Surged Maintain Status Quo | Afghanistan | AFG | 2022-01-02 | v8 | TRUE
https://raw.githubusercontent.com/mrc-ide/global-lmic-reports/master/AFG/projections.csv | 2021-01-01 | Rt | 0.58 | 0.6 | 0.61 | 0.61 | 0.62 | 0.63 | Surged Maintain Status Quo | Afghanistan | AFG | 2022-01-02 | v8 | TRUE
https://raw.githubusercontent.com/mrc-ide/global-lmic-reports/master/AFG/projections.csv | 2021-01-01 | Reff | 0.57 | 0.58 | 0.59 | 0.59 | 0.6 | 0.61 | Surged Maintain Status Quo | Afghanistan | AFG | 2022-01-02 | v8 | TRUE
https://raw.githubusercontent.com/mrc-ide/global-lmic-reports/master/AFG/projections.csv | 2021-01-01 | infections | 2427.3 | 2667.63 | 2829.75 | 2837.95 | 3000.09 | 3255.4 | Surged Optimistic | Afghanistan | AFG | 2022-01-02 | v8 | TRUE
https://raw.githubusercontent.com/mrc-ide/global-lmic-reports/master/AFG/projections.csv | 2021-01-01 | deaths | 9.84 | 10.58 | 10.94 | 11.01 | 11.43 | 12.47 | Surged Optimistic | Afghanistan | AFG | 2022-01-02 | v8 | TRUE
https://raw.githubusercontent.com/mrc-ide/global-lmic-reports/master/AFG/projections.csv | 2021-01-01 | hospital_demand | 352 | 378.76 | 394.18 | 396.74 | 412.21 | 450.71 | Surged Optimistic | Afghanistan | AFG | 2022-01-02 | v8 | TRUE
https://raw.githubusercontent.com/mrc-ide/global-lmic-reports/master/AFG/projections.csv | 2021-01-01 | ICU_demand | 145.31 | 155.6 | 160.99 | 162.16 | 168.42 | 183.03 | Surged Optimistic | Afghanistan | AFG | 2022-01-02 | v8 | TRUE
https://raw.githubusercontent.com/mrc-ide/global-lmic-reports/master/AFG/projections.csv | 2021-01-01 | hospital_incidence | 30.42 | 32.71 | 34.53 | 34.5 | 35.94 | 38.88 | Surged Optimistic | Afghanistan | AFG | 2022-01-02 | v8 | TRUE
https://raw.githubusercontent.com/mrc-ide/global-lmic-reports/master/AFG/projections.csv | 2021-01-01 | ICU_incidence | 8.7 | 9.35 | 9.87 | 9.86 | 10.27 | 11.11 | Surged Optimistic | Afghanistan | AFG | 2022-01-02 | v8 | TRUE
https://raw.githubusercontent.com/mrc-ide/global-lmic-reports/master/AFG/projections.csv | 2021-01-01 | prevalence | 19993.19 | 21557.77 | 22893.56 | 22929.22 | 24259.03 | 25770.14 | Surged Optimistic | Afghanistan | AFG | 2022-01-02 | v8 | TRUE
https://raw.githubusercontent.com/mrc-ide/global-lmic-reports/master/AFG/projections.csv | 2021-01-01 | cumulative_infections | 979190.1 | 1021805.62 | 1051884.41 | 1049687.47 | 1079066.31 | 1128126.23 | Surged Optimistic | Afghanistan | AFG | 2022-01-02 | v8 | TRUE
https://raw.githubusercontent.com/mrc-ide/global-lmic-reports/master/AFG/projections.csv | 2021-01-01 | cumulative_deaths | 1966.99 | 2047.93 | 2110.3 | 2104.02 | 2159.16 | 2255.59 | Surged Optimistic | Afghanistan | AFG | 2022-01-02 | v8 | TRUE
https://raw.githubusercontent.com/mrc-ide/global-lmic-reports/master/AFG/projections.csv | 2021-01-01 | Rt | 0.58 | 0.6 | 0.61 | 0.61 | 0.62 | 0.63 | Surged Optimistic | Afghanistan | AFG | 2022-01-02 | v8 | TRUE
https://raw.githubusercontent.com/mrc-ide/global-lmic-reports/master/AFG/projections.csv | 2021-01-01 | Reff | 0.57 | 0.58 | 0.59 | 0.59 | 0.6 | 0.61 | Surged Optimistic | Afghanistan | AFG | 2022-01-02 | v8 | TRUE
https://raw.githubusercontent.com/mrc-ide/global-lmic-reports/master/AFG/projections.csv | 2021-01-01 | infections | 2427.3 | 2667.63 | 2829.75 | 2837.95 | 3000.09 | 3255.4 | Surged Pessimistic | Afghanistan | AFG | 2022-01-02 | v8 | TRUE
https://raw.githubusercontent.com/mrc-ide/global-lmic-reports/master/AFG/projections.csv | 2021-01-01 | deaths | 9.84 | 10.58 | 10.94 | 11.01 | 11.43 | 12.47 | Surged Pessimistic | Afghanistan | AFG | 2022-01-02 | v8 | TRUE
https://raw.githubusercontent.com/mrc-ide/global-lmic-reports/master/AFG/projections.csv | 2021-01-01 | hospital_demand | 352 | 378.76 | 394.18 | 396.74 | 412.21 | 450.71 | Surged Pessimistic | Afghanistan | AFG | 2022-01-02 | v8 | TRUE
https://raw.githubusercontent.com/mrc-ide/global-lmic-reports/master/AFG/projections.csv | 2021-01-01 | ICU_demand | 145.31 | 155.6 | 160.99 | 162.16 | 168.42 | 183.03 | Surged Pessimistic | Afghanistan | AFG | 2022-01-02 | v8 | TRUE
https://raw.githubusercontent.com/mrc-ide/global-lmic-reports/master/AFG/projections.csv | 2021-01-01 | hospital_incidence | 30.42 | 32.71 | 34.53 | 34.5 | 35.94 | 38.88 | Surged Pessimistic | Afghanistan | AFG | 2022-01-02 | v8 | TRUE
https://raw.githubusercontent.com/mrc-ide/global-lmic-reports/master/AFG/projections.csv | 2021-01-01 | ICU_incidence | 8.7 | 9.35 | 9.87 | 9.86 | 10.27 | 11.11 | Surged Pessimistic | Afghanistan | AFG | 2022-01-02 | v8 | TRUE
https://raw.githubusercontent.com/mrc-ide/global-lmic-reports/master/AFG/projections.csv | 2021-01-01 | prevalence | 19993.19 | 21557.77 | 22893.56 | 22929.22 | 24259.03 | 25770.14 | Surged Pessimistic | Afghanistan | AFG | 2022-01-02 | v8 | TRUE
https://raw.githubusercontent.com/mrc-ide/global-lmic-reports/master/AFG/projections.csv | 2021-01-01 | cumulative_infections | 979190.1 | 1021805.62 | 1051884.41 | 1049687.47 | 1079066.31 | 1128126.23 | Surged Pessimistic | Afghanistan | AFG | 2022-01-02 | v8 | TRUE
https://raw.githubusercontent.com/mrc-ide/global-lmic-reports/master/AFG/projections.csv | 2021-01-01 | cumulative_deaths | 1966.99 | 2047.93 | 2110.3 | 2104.02 | 2159.16 | 2255.59 | Surged Pessimistic | Afghanistan | AFG | 2022-01-02 | v8 | TRUE
https://raw.githubusercontent.com/mrc-ide/global-lmic-reports/master/AFG/projections.csv | 2021-01-01 | Rt | 0.58 | 0.6 | 0.61 | 0.61 | 0.62 | 0.63 | Surged Pessimistic | Afghanistan | AFG | 2022-01-02 | v8 | TRUE
https://raw.githubusercontent.com/mrc-ide/global-lmic-reports/master/AFG/projections.csv | 2021-01-01 | Reff | 0.57 | 0.58 | 0.59 | 0.59 | 0.6 | 0.61 | Surged Pessimistic | Afghanistan | AFG | 2022-01-02 | v8 | TRUE
https://raw.githubusercontent.com/mrc-ide/global-lmic-reports/master/AFG/projections.csv | 2021-01-01 | infections | 2427.3 | 2667.63 | 2829.75 | 2837.95 | 3000.09 | 3255.4 | Surged Relax Interventions 50% | Afghanistan | AFG | 2022-01-02 | v8 | TRUE
https://raw.githubusercontent.com/mrc-ide/global-lmic-reports/master/AFG/projections.csv | 2021-01-01 | deaths | 9.84 | 10.58 | 10.94 | 11.01 | 11.43 | 12.47 | Surged Relax Interventions 50% | Afghanistan | AFG | 2022-01-02 | v8 | TRUE
https://raw.githubusercontent.com/mrc-ide/global-lmic-reports/master/AFG/projections.csv | 2021-01-01 | hospital_demand | 352 | 378.76 | 394.18 | 396.74 | 412.21 | 450.71 | Surged Relax Interventions 50% | Afghanistan | AFG | 2022-01-02 | v8 | TRUE
https://raw.githubusercontent.com/mrc-ide/global-lmic-reports/master/AFG/projections.csv | 2021-01-01 | ICU_demand | 145.31 | 155.6 | 160.99 | 162.16 | 168.42 | 183.03 | Surged Relax Interventions 50% | Afghanistan | AFG | 2022-01-02 | v8 | TRUE
https://raw.githubusercontent.com/mrc-ide/global-lmic-reports/master/AFG/projections.csv | 2021-01-01 | hospital_incidence | 30.42 | 32.71 | 34.53 | 34.5 | 35.94 | 38.88 | Surged Relax Interventions 50% | Afghanistan | AFG | 2022-01-02 | v8 | TRUE
https://raw.githubusercontent.com/mrc-ide/global-lmic-reports/master/AFG/projections.csv | 2021-01-01 | ICU_incidence | 8.7 | 9.35 | 9.87 | 9.86 | 10.27 | 11.11 | Surged Relax Interventions 50% | Afghanistan | AFG | 2022-01-02 | v8 | TRUE
https://raw.githubusercontent.com/mrc-ide/global-lmic-reports/master/AFG/projections.csv | 2021-01-01 | prevalence | 19993.19 | 21557.77 | 22893.56 | 22929.22 | 24259.03 | 25770.14 | Surged Relax Interventions 50% | Afghanistan | AFG | 2022-01-02 | v8 | TRUE
https://raw.githubusercontent.com/mrc-ide/global-lmic-reports/master/AFG/projections.csv | 2021-01-01 | cumulative_infections | 979190.1 | 1021805.62 | 1051884.41 | 1049687.47 | 1079066.31 | 1128126.23 | Surged Relax Interventions 50% | Afghanistan | AFG | 2022-01-02 | v8 | TRUE
https://raw.githubusercontent.com/mrc-ide/global-lmic-reports/master/AFG/projections.csv | 2021-01-01 | cumulative_deaths | 1966.99 | 2047.93 | 2110.3 | 2104.02 | 2159.16 | 2255.59 | Surged Relax Interventions 50% | Afghanistan | AFG | 2022-01-02 | v8 | TRUE
https://raw.githubusercontent.com/mrc-ide/global-lmic-reports/master/AFG/projections.csv | 2021-01-01 | Rt | 0.58 | 0.6 | 0.61 | 0.61 | 0.62 | 0.63 | Surged Relax Interventions 50% | Afghanistan | AFG | 2022-01-02 | v8 | TRUE
https://raw.githubusercontent.com/mrc-ide/global-lmic-reports/master/AFG/projections.csv | 2021-01-01 | Reff | 0.57 | 0.58 | 0.59 | 0.59 | 0.6 | 0.61 | Surged Relax Interventions 50% | Afghanistan | AFG | 2022-01-02 | v8 | TRUE
https://raw.githubusercontent.com/mrc-ide/global-lmic-reports/master/AFG/projections.csv | 2021-01-02 | infections | 1879.45 | 2050.35 | 2130.59 | 2129.09 | 2229.13 | 2419.51 | Additional 50% Reduction | Afghanistan | AFG | 2022-01-02 | v8 | TRUE
https://raw.githubusercontent.com/mrc-ide/global-lmic-reports/master/AFG/projections.csv | 2021-01-02 | deaths | 9.83 | 10.56 | 10.9 | 11.01 | 11.39 | 12.5 | Additional 50% Reduction | Afghanistan | AFG | 2022-01-02 | v8 | TRUE
https://raw.githubusercontent.com/mrc-ide/global-lmic-reports/master/AFG/projections.csv | 2021-01-02 | hospital_demand | 351.83 | 377.77 | 391.2 | 395.33 | 413.31 | 443.19 | Additional 50% Reduction | Afghanistan | AFG | 2022-01-02 | v8 | TRUE
https://raw.githubusercontent.com/mrc-ide/global-lmic-reports/master/AFG/projections.csv | 2021-01-02 | ICU_demand | 144.91 | 155.51 | 160.6 | 162.08 | 168 | 183.04 | Additional 50% Reduction | Afghanistan | AFG | 2022-01-02 | v8 | TRUE
https://raw.githubusercontent.com/mrc-ide/global-lmic-reports/master/AFG/projections.csv | 2021-01-02 | hospital_incidence | 30.29 | 32.34 | 33.63 | 34.1 | 35.63 | 38.92 | Additional 50% Reduction | Afghanistan | AFG | 2022-01-02 | v8 | TRUE
https://raw.githubusercontent.com/mrc-ide/global-lmic-reports/master/AFG/projections.csv | 2021-01-02 | ICU_incidence | 8.66 | 9.24 | 9.61 | 9.75 | 10.18 | 11.13 | Additional 50% Reduction | Afghanistan | AFG | 2022-01-02 | v8 | TRUE
https://raw.githubusercontent.com/mrc-ide/global-lmic-reports/master/AFG/projections.csv | 2021-01-02 | prevalence | 19444.52 | 20722.75 | 21883 | 21902.51 | 22935.2 | 25720.93 | Additional 50% Reduction | Afghanistan | AFG | 2022-01-02 | v8 | TRUE
https://raw.githubusercontent.com/mrc-ide/global-lmic-reports/master/AFG/projections.csv | 2021-01-02 | cumulative_infections | 987310.38 | 1026726.53 | 1061464.3 | 1062500.24 | 1076305.02 | 1178611.24 | Additional 50% Reduction | Afghanistan | AFG | 2022-01-02 | v8 | TRUE
https://raw.githubusercontent.com/mrc-ide/global-lmic-reports/master/AFG/projections.csv | 2021-01-02 | cumulative_deaths | 1973.81 | 2078.9 | 2138.59 | 2148.26 | 2190.81 | 2410.68 | Additional 50% Reduction | Afghanistan | AFG | 2022-01-02 | v8 | TRUE
https://raw.githubusercontent.com/mrc-ide/global-lmic-reports/master/AFG/projections.csv | 2021-01-02 | Rt | 0.58 | 0.6 | 0.61 | 0.61 | 0.62 | 0.64 | Additional 50% Reduction | Afghanistan | AFG | 2022-01-02 | v8 | TRUE
https://raw.githubusercontent.com/mrc-ide/global-lmic-reports/master/AFG/projections.csv | 2021-01-02 | Reff | 0.57 | 0.58 | 0.59 | 0.59 | 0.6 | 0.62 | Additional 50% Reduction | Afghanistan | AFG | 2022-01-02 | v8 | TRUE
https://raw.githubusercontent.com/mrc-ide/global-lmic-reports/master/AFG/projections.csv | 2021-01-02 | infections | 1879.45 | 2050.35 | 2130.59 | 2129.09 | 2229.13 | 2419.51 | Maintain Status Quo | Afghanistan | AFG | 2022-01-02 | v8 | TRUE
https://raw.githubusercontent.com/mrc-ide/global-lmic-reports/master/AFG/projections.csv | 2021-01-02 | deaths | 9.83 | 10.56 | 10.9 | 11.01 | 11.39 | 12.5 | Maintain Status Quo | Afghanistan | AFG | 2022-01-02 | v8 | TRUE
https://raw.githubusercontent.com/mrc-ide/global-lmic-reports/master/AFG/projections.csv | 2021-01-02 | hospital_demand | 351.83 | 377.77 | 391.2 | 395.33 | 413.31 | 443.19 | Maintain Status Quo | Afghanistan | AFG | 2022-01-02 | v8 | TRUE
https://raw.githubusercontent.com/mrc-ide/global-lmic-reports/master/AFG/projections.csv | 2021-01-02 | ICU_demand | 144.91 | 155.51 | 160.6 | 162.08 | 168 | 183.04 | Maintain Status Quo | Afghanistan | AFG | 2022-01-02 | v8 | TRUE
https://raw.githubusercontent.com/mrc-ide/global-lmic-reports/master/AFG/projections.csv | 2021-01-02 | hospital_incidence | 30.29 | 32.34 | 33.63 | 34.1 | 35.63 | 38.92 | Maintain Status Quo | Afghanistan | AFG | 2022-01-02 | v8 | TRUE
https://raw.githubusercontent.com/mrc-ide/global-lmic-reports/master/AFG/projections.csv | 2021-01-02 | ICU_incidence | 8.66 | 9.24 | 9.61 | 9.75 | 10.18 | 11.13 | Maintain Status Quo | Afghanistan | AFG | 2022-01-02 | v8 | TRUE
https://raw.githubusercontent.com/mrc-ide/global-lmic-reports/master/AFG/projections.csv | 2021-01-02 | prevalence | 19444.52 | 20722.75 | 21883 | 21902.51 | 22935.2 | 25720.93 | Maintain Status Quo | Afghanistan | AFG | 2022-01-02 | v8 | TRUE
https://raw.githubusercontent.com/mrc-ide/global-lmic-reports/master/AFG/projections.csv | 2021-01-02 | cumulative_infections | 987310.38 | 1026726.53 | 1061464.3 | 1062500.24 | 1076305.02 | 1178611.24 | Maintain Status Quo | Afghanistan | AFG | 2022-01-02 | v8 | TRUE
https://raw.githubusercontent.com/mrc-ide/global-lmic-reports/master/AFG/projections.csv | 2021-01-02 | cumulative_deaths | 1973.81 | 2078.9 | 2138.59 | 2148.26 | 2190.81 | 2410.68 | Maintain Status Quo | Afghanistan | AFG | 2022-01-02 | v8 | TRUE
https://raw.githubusercontent.com/mrc-ide/global-lmic-reports/master/AFG/projections.csv | 2021-01-02 | Rt | 0.58 | 0.6 | 0.61 | 0.61 | 0.62 | 0.64 | Maintain Status Quo | Afghanistan | AFG | 2022-01-02 | v8 | TRUE
https://raw.githubusercontent.com/mrc-ide/global-lmic-reports/master/AFG/projections.csv | 2021-01-02 | Reff | 0.57 | 0.58 | 0.59 | 0.59 | 0.6 | 0.62 | Maintain Status Quo | Afghanistan | AFG | 2022-01-02 | v8 | TRUE
https://raw.githubusercontent.com/mrc-ide/global-lmic-reports/master/AFG/projections.csv | 2021-01-02 | infections | 1879.45 | 2050.35 | 2130.59 | 2129.09 | 2229.13 | 2419.51 | Optimistic | Afghanistan | AFG | 2022-01-02 | v8 | TRUE
https://raw.githubusercontent.com/mrc-ide/global-lmic-reports/master/AFG/projections.csv | 2021-01-02 | deaths | 9.83 | 10.56 | 10.9 | 11.01 | 11.39 | 12.5 | Optimistic | Afghanistan | AFG | 2022-01-02 | v8 | TRUE
https://raw.githubusercontent.com/mrc-ide/global-lmic-reports/master/AFG/projections.csv | 2021-01-02 | hospital_demand | 351.83 | 377.77 | 391.2 | 395.33 | 413.31 | 443.19 | Optimistic | Afghanistan | AFG | 2022-01-02 | v8 | TRUE
https://raw.githubusercontent.com/mrc-ide/global-lmic-reports/master/AFG/projections.csv | 2021-01-02 | ICU_demand | 144.91 | 155.51 | 160.6 | 162.08 | 168 | 183.04 | Optimistic | Afghanistan | AFG | 2022-01-02 | v8 | TRUE
https://raw.githubusercontent.com/mrc-ide/global-lmic-reports/master/AFG/projections.csv | 2021-01-02 | hospital_incidence | 30.29 | 32.34 | 33.63 | 34.1 | 35.63 | 38.92 | Optimistic | Afghanistan | AFG | 2022-01-02 | v8 | TRUE
https://raw.githubusercontent.com/mrc-ide/global-lmic-reports/master/AFG/projections.csv | 2021-01-02 | ICU_incidence | 8.66 | 9.24 | 9.61 | 9.75 | 10.18 | 11.13 | Optimistic | Afghanistan | AFG | 2022-01-02 | v8 | TRUE
https://raw.githubusercontent.com/mrc-ide/global-lmic-reports/master/AFG/projections.csv | 2021-01-02 | prevalence | 19444.52 | 20722.75 | 21883 | 21902.51 | 22935.2 | 25720.93 | Optimistic | Afghanistan | AFG | 2022-01-02 | v8 | TRUE
https://raw.githubusercontent.com/mrc-ide/global-lmic-reports/master/AFG/projections.csv | 2021-01-02 | cumulative_infections | 987310.38 | 1026726.53 | 1061464.3 | 1062500.24 | 1076305.02 | 1178611.24 | Optimistic | Afghanistan | AFG | 2022-01-02 | v8 | TRUE
https://raw.githubusercontent.com/mrc-ide/global-lmic-reports/master/AFG/projections.csv | 2021-01-02 | cumulative_deaths | 1973.81 | 2078.9 | 2138.59 | 2148.26 | 2190.81 | 2410.68 | Optimistic | Afghanistan | AFG | 2022-01-02 | v8 | TRUE
https://raw.githubusercontent.com/mrc-ide/global-lmic-reports/master/AFG/projections.csv | 2021-01-02 | Rt | 0.58 | 0.6 | 0.61 | 0.61 | 0.62 | 0.64 | Optimistic | Afghanistan | AFG | 2022-01-02 | v8 | TRUE
https://raw.githubusercontent.com/mrc-ide/global-lmic-reports/master/AFG/projections.csv | 2021-01-02 | Reff | 0.57 | 0.58 | 0.59 | 0.59 | 0.6 | 0.62 | Optimistic | Afghanistan | AFG | 2022-01-02 | v8 | TRUE
https://raw.githubusercontent.com/mrc-ide/global-lmic-reports/master/AFG/projections.csv | 2021-01-02 | infections | 1879.45 | 2050.35 | 2130.59 | 2129.09 | 2229.13 | 2419.51 | Pessimistic | Afghanistan | AFG | 2022-01-02 | v8 | TRUE
https://raw.githubusercontent.com/mrc-ide/global-lmic-reports/master/AFG/projections.csv | 2021-01-02 | deaths | 9.83 | 10.56 | 10.9 | 11.01 | 11.39 | 12.5 | Pessimistic | Afghanistan | AFG | 2022-01-02 | v8 | TRUE
https://raw.githubusercontent.com/mrc-ide/global-lmic-reports/master/AFG/projections.csv | 2021-01-02 | hospital_demand | 351.83 | 377.77 | 391.2 | 395.33 | 413.31 | 443.19 | Pessimistic | Afghanistan | AFG | 2022-01-02 | v8 | TRUE
https://raw.githubusercontent.com/mrc-ide/global-lmic-reports/master/AFG/projections.csv | 2021-01-02 | ICU_demand | 144.91 | 155.51 | 160.6 | 162.08 | 168 | 183.04 | Pessimistic | Afghanistan | AFG | 2022-01-02 | v8 | TRUE
https://raw.githubusercontent.com/mrc-ide/global-lmic-reports/master/AFG/projections.csv | 2021-01-02 | hospital_incidence | 30.29 | 32.34 | 33.63 | 34.1 | 35.63 | 38.92 | Pessimistic | Afghanistan | AFG | 2022-01-02 | v8 | TRUE
https://raw.githubusercontent.com/mrc-ide/global-lmic-reports/master/AFG/projections.csv | 2021-01-02 | ICU_incidence | 8.66 | 9.24 | 9.61 | 9.75 | 10.18 | 11.13 | Pessimistic | Afghanistan | AFG | 2022-01-02 | v8 | TRUE
https://raw.githubusercontent.com/mrc-ide/global-lmic-reports/master/AFG/projections.csv | 2021-01-02 | prevalence | 19444.52 | 20722.75 | 21883 | 21902.51 | 22935.2 | 25720.93 | Pessimistic | Afghanistan | AFG | 2022-01-02 | v8 | TRUE
https://raw.githubusercontent.com/mrc-ide/global-lmic-reports/master/AFG/projections.csv | 2021-01-02 | cumulative_infections | 987310.38 | 1026726.53 | 1061464.3 | 1062500.24 | 1076305.02 | 1178611.24 | Pessimistic | Afghanistan | AFG | 2022-01-02 | v8 | TRUE
https://raw.githubusercontent.com/mrc-ide/global-lmic-reports/master/AFG/projections.csv | 2021-01-02 | cumulative_deaths | 1973.81 | 2078.9 | 2138.59 | 2148.26 | 2190.81 | 2410.68 | Pessimistic | Afghanistan | AFG | 2022-01-02 | v8 | TRUE
https://raw.githubusercontent.com/mrc-ide/global-lmic-reports/master/AFG/projections.csv | 2021-01-02 | Rt | 0.58 | 0.6 | 0.61 | 0.61 | 0.62 | 0.64 | Pessimistic | Afghanistan | AFG | 2022-01-02 | v8 | TRUE
https://raw.githubusercontent.com/mrc-ide/global-lmic-reports/master/AFG/projections.csv | 2021-01-02 | Reff | 0.57 | 0.58 | 0.59 | 0.59 | 0.6 | 0.62 | Pessimistic | Afghanistan | AFG | 2022-01-02 | v8 | TRUE
https://raw.githubusercontent.com/mrc-ide/global-lmic-reports/master/AFG/projections.csv | 2021-01-02 | infections | 1879.45 | 2050.35 | 2130.59 | 2129.09 | 2229.13 | 2419.51 | Relax Interventions 50% | Afghanistan | AFG | 2022-01-02 | v8 | TRUE
https://raw.githubusercontent.com/mrc-ide/global-lmic-reports/master/AFG/projections.csv | 2021-01-02 | deaths | 9.83 | 10.56 | 10.9 | 11.01 | 11.39 | 12.5 | Relax Interventions 50% | Afghanistan | AFG | 2022-01-02 | v8 | TRUE
https://raw.githubusercontent.com/mrc-ide/global-lmic-reports/master/AFG/projections.csv | 2021-01-02 | hospital_demand | 351.83 | 377.77 | 391.2 | 395.33 | 413.31 | 443.19 | Relax Interventions 50% | Afghanistan | AFG | 2022-01-02 | v8 | TRUE
https://raw.githubusercontent.com/mrc-ide/global-lmic-reports/master/AFG/projections.csv | 2021-01-02 | ICU_demand | 144.91 | 155.51 | 160.6 | 162.08 | 168 | 183.04 | Relax Interventions 50% | Afghanistan | AFG | 2022-01-02 | v8 | TRUE
https://raw.githubusercontent.com/mrc-ide/global-lmic-reports/master/AFG/projections.csv | 2021-01-02 | hospital_incidence | 30.29 | 32.34 | 33.63 | 34.1 | 35.63 | 38.92 | Relax Interventions 50% | Afghanistan | AFG | 2022-01-02 | v8 | TRUE
https://raw.githubusercontent.com/mrc-ide/global-lmic-reports/master/AFG/projections.csv | 2021-01-02 | ICU_incidence | 8.66 | 9.24 | 9.61 | 9.75 | 10.18 | 11.13 | Relax Interventions 50% | Afghanistan | AFG | 2022-01-02 | v8 | TRUE
https://raw.githubusercontent.com/mrc-ide/global-lmic-reports/master/AFG/projections.csv | 2021-01-02 | prevalence | 19444.52 | 20722.75 | 21883 | 21902.51 | 22935.2 | 25720.93 | Relax Interventions 50% | Afghanistan | AFG | 2022-01-02 | v8 | TRUE
https://raw.githubusercontent.com/mrc-ide/global-lmic-reports/master/AFG/projections.csv | 2021-01-02 | cumulative_infections | 987310.38 | 1026726.53 | 1061464.3 | 1062500.24 | 1076305.02 | 1178611.24 | Relax Interventions 50% | Afghanistan | AFG | 2022-01-02 | v8 | TRUE
https://raw.githubusercontent.com/mrc-ide/global-lmic-reports/master/AFG/projections.csv | 2021-01-02 | cumulative_deaths | 1973.81 | 2078.9 | 2138.59 | 2148.26 | 2190.81 | 2410.68 | Relax Interventions 50% | Afghanistan | AFG | 2022-01-02 | v8 | TRUE
https://raw.githubusercontent.com/mrc-ide/global-lmic-reports/master/AFG/projections.csv | 2021-01-02 | Rt | 0.58 | 0.6 | 0.61 | 0.61 | 0.62 | 0.64 | Relax Interventions 50% | Afghanistan | AFG | 2022-01-02 | v8 | TRUE
https://raw.githubusercontent.com/mrc-ide/global-lmic-reports/master/AFG/projections.csv | 2021-01-02 | Reff | 0.57 | 0.58 | 0.59 | 0.59 | 0.6 | 0.62 | Relax Interventions 50% | Afghanistan | AFG | 2022-01-02 | v8 | TRUE
https://raw.githubusercontent.com/mrc-ide/global-lmic-reports/master/AFG/projections.csv | 2021-01-02 | infections | 1845.1 | 1977.01 | 2104.13 | 2088.59 | 2195.52 | 2348.09 | Surged Additional 50% Reduction | Afghanistan | AFG | 2022-01-02 | v8 | TRUE
https://raw.githubusercontent.com/mrc-ide/global-lmic-reports/master/AFG/projections.csv | 2021-01-02 | deaths | 9.64 | 10.34 | 10.7 | 10.78 | 11.22 | 12.22 | Surged Additional 50% Reduction | Afghanistan | AFG | 2022-01-02 | v8 | TRUE
https://raw.githubusercontent.com/mrc-ide/global-lmic-reports/master/AFG/projections.csv | 2021-01-02 | hospital_demand | 342.61 | 369.7 | 385.08 | 386.92 | 400.88 | 438.88 | Surged Additional 50% Reduction | Afghanistan | AFG | 2022-01-02 | v8 | TRUE
https://raw.githubusercontent.com/mrc-ide/global-lmic-reports/master/AFG/projections.csv | 2021-01-02 | ICU_demand | 142.1 | 152.34 | 157.74 | 158.77 | 165.02 | 179.34 | Surged Additional 50% Reduction | Afghanistan | AFG | 2022-01-02 | v8 | TRUE
https://raw.githubusercontent.com/mrc-ide/global-lmic-reports/master/AFG/projections.csv | 2021-01-02 | hospital_incidence | 29.43 | 31.57 | 33.43 | 33.4 | 34.9 | 37.46 | Surged Additional 50% Reduction | Afghanistan | AFG | 2022-01-02 | v8 | TRUE
https://raw.githubusercontent.com/mrc-ide/global-lmic-reports/master/AFG/projections.csv | 2021-01-02 | ICU_incidence | 8.41 | 9.02 | 9.56 | 9.55 | 9.98 | 10.71 | Surged Additional 50% Reduction | Afghanistan | AFG | 2022-01-02 | v8 | TRUE
https://raw.githubusercontent.com/mrc-ide/global-lmic-reports/master/AFG/projections.csv | 2021-01-02 | prevalence | 18774.53 | 20184.99 | 21473.75 | 21477.05 | 22728 | 24116.53 | Surged Additional 50% Reduction | Afghanistan | AFG | 2022-01-02 | v8 | TRUE
https://raw.githubusercontent.com/mrc-ide/global-lmic-reports/master/AFG/projections.csv | 2021-01-02 | cumulative_infections | 981102.24 | 1023838.35 | 1053848.07 | 1051776.06 | 1081182.01 | 1130362.39 | Surged Additional 50% Reduction | Afghanistan | AFG | 2022-01-02 | v8 | TRUE
https://raw.githubusercontent.com/mrc-ide/global-lmic-reports/master/AFG/projections.csv | 2021-01-02 | cumulative_deaths | 1976.83 | 2058.91 | 2121.17 | 2114.8 | 2170.64 | 2267.66 | Surged Additional 50% Reduction | Afghanistan | AFG | 2022-01-02 | v8 | TRUE
https://raw.githubusercontent.com/mrc-ide/global-lmic-reports/master/AFG/projections.csv | 2021-01-02 | Rt | 0.58 | 0.6 | 0.61 | 0.61 | 0.62 | 0.63 | Surged Additional 50% Reduction | Afghanistan | AFG | 2022-01-02 | v8 | TRUE
https://raw.githubusercontent.com/mrc-ide/global-lmic-reports/master/AFG/projections.csv | 2021-01-02 | Reff | 0.57 | 0.58 | 0.59 | 0.59 | 0.6 | 0.61 | Surged Additional 50% Reduction | Afghanistan | AFG | 2022-01-02 | v8 | TRUE
https://raw.githubusercontent.com/mrc-ide/global-lmic-reports/master/AFG/projections.csv | 2021-01-02 | infections | 1845.1 | 1977.01 | 2104.13 | 2088.59 | 2195.52 | 2348.09 | Surged Maintain Status Quo | Afghanistan | AFG | 2022-01-02 | v8 | TRUE
https://raw.githubusercontent.com/mrc-ide/global-lmic-reports/master/AFG/projections.csv | 2021-01-02 | deaths | 9.64 | 10.34 | 10.7 | 10.78 | 11.22 | 12.22 | Surged Maintain Status Quo | Afghanistan | AFG | 2022-01-02 | v8 | TRUE
https://raw.githubusercontent.com/mrc-ide/global-lmic-reports/master/AFG/projections.csv | 2021-01-02 | hospital_demand | 342.61 | 369.7 | 385.08 | 386.92 | 400.88 | 438.88 | Surged Maintain Status Quo | Afghanistan | AFG | 2022-01-02 | v8 | TRUE
https://raw.githubusercontent.com/mrc-ide/global-lmic-reports/master/AFG/projections.csv | 2021-01-02 | ICU_demand | 142.1 | 152.34 | 157.74 | 158.77 | 165.02 | 179.34 | Surged Maintain Status Quo | Afghanistan | AFG | 2022-01-02 | v8 | TRUE
https://raw.githubusercontent.com/mrc-ide/global-lmic-reports/master/AFG/projections.csv | 2021-01-02 | hospital_incidence | 29.43 | 31.57 | 33.43 | 33.4 | 34.9 | 37.46 | Surged Maintain Status Quo | Afghanistan | AFG | 2022-01-02 | v8 | TRUE
https://raw.githubusercontent.com/mrc-ide/global-lmic-reports/master/AFG/projections.csv | 2021-01-02 | ICU_incidence | 8.41 | 9.02 | 9.56 | 9.55 | 9.98 | 10.71 | Surged Maintain Status Quo | Afghanistan | AFG | 2022-01-02 | v8 | TRUE
https://raw.githubusercontent.com/mrc-ide/global-lmic-reports/master/AFG/projections.csv | 2021-01-02 | prevalence | 18774.53 | 20184.99 | 21473.75 | 21477.05 | 22728 | 24116.53 | Surged Maintain Status Quo | Afghanistan | AFG | 2022-01-02 | v8 | TRUE
https://raw.githubusercontent.com/mrc-ide/global-lmic-reports/master/AFG/projections.csv | 2021-01-02 | cumulative_infections | 981102.24 | 1023838.35 | 1053848.07 | 1051776.06 | 1081182.01 | 1130362.39 | Surged Maintain Status Quo | Afghanistan | AFG | 2022-01-02 | v8 | TRUE
https://raw.githubusercontent.com/mrc-ide/global-lmic-reports/master/AFG/projections.csv | 2021-01-02 | cumulative_deaths | 1976.83 | 2058.91 | 2121.17 | 2114.8 | 2170.64 | 2267.66 | Surged Maintain Status Quo | Afghanistan | AFG | 2022-01-02 | v8 | TRUE
https://raw.githubusercontent.com/mrc-ide/global-lmic-reports/master/AFG/projections.csv | 2021-01-02 | Rt | 0.58 | 0.6 | 0.61 | 0.61 | 0.62 | 0.63 | Surged Maintain Status Quo | Afghanistan | AFG | 2022-01-02 | v8 | TRUE
https://raw.githubusercontent.com/mrc-ide/global-lmic-reports/master/AFG/projections.csv | 2021-01-02 | Reff | 0.57 | 0.58 | 0.59 | 0.59 | 0.6 | 0.61 | Surged Maintain Status Quo | Afghanistan | AFG | 2022-01-02 | v8 | TRUE
https://raw.githubusercontent.com/mrc-ide/global-lmic-reports/master/AFG/projections.csv | 2021-01-02 | infections | 1845.1 | 1977.01 | 2104.13 | 2088.59 | 2195.52 | 2348.09 | Surged Optimistic | Afghanistan | AFG | 2022-01-02 | v8 | TRUE
https://raw.githubusercontent.com/mrc-ide/global-lmic-reports/master/AFG/projections.csv | 2021-01-02 | deaths | 9.64 | 10.34 | 10.7 | 10.78 | 11.22 | 12.22 | Surged Optimistic | Afghanistan | AFG | 2022-01-02 | v8 | TRUE
https://raw.githubusercontent.com/mrc-ide/global-lmic-reports/master/AFG/projections.csv | 2021-01-02 | hospital_demand | 342.61 | 369.7 | 385.08 | 386.92 | 400.88 | 438.88 | Surged Optimistic | Afghanistan | AFG | 2022-01-02 | v8 | TRUE
https://raw.githubusercontent.com/mrc-ide/global-lmic-reports/master/AFG/projections.csv | 2021-01-02 | ICU_demand | 142.1 | 152.34 | 157.74 | 158.77 | 165.02 | 179.34 | Surged Optimistic | Afghanistan | AFG | 2022-01-02 | v8 | TRUE
https://raw.githubusercontent.com/mrc-ide/global-lmic-reports/master/AFG/projections.csv | 2021-01-02 | hospital_incidence | 29.43 | 31.57 | 33.43 | 33.4 | 34.9 | 37.46 | Surged Optimistic | Afghanistan | AFG | 2022-01-02 | v8 | TRUE
https://raw.githubusercontent.com/mrc-ide/global-lmic-reports/master/AFG/projections.csv | 2021-01-02 | ICU_incidence | 8.41 | 9.02 | 9.56 | 9.55 | 9.98 | 10.71 | Surged Optimistic | Afghanistan | AFG | 2022-01-02 | v8 | TRUE
https://raw.githubusercontent.com/mrc-ide/global-lmic-reports/master/AFG/projections.csv | 2021-01-02 | prevalence | 18774.53 | 20184.99 | 21473.75 | 21477.05 | 22728 | 24116.53 | Surged Optimistic | Afghanistan | AFG | 2022-01-02 | v8 | TRUE
https://raw.githubusercontent.com/mrc-ide/global-lmic-reports/master/AFG/projections.csv | 2021-01-02 | cumulative_infections | 981102.24 | 1023838.35 | 1053848.07 | 1051776.06 | 1081182.01 | 1130362.39 | Surged Optimistic | Afghanistan | AFG | 2022-01-02 | v8 | TRUE
https://raw.githubusercontent.com/mrc-ide/global-lmic-reports/master/AFG/projections.csv | 2021-01-02 | cumulative_deaths | 1976.83 | 2058.91 | 2121.17 | 2114.8 | 2170.64 | 2267.66 | Surged Optimistic | Afghanistan | AFG | 2022-01-02 | v8 | TRUE
https://raw.githubusercontent.com/mrc-ide/global-lmic-reports/master/AFG/projections.csv | 2021-01-02 | Rt | 0.58 | 0.6 | 0.61 | 0.61 | 0.62 | 0.63 | Surged Optimistic | Afghanistan | AFG | 2022-01-02 | v8 | TRUE
https://raw.githubusercontent.com/mrc-ide/global-lmic-reports/master/AFG/projections.csv | 2021-01-02 | Reff | 0.57 | 0.58 | 0.59 | 0.59 | 0.6 | 0.61 | Surged Optimistic | Afghanistan | AFG | 2022-01-02 | v8 | TRUE
https://raw.githubusercontent.com/mrc-ide/global-lmic-reports/master/AFG/projections.csv | 2021-01-02 | infections | 1845.1 | 1977.01 | 2104.13 | 2088.59 | 2195.52 | 2348.09 | Surged Pessimistic | Afghanistan | AFG | 2022-01-02 | v8 | TRUE
https://raw.githubusercontent.com/mrc-ide/global-lmic-reports/master/AFG/projections.csv | 2021-01-02 | deaths | 9.64 | 10.34 | 10.7 | 10.78 | 11.22 | 12.22 | Surged Pessimistic | Afghanistan | AFG | 2022-01-02 | v8 | TRUE
https://raw.githubusercontent.com/mrc-ide/global-lmic-reports/master/AFG/projections.csv | 2021-01-02 | hospital_demand | 342.61 | 369.7 | 385.08 | 386.92 | 400.88 | 438.88 | Surged Pessimistic | Afghanistan | AFG | 2022-01-02 | v8 | TRUE
https://raw.githubusercontent.com/mrc-ide/global-lmic-reports/master/AFG/projections.csv | 2021-01-02 | ICU_demand | 142.1 | 152.34 | 157.74 | 158.77 | 165.02 | 179.34 | Surged Pessimistic | Afghanistan | AFG | 2022-01-02 | v8 | TRUE
https://raw.githubusercontent.com/mrc-ide/global-lmic-reports/master/AFG/projections.csv | 2021-01-02 | hospital_incidence | 29.43 | 31.57 | 33.43 | 33.4 | 34.9 | 37.46 | Surged Pessimistic | Afghanistan | AFG | 2022-01-02 | v8 | TRUE
https://raw.githubusercontent.com/mrc-ide/global-lmic-reports/master/AFG/projections.csv | 2021-01-02 | ICU_incidence | 8.41 | 9.02 | 9.56 | 9.55 | 9.98 | 10.71 | Surged Pessimistic | Afghanistan | AFG | 2022-01-02 | v8 | TRUE
https://raw.githubusercontent.com/mrc-ide/global-lmic-reports/master/AFG/projections.csv | 2021-01-02 | prevalence | 18774.53 | 20184.99 | 21473.75 | 21477.05 | 22728 | 24116.53 | Surged Pessimistic | Afghanistan | AFG | 2022-01-02 | v8 | TRUE
https://raw.githubusercontent.com/mrc-ide/global-lmic-reports/master/AFG/projections.csv | 2021-01-02 | cumulative_infections | 981102.24 | 1023838.35 | 1053848.07 | 1051776.06 | 1081182.01 | 1130362.39 | Surged Pessimistic | Afghanistan | AFG | 2022-01-02 | v8 | TRUE
https://raw.githubusercontent.com/mrc-ide/global-lmic-reports/master/AFG/projections.csv | 2021-01-02 | cumulative_deaths | 1976.83 | 2058.91 | 2121.17 | 2114.8 | 2170.64 | 2267.66 | Surged Pessimistic | Afghanistan | AFG | 2022-01-02 | v8 | TRUE
https://raw.githubusercontent.com/mrc-ide/global-lmic-reports/master/AFG/projections.csv | 2021-01-02 | Rt | 0.58 | 0.6 | 0.61 | 0.61 | 0.62 | 0.63 | Surged Pessimistic | Afghanistan | AFG | 2022-01-02 | v8 | TRUE
https://raw.githubusercontent.com/mrc-ide/global-lmic-reports/master/AFG/projections.csv | 2021-01-02 | Reff | 0.57 | 0.58 | 0.59 | 0.59 | 0.6 | 0.61 | Surged Pessimistic | Afghanistan | AFG | 2022-01-02 | v8 | TRUE
https://raw.githubusercontent.com/mrc-ide/global-lmic-reports/master/AFG/projections.csv | 2021-01-02 | infections | 1845.1 | 1977.01 | 2104.13 | 2088.59 | 2195.52 | 2348.09 | Surged Relax Interventions 50% | Afghanistan | AFG | 2022-01-02 | v8 | TRUE
https://raw.githubusercontent.com/mrc-ide/global-lmic-reports/master/AFG/projections.csv | 2021-01-02 | deaths | 9.64 | 10.34 | 10.7 | 10.78 | 11.22 | 12.22 | Surged Relax Interventions 50% | Afghanistan | AFG | 2022-01-02 | v8 | TRUE
https://raw.githubusercontent.com/mrc-ide/global-lmic-reports/master/AFG/projections.csv | 2021-01-02 | hospital_demand | 342.61 | 369.7 | 385.08 | 386.92 | 400.88 | 438.88 | Surged Relax Interventions 50% | Afghanistan | AFG | 2022-01-02 | v8 | TRUE
https://raw.githubusercontent.com/mrc-ide/global-lmic-reports/master/AFG/projections.csv | 2021-01-02 | ICU_demand | 142.1 | 152.34 | 157.74 | 158.77 | 165.02 | 179.34 | Surged Relax Interventions 50% | Afghanistan | AFG | 2022-01-02 | v8 | TRUE
https://raw.githubusercontent.com/mrc-ide/global-lmic-reports/master/AFG/projections.csv | 2021-01-02 | hospital_incidence | 29.43 | 31.57 | 33.43 | 33.4 | 34.9 | 37.46 | Surged Relax Interventions 50% | Afghanistan | AFG | 2022-01-02 | v8 | TRUE
https://raw.githubusercontent.com/mrc-ide/global-lmic-reports/master/AFG/projections.csv | 2021-01-02 | ICU_incidence | 8.41 | 9.02 | 9.56 | 9.55 | 9.98 | 10.71 | Surged Relax Interventions 50% | Afghanistan | AFG | 2022-01-02 | v8 | TRUE
https://raw.githubusercontent.com/mrc-ide/global-lmic-reports/master/AFG/projections.csv | 2021-01-02 | prevalence | 18774.53 | 20184.99 | 21473.75 | 21477.05 | 22728 | 24116.53 | Surged Relax Interventions 50% | Afghanistan | AFG | 2022-01-02 | v8 | TRUE
https://raw.githubusercontent.com/mrc-ide/global-lmic-reports/master/AFG/projections.csv | 2021-01-02 | cumulative_infections | 981102.24 | 1023838.35 | 1053848.07 | 1051776.06 | 1081182.01 | 1130362.39 | Surged Relax Interventions 50% | Afghanistan | AFG | 2022-01-02 | v8 | TRUE
https://raw.githubusercontent.com/mrc-ide/global-lmic-reports/master/AFG/projections.csv | 2021-01-02 | cumulative_deaths | 1976.83 | 2058.91 | 2121.17 | 2114.8 | 2170.64 | 2267.66 | Surged Relax Interventions 50% | Afghanistan | AFG | 2022-01-02 | v8 | TRUE
https://raw.githubusercontent.com/mrc-ide/global-lmic-reports/master/AFG/projections.csv | 2021-01-02 | Rt | 0.58 | 0.6 | 0.61 | 0.61 | 0.62 | 0.63 | Surged Relax Interventions 50% | Afghanistan | AFG | 2022-01-02 | v8 | TRUE
https://raw.githubusercontent.com/mrc-ide/global-lmic-reports/master/AFG/projections.csv | 2021-01-02 | Reff | 0.57 | 0.58 | 0.59 | 0.59 | 0.6 | 0.61 | Surged Relax Interventions 50% | Afghanistan | AFG | 2022-01-02 | v8 | TRUE
https://raw.githubusercontent.com/mrc-ide/global-lmic-reports/master/AFG/projections.csv | 2021-01-03 | infections | 1806.36 | 1964.56 | 2037.77 | 2043.04 | 2123.55 | 2336.98 | Additional 50% Reduction | Afghanistan | AFG | 2022-01-02 | v8 | TRUE
https://raw.githubusercontent.com/mrc-ide/global-lmic-reports/master/AFG/projections.csv | 2021-01-03 | deaths | 9.6 | 10.32 | 10.68 | 10.78 | 11.19 | 12.19 | Additional 50% Reduction | Afghanistan | AFG | 2022-01-02 | v8 | TRUE
https://raw.githubusercontent.com/mrc-ide/global-lmic-reports/master/AFG/projections.csv | 2021-01-03 | hospital_demand | 343.3 | 367.69 | 381.7 | 385.15 | 402.79 | 431.13 | Additional 50% Reduction | Afghanistan | AFG | 2022-01-02 | v8 | TRUE
https://raw.githubusercontent.com/mrc-ide/global-lmic-reports/master/AFG/projections.csv | 2021-01-03 | ICU_demand | 141.77 | 151.92 | 157.12 | 158.54 | 164.79 | 178.34 | Additional 50% Reduction | Afghanistan | AFG | 2022-01-02 | v8 | TRUE
https://raw.githubusercontent.com/mrc-ide/global-lmic-reports/master/AFG/projections.csv | 2021-01-03 | hospital_incidence | 29.16 | 31.23 | 32.48 | 32.92 | 34.34 | 37.86 | Additional 50% Reduction | Afghanistan | AFG | 2022-01-02 | v8 | TRUE
https://raw.githubusercontent.com/mrc-ide/global-lmic-reports/master/AFG/projections.csv | 2021-01-03 | ICU_incidence | 8.34 | 8.93 | 9.29 | 9.41 | 9.82 | 10.82 | Additional 50% Reduction | Afghanistan | AFG | 2022-01-02 | v8 | TRUE
https://raw.githubusercontent.com/mrc-ide/global-lmic-reports/master/AFG/projections.csv | 2021-01-03 | prevalence | 18178.19 | 19335.57 | 20451.5 | 20472.3 | 21424.2 | 24004.22 | Additional 50% Reduction | Afghanistan | AFG | 2022-01-02 | v8 | TRUE
https://raw.githubusercontent.com/mrc-ide/global-lmic-reports/master/AFG/projections.csv | 2021-01-03 | cumulative_infections | 989351.11 | 1028674.47 | 1063588.79 | 1064543.28 | 1078231.98 | 1180662.66 | Additional 50% Reduction | Afghanistan | AFG | 2022-01-02 | v8 | TRUE
https://raw.githubusercontent.com/mrc-ide/global-lmic-reports/master/AFG/projections.csv | 2021-01-03 | cumulative_deaths | 1984.25 | 2089.2 | 2149.74 | 2159.04 | 2201.9 | 2422.52 | Additional 50% Reduction | Afghanistan | AFG | 2022-01-02 | v8 | TRUE
https://raw.githubusercontent.com/mrc-ide/global-lmic-reports/master/AFG/projections.csv | 2021-01-03 | Rt | 0.61 | 0.63 | 0.63 | 0.64 | 0.64 | 0.67 | Additional 50% Reduction | Afghanistan | AFG | 2022-01-02 | v8 | TRUE
https://raw.githubusercontent.com/mrc-ide/global-lmic-reports/master/AFG/projections.csv | 2021-01-03 | Reff | 0.59 | 0.61 | 0.62 | 0.62 | 0.63 | 0.65 | Additional 50% Reduction | Afghanistan | AFG | 2022-01-02 | v8 | TRUE
https://raw.githubusercontent.com/mrc-ide/global-lmic-reports/master/AFG/projections.csv | 2021-01-03 | infections | 1806.36 | 1964.56 | 2037.77 | 2043.04 | 2123.55 | 2336.98 | Maintain Status Quo | Afghanistan | AFG | 2022-01-02 | v8 | TRUE
https://raw.githubusercontent.com/mrc-ide/global-lmic-reports/master/AFG/projections.csv | 2021-01-03 | deaths | 9.6 | 10.32 | 10.68 | 10.78 | 11.19 | 12.19 | Maintain Status Quo | Afghanistan | AFG | 2022-01-02 | v8 | TRUE
https://raw.githubusercontent.com/mrc-ide/global-lmic-reports/master/AFG/projections.csv | 2021-01-03 | hospital_demand | 343.3 | 367.69 | 381.7 | 385.15 | 402.79 | 431.13 | Maintain Status Quo | Afghanistan | AFG | 2022-01-02 | v8 | TRUE
https://raw.githubusercontent.com/mrc-ide/global-lmic-reports/master/AFG/projections.csv | 2021-01-03 | ICU_demand | 141.77 | 151.92 | 157.12 | 158.54 | 164.79 | 178.34 | Maintain Status Quo | Afghanistan | AFG | 2022-01-02 | v8 | TRUE
https://raw.githubusercontent.com/mrc-ide/global-lmic-reports/master/AFG/projections.csv | 2021-01-03 | hospital_incidence | 29.16 | 31.23 | 32.48 | 32.92 | 34.34 | 37.86 | Maintain Status Quo | Afghanistan | AFG | 2022-01-02 | v8 | TRUE
https://raw.githubusercontent.com/mrc-ide/global-lmic-reports/master/AFG/projections.csv | 2021-01-03 | ICU_incidence | 8.34 | 8.93 | 9.29 | 9.41 | 9.82 | 10.82 | Maintain Status Quo | Afghanistan | AFG | 2022-01-02 | v8 | TRUE
https://raw.githubusercontent.com/mrc-ide/global-lmic-reports/master/AFG/projections.csv | 2021-01-03 | prevalence | 18178.19 | 19335.57 | 20451.5 | 20472.3 | 21424.2 | 24004.22 | Maintain Status Quo | Afghanistan | AFG | 2022-01-02 | v8 | TRUE
https://raw.githubusercontent.com/mrc-ide/global-lmic-reports/master/AFG/projections.csv | 2021-01-03 | cumulative_infections | 989351.11 | 1028674.47 | 1063588.79 | 1064543.28 | 1078231.98 | 1180662.66 | Maintain Status Quo | Afghanistan | AFG | 2022-01-02 | v8 | TRUE
https://raw.githubusercontent.com/mrc-ide/global-lmic-reports/master/AFG/projections.csv | 2021-01-03 | cumulative_deaths | 1984.25 | 2089.2 | 2149.74 | 2159.04 | 2201.9 | 2422.52 | Maintain Status Quo | Afghanistan | AFG | 2022-01-02 | v8 | TRUE
https://raw.githubusercontent.com/mrc-ide/global-lmic-reports/master/AFG/projections.csv | 2021-01-03 | Rt | 0.61 | 0.63 | 0.63 | 0.64 | 0.64 | 0.67 | Maintain Status Quo | Afghanistan | AFG | 2022-01-02 | v8 | TRUE
https://raw.githubusercontent.com/mrc-ide/global-lmic-reports/master/AFG/projections.csv | 2021-01-03 | Reff | 0.59 | 0.61 | 0.62 | 0.62 | 0.63 | 0.65 | Maintain Status Quo | Afghanistan | AFG | 2022-01-02 | v8 | TRUE
https://raw.githubusercontent.com/mrc-ide/global-lmic-reports/master/AFG/projections.csv | 2021-01-03 | infections | 1806.36 | 1964.56 | 2037.77 | 2043.04 | 2123.55 | 2336.98 | Optimistic | Afghanistan | AFG | 2022-01-02 | v8 | TRUE
https://raw.githubusercontent.com/mrc-ide/global-lmic-reports/master/AFG/projections.csv | 2021-01-03 | deaths | 9.6 | 10.32 | 10.68 | 10.78 | 11.19 | 12.19 | Optimistic | Afghanistan | AFG | 2022-01-02 | v8 | TRUE
https://raw.githubusercontent.com/mrc-ide/global-lmic-reports/master/AFG/projections.csv | 2021-01-03 | hospital_demand | 343.3 | 367.69 | 381.7 | 385.15 | 402.79 | 431.13 | Optimistic | Afghanistan | AFG | 2022-01-02 | v8 | TRUE
https://raw.githubusercontent.com/mrc-ide/global-lmic-reports/master/AFG/projections.csv | 2021-01-03 | ICU_demand | 141.77 | 151.92 | 157.12 | 158.54 | 164.79 | 178.34 | Optimistic | Afghanistan | AFG | 2022-01-02 | v8 | TRUE
https://raw.githubusercontent.com/mrc-ide/global-lmic-reports/master/AFG/projections.csv | 2021-01-03 | hospital_incidence | 29.16 | 31.23 | 32.48 | 32.92 | 34.34 | 37.86 | Optimistic | Afghanistan | AFG | 2022-01-02 | v8 | TRUE
https://raw.githubusercontent.com/mrc-ide/global-lmic-reports/master/AFG/projections.csv | 2021-01-03 | ICU_incidence | 8.34 | 8.93 | 9.29 | 9.41 | 9.82 | 10.82 | Optimistic | Afghanistan | AFG | 2022-01-02 | v8 | TRUE
https://raw.githubusercontent.com/mrc-ide/global-lmic-reports/master/AFG/projections.csv | 2021-01-03 | prevalence | 18178.19 | 19335.57 | 20451.5 | 20472.3 | 21424.2 | 24004.22 | Optimistic | Afghanistan | AFG | 2022-01-02 | v8 | TRUE
https://raw.githubusercontent.com/mrc-ide/global-lmic-reports/master/AFG/projections.csv | 2021-01-03 | cumulative_infections | 989351.11 | 1028674.47 | 1063588.79 | 1064543.28 | 1078231.98 | 1180662.66 | Optimistic | Afghanistan | AFG | 2022-01-02 | v8 | TRUE
https://raw.githubusercontent.com/mrc-ide/global-lmic-reports/master/AFG/projections.csv | 2021-01-03 | cumulative_deaths | 1984.25 | 2089.2 | 2149.74 | 2159.04 | 2201.9 | 2422.52 | Optimistic | Afghanistan | AFG | 2022-01-02 | v8 | TRUE
https://raw.githubusercontent.com/mrc-ide/global-lmic-reports/master/AFG/projections.csv | 2021-01-03 | Rt | 0.61 | 0.63 | 0.63 | 0.64 | 0.64 | 0.67 | Optimistic | Afghanistan | AFG | 2022-01-02 | v8 | TRUE
https://raw.githubusercontent.com/mrc-ide/global-lmic-reports/master/AFG/projections.csv | 2021-01-03 | Reff | 0.59 | 0.61 | 0.62 | 0.62 | 0.63 | 0.65 | Optimistic | Afghanistan | AFG | 2022-01-02 | v8 | TRUE
https://raw.githubusercontent.com/mrc-ide/global-lmic-reports/master/AFG/projections.csv | 2021-01-03 | infections | 1806.36 | 1964.56 | 2037.77 | 2043.04 | 2123.55 | 2336.98 | Pessimistic | Afghanistan | AFG | 2022-01-02 | v8 | TRUE
https://raw.githubusercontent.com/mrc-ide/global-lmic-reports/master/AFG/projections.csv | 2021-01-03 | deaths | 9.6 | 10.32 | 10.68 | 10.78 | 11.19 | 12.19 | Pessimistic | Afghanistan | AFG | 2022-01-02 | v8 | TRUE
https://raw.githubusercontent.com/mrc-ide/global-lmic-reports/master/AFG/projections.csv | 2021-01-03 | hospital_demand | 343.3 | 367.69 | 381.7 | 385.15 | 402.79 | 431.13 | Pessimistic | Afghanistan | AFG | 2022-01-02 | v8 | TRUE
https://raw.githubusercontent.com/mrc-ide/global-lmic-reports/master/AFG/projections.csv | 2021-01-03 | ICU_demand | 141.77 | 151.92 | 157.12 | 158.54 | 164.79 | 178.34 | Pessimistic | Afghanistan | AFG | 2022-01-02 | v8 | TRUE
https://raw.githubusercontent.com/mrc-ide/global-lmic-reports/master/AFG/projections.csv | 2021-01-03 | hospital_incidence | 29.16 | 31.23 | 32.48 | 32.92 | 34.34 | 37.86 | Pessimistic | Afghanistan | AFG | 2022-01-02 | v8 | TRUE
https://raw.githubusercontent.com/mrc-ide/global-lmic-reports/master/AFG/projections.csv | 2021-01-03 | ICU_incidence | 8.34 | 8.93 | 9.29 | 9.41 | 9.82 | 10.82 | Pessimistic | Afghanistan | AFG | 2022-01-02 | v8 | TRUE
https://raw.githubusercontent.com/mrc-ide/global-lmic-reports/master/AFG/projections.csv | 2021-01-03 | prevalence | 18178.19 | 19335.57 | 20451.5 | 20472.3 | 21424.2 | 24004.22 | Pessimistic | Afghanistan | AFG | 2022-01-02 | v8 | TRUE
https://raw.githubusercontent.com/mrc-ide/global-lmic-reports/master/AFG/projections.csv | 2021-01-03 | cumulative_infections | 989351.11 | 1028674.47 | 1063588.79 | 1064543.28 | 1078231.98 | 1180662.66 | Pessimistic | Afghanistan | AFG | 2022-01-02 | v8 | TRUE
https://raw.githubusercontent.com/mrc-ide/global-lmic-reports/master/AFG/projections.csv | 2021-01-03 | cumulative_deaths | 1984.25 | 2089.2 | 2149.74 | 2159.04 | 2201.9 | 2422.52 | Pessimistic | Afghanistan | AFG | 2022-01-02 | v8 | TRUE
https://raw.githubusercontent.com/mrc-ide/global-lmic-reports/master/AFG/projections.csv | 2021-01-03 | Rt | 0.61 | 0.63 | 0.63 | 0.64 | 0.64 | 0.67 | Pessimistic | Afghanistan | AFG | 2022-01-02 | v8 | TRUE
https://raw.githubusercontent.com/mrc-ide/global-lmic-reports/master/AFG/projections.csv | 2021-01-03 | Reff | 0.59 | 0.61 | 0.62 | 0.62 | 0.63 | 0.65 | Pessimistic | Afghanistan | AFG | 2022-01-02 | v8 | TRUE
https://raw.githubusercontent.com/mrc-ide/global-lmic-reports/master/AFG/projections.csv | 2021-01-03 | infections | 1806.36 | 1964.56 | 2037.77 | 2043.04 | 2123.55 | 2336.98 | Relax Interventions 50% | Afghanistan | AFG | 2022-01-02 | v8 | TRUE
https://raw.githubusercontent.com/mrc-ide/global-lmic-reports/master/AFG/projections.csv | 2021-01-03 | deaths | 9.6 | 10.32 | 10.68 | 10.78 | 11.19 | 12.19 | Relax Interventions 50% | Afghanistan | AFG | 2022-01-02 | v8 | TRUE
https://raw.githubusercontent.com/mrc-ide/global-lmic-reports/master/AFG/projections.csv | 2021-01-03 | hospital_demand | 343.3 | 367.69 | 381.7 | 385.15 | 402.79 | 431.13 | Relax Interventions 50% | Afghanistan | AFG | 2022-01-02 | v8 | TRUE
https://raw.githubusercontent.com/mrc-ide/global-lmic-reports/master/AFG/projections.csv | 2021-01-03 | ICU_demand | 141.77 | 151.92 | 157.12 | 158.54 | 164.79 | 178.34 | Relax Interventions 50% | Afghanistan | AFG | 2022-01-02 | v8 | TRUE
https://raw.githubusercontent.com/mrc-ide/global-lmic-reports/master/AFG/projections.csv | 2021-01-03 | hospital_incidence | 29.16 | 31.23 | 32.48 | 32.92 | 34.34 | 37.86 | Relax Interventions 50% | Afghanistan | AFG | 2022-01-02 | v8 | TRUE
https://raw.githubusercontent.com/mrc-ide/global-lmic-reports/master/AFG/projections.csv | 2021-01-03 | ICU_incidence | 8.34 | 8.93 | 9.29 | 9.41 | 9.82 | 10.82 | Relax Interventions 50% | Afghanistan | AFG | 2022-01-02 | v8 | TRUE
https://raw.githubusercontent.com/mrc-ide/global-lmic-reports/master/AFG/projections.csv | 2021-01-03 | prevalence | 18178.19 | 19335.57 | 20451.5 | 20472.3 | 21424.2 | 24004.22 | Relax Interventions 50% | Afghanistan | AFG | 2022-01-02 | v8 | TRUE
https://raw.githubusercontent.com/mrc-ide/global-lmic-reports/master/AFG/projections.csv | 2021-01-03 | cumulative_infections | 989351.11 | 1028674.47 | 1063588.79 | 1064543.28 | 1078231.98 | 1180662.66 | Relax Interventions 50% | Afghanistan | AFG | 2022-01-02 | v8 | TRUE
https://raw.githubusercontent.com/mrc-ide/global-lmic-reports/master/AFG/projections.csv | 2021-01-03 | cumulative_deaths | 1984.25 | 2089.2 | 2149.74 | 2159.04 | 2201.9 | 2422.52 | Relax Interventions 50% | Afghanistan | AFG | 2022-01-02 | v8 | TRUE
https://raw.githubusercontent.com/mrc-ide/global-lmic-reports/master/AFG/projections.csv | 2021-01-03 | Rt | 0.61 | 0.63 | 0.63 | 0.64 | 0.64 | 0.67 | Relax Interventions 50% | Afghanistan | AFG | 2022-01-02 | v8 | TRUE
https://raw.githubusercontent.com/mrc-ide/global-lmic-reports/master/AFG/projections.csv | 2021-01-03 | Reff | 0.59 | 0.61 | 0.62 | 0.62 | 0.63 | 0.65 | Relax Interventions 50% | Afghanistan | AFG | 2022-01-02 | v8 | TRUE
https://raw.githubusercontent.com/mrc-ide/global-lmic-reports/master/AFG/projections.csv | 2021-01-03 | infections | 1771.65 | 1897.84 | 2020.52 | 2005.65 | 2105.88 | 2255.93 | Surged Additional 50% Reduction | Afghanistan | AFG | 2022-01-02 | v8 | TRUE
https://raw.githubusercontent.com/mrc-ide/global-lmic-reports/master/AFG/projections.csv | 2021-01-03 | deaths | 9.42 | 10.1 | 10.47 | 10.55 | 10.99 | 11.96 | Surged Additional 50% Reduction | Afghanistan | AFG | 2022-01-02 | v8 | TRUE
https://raw.githubusercontent.com/mrc-ide/global-lmic-reports/master/AFG/projections.csv | 2021-01-03 | hospital_demand | 333.96 | 361.17 | 375.84 | 376.98 | 389.55 | 427.08 | Surged Additional 50% Reduction | Afghanistan | AFG | 2022-01-02 | v8 | TRUE
https://raw.githubusercontent.com/mrc-ide/global-lmic-reports/master/AFG/projections.csv | 2021-01-03 | ICU_demand | 138.61 | 149.03 | 154.41 | 155.3 | 161.04 | 175.54 | Surged Additional 50% Reduction | Afghanistan | AFG | 2022-01-02 | v8 | TRUE
https://raw.githubusercontent.com/mrc-ide/global-lmic-reports/master/AFG/projections.csv | 2021-01-03 | hospital_incidence | 28.35 | 30.44 | 32.26 | 32.25 | 33.68 | 36.04 | Surged Additional 50% Reduction | Afghanistan | AFG | 2022-01-02 | v8 | TRUE
https://raw.githubusercontent.com/mrc-ide/global-lmic-reports/master/AFG/projections.csv | 2021-01-03 | ICU_incidence | 8.1 | 8.7 | 9.22 | 9.22 | 9.63 | 10.3 | Surged Additional 50% Reduction | Afghanistan | AFG | 2022-01-02 | v8 | TRUE
https://raw.githubusercontent.com/mrc-ide/global-lmic-reports/master/AFG/projections.csv | 2021-01-03 | prevalence | 17589.49 | 18872.84 | 20053.51 | 20078.4 | 21251.31 | 22514.54 | Surged Additional 50% Reduction | Afghanistan | AFG | 2022-01-02 | v8 | TRUE
https://raw.githubusercontent.com/mrc-ide/global-lmic-reports/master/AFG/projections.csv | 2021-01-03 | cumulative_infections | 982940.86 | 1025788.24 | 1055730.05 | 1053781.71 | 1083219.19 | 1132493.24 | Surged Additional 50% Reduction | Afghanistan | AFG | 2022-01-02 | v8 | TRUE
https://raw.githubusercontent.com/mrc-ide/global-lmic-reports/master/AFG/projections.csv | 2021-01-03 | cumulative_deaths | 1986.51 | 2069.67 | 2131.81 | 2125.36 | 2181.89 | 2279.47 | Surged Additional 50% Reduction | Afghanistan | AFG | 2022-01-02 | v8 | TRUE
https://raw.githubusercontent.com/mrc-ide/global-lmic-reports/master/AFG/projections.csv | 2021-01-03 | Rt | 0.61 | 0.62 | 0.63 | 0.63 | 0.64 | 0.66 | Surged Additional 50% Reduction | Afghanistan | AFG | 2022-01-02 | v8 | TRUE
https://raw.githubusercontent.com/mrc-ide/global-lmic-reports/master/AFG/projections.csv | 2021-01-03 | Reff | 0.59 | 0.61 | 0.62 | 0.62 | 0.63 | 0.64 | Surged Additional 50% Reduction | Afghanistan | AFG | 2022-01-02 | v8 | TRUE
https://raw.githubusercontent.com/mrc-ide/global-lmic-reports/master/AFG/projections.csv | 2021-01-03 | infections | 1771.65 | 1897.84 | 2020.52 | 2005.65 | 2105.88 | 2255.93 | Surged Maintain Status Quo | Afghanistan | AFG | 2022-01-02 | v8 | TRUE
https://raw.githubusercontent.com/mrc-ide/global-lmic-reports/master/AFG/projections.csv | 2021-01-03 | deaths | 9.42 | 10.1 | 10.47 | 10.55 | 10.99 | 11.96 | Surged Maintain Status Quo | Afghanistan | AFG | 2022-01-02 | v8 | TRUE
https://raw.githubusercontent.com/mrc-ide/global-lmic-reports/master/AFG/projections.csv | 2021-01-03 | hospital_demand | 333.96 | 361.17 | 375.84 | 376.98 | 389.55 | 427.08 | Surged Maintain Status Quo | Afghanistan | AFG | 2022-01-02 | v8 | TRUE
https://raw.githubusercontent.com/mrc-ide/global-lmic-reports/master/AFG/projections.csv | 2021-01-03 | ICU_demand | 138.61 | 149.03 | 154.41 | 155.3 | 161.04 | 175.54 | Surged Maintain Status Quo | Afghanistan | AFG | 2022-01-02 | v8 | TRUE
https://raw.githubusercontent.com/mrc-ide/global-lmic-reports/master/AFG/projections.csv | 2021-01-03 | hospital_incidence | 28.35 | 30.44 | 32.26 | 32.25 | 33.68 | 36.04 | Surged Maintain Status Quo | Afghanistan | AFG | 2022-01-02 | v8 | TRUE
https://raw.githubusercontent.com/mrc-ide/global-lmic-reports/master/AFG/projections.csv | 2021-01-03 | ICU_incidence | 8.1 | 8.7 | 9.22 | 9.22 | 9.63 | 10.3 | Surged Maintain Status Quo | Afghanistan | AFG | 2022-01-02 | v8 | TRUE
https://raw.githubusercontent.com/mrc-ide/global-lmic-reports/master/AFG/projections.csv | 2021-01-03 | prevalence | 17589.49 | 18872.84 | 20053.51 | 20078.4 | 21251.31 | 22514.54 | Surged Maintain Status Quo | Afghanistan | AFG | 2022-01-02 | v8 | TRUE
https://raw.githubusercontent.com/mrc-ide/global-lmic-reports/master/AFG/projections.csv | 2021-01-03 | cumulative_infections | 982940.86 | 1025788.24 | 1055730.05 | 1053781.71 | 1083219.19 | 1132493.24 | Surged Maintain Status Quo | Afghanistan | AFG | 2022-01-02 | v8 | TRUE
https://raw.githubusercontent.com/mrc-ide/global-lmic-reports/master/AFG/projections.csv | 2021-01-03 | cumulative_deaths | 1986.51 | 2069.67 | 2131.81 | 2125.36 | 2181.89 | 2279.47 | Surged Maintain Status Quo | Afghanistan | AFG | 2022-01-02 | v8 | TRUE
https://raw.githubusercontent.com/mrc-ide/global-lmic-reports/master/AFG/projections.csv | 2021-01-03 | Rt | 0.61 | 0.62 | 0.63 | 0.63 | 0.64 | 0.66 | Surged Maintain Status Quo | Afghanistan | AFG | 2022-01-02 | v8 | TRUE
https://raw.githubusercontent.com/mrc-ide/global-lmic-reports/master/AFG/projections.csv | 2021-01-03 | Reff | 0.59 | 0.61 | 0.62 | 0.62 | 0.63 | 0.64 | Surged Maintain Status Quo | Afghanistan | AFG | 2022-01-02 | v8 | TRUE
https://raw.githubusercontent.com/mrc-ide/global-lmic-reports/master/AFG/projections.csv | 2021-01-03 | infections | 1771.65 | 1897.84 | 2020.52 | 2005.65 | 2105.88 | 2255.93 | Surged Optimistic | Afghanistan | AFG | 2022-01-02 | v8 | TRUE
https://raw.githubusercontent.com/mrc-ide/global-lmic-reports/master/AFG/projections.csv | 2021-01-03 | deaths | 9.42 | 10.1 | 10.47 | 10.55 | 10.99 | 11.96 | Surged Optimistic | Afghanistan | AFG | 2022-01-02 | v8 | TRUE
https://raw.githubusercontent.com/mrc-ide/global-lmic-reports/master/AFG/projections.csv | 2021-01-03 | hospital_demand | 333.96 | 361.17 | 375.84 | 376.98 | 389.55 | 427.08 | Surged Optimistic | Afghanistan | AFG | 2022-01-02 | v8 | TRUE
https://raw.githubusercontent.com/mrc-ide/global-lmic-reports/master/AFG/projections.csv | 2021-01-03 | ICU_demand | 138.61 | 149.03 | 154.41 | 155.3 | 161.04 | 175.54 | Surged Optimistic | Afghanistan | AFG | 2022-01-02 | v8 | TRUE
https://raw.githubusercontent.com/mrc-ide/global-lmic-reports/master/AFG/projections.csv | 2021-01-03 | hospital_incidence | 28.35 | 30.44 | 32.26 | 32.25 | 33.68 | 36.04 | Surged Optimistic | Afghanistan | AFG | 2022-01-02 | v8 | TRUE
https://raw.githubusercontent.com/mrc-ide/global-lmic-reports/master/AFG/projections.csv | 2021-01-03 | ICU_incidence | 8.1 | 8.7 | 9.22 | 9.22 | 9.63 | 10.3 | Surged Optimistic | Afghanistan | AFG | 2022-01-02 | v8 | TRUE
https://raw.githubusercontent.com/mrc-ide/global-lmic-reports/master/AFG/projections.csv | 2021-01-03 | prevalence | 17589.49 | 18872.84 | 20053.51 | 20078.4 | 21251.31 | 22514.54 | Surged Optimistic | Afghanistan | AFG | 2022-01-02 | v8 | TRUE
https://raw.githubusercontent.com/mrc-ide/global-lmic-reports/master/AFG/projections.csv | 2021-01-03 | cumulative_infections | 982940.86 | 1025788.24 | 1055730.05 | 1053781.71 | 1083219.19 | 1132493.24 | Surged Optimistic | Afghanistan | AFG | 2022-01-02 | v8 | TRUE
https://raw.githubusercontent.com/mrc-ide/global-lmic-reports/master/AFG/projections.csv | 2021-01-03 | cumulative_deaths | 1986.51 | 2069.67 | 2131.81 | 2125.36 | 2181.89 | 2279.47 | Surged Optimistic | Afghanistan | AFG | 2022-01-02 | v8 | TRUE
https://raw.githubusercontent.com/mrc-ide/global-lmic-reports/master/AFG/projections.csv | 2021-01-03 | Rt | 0.61 | 0.62 | 0.63 | 0.63 | 0.64 | 0.66 | Surged Optimistic | Afghanistan | AFG | 2022-01-02 | v8 | TRUE
https://raw.githubusercontent.com/mrc-ide/global-lmic-reports/master/AFG/projections.csv | 2021-01-03 | Reff | 0.59 | 0.61 | 0.62 | 0.62 | 0.63 | 0.64 | Surged Optimistic | Afghanistan | AFG | 2022-01-02 | v8 | TRUE
https://raw.githubusercontent.com/mrc-ide/global-lmic-reports/master/AFG/projections.csv | 2021-01-03 | infections | 1771.65 | 1897.84 | 2020.52 | 2005.65 | 2105.88 | 2255.93 | Surged Pessimistic | Afghanistan | AFG | 2022-01-02 | v8 | TRUE
https://raw.githubusercontent.com/mrc-ide/global-lmic-reports/master/AFG/projections.csv | 2021-01-03 | deaths | 9.42 | 10.1 | 10.47 | 10.55 | 10.99 | 11.96 | Surged Pessimistic | Afghanistan | AFG | 2022-01-02 | v8 | TRUE
https://raw.githubusercontent.com/mrc-ide/global-lmic-reports/master/AFG/projections.csv | 2021-01-03 | hospital_demand | 333.96 | 361.17 | 375.84 | 376.98 | 389.55 | 427.08 | Surged Pessimistic | Afghanistan | AFG | 2022-01-02 | v8 | TRUE
https://raw.githubusercontent.com/mrc-ide/global-lmic-reports/master/AFG/projections.csv | 2021-01-03 | ICU_demand | 138.61 | 149.03 | 154.41 | 155.3 | 161.04 | 175.54 | Surged Pessimistic | Afghanistan | AFG | 2022-01-02 | v8 | TRUE
https://raw.githubusercontent.com/mrc-ide/global-lmic-reports/master/AFG/projections.csv | 2021-01-03 | hospital_incidence | 28.35 | 30.44 | 32.26 | 32.25 | 33.68 | 36.04 | Surged Pessimistic | Afghanistan | AFG | 2022-01-02 | v8 | TRUE
https://raw.githubusercontent.com/mrc-ide/global-lmic-reports/master/AFG/projections.csv | 2021-01-03 | ICU_incidence | 8.1 | 8.7 | 9.22 | 9.22 | 9.63 | 10.3 | Surged Pessimistic | Afghanistan | AFG | 2022-01-02 | v8 | TRUE
https://raw.githubusercontent.com/mrc-ide/global-lmic-reports/master/AFG/projections.csv | 2021-01-03 | prevalence | 17589.49 | 18872.84 | 20053.51 | 20078.4 | 21251.31 | 22514.54 | Surged Pessimistic | Afghanistan | AFG | 2022-01-02 | v8 | TRUE
https://raw.githubusercontent.com/mrc-ide/global-lmic-reports/master/AFG/projections.csv | 2021-01-03 | cumulative_infections | 982940.86 | 1025788.24 | 1055730.05 | 1053781.71 | 1083219.19 | 1132493.24 | Surged Pessimistic | Afghanistan | AFG | 2022-01-02 | v8 | TRUE
https://raw.githubusercontent.com/mrc-ide/global-lmic-reports/master/AFG/projections.csv | 2021-01-03 | cumulative_deaths | 1986.51 | 2069.67 | 2131.81 | 2125.36 | 2181.89 | 2279.47 | Surged Pessimistic | Afghanistan | AFG | 2022-01-02 | v8 | TRUE
https://raw.githubusercontent.com/mrc-ide/global-lmic-reports/master/AFG/projections.csv | 2021-01-03 | Rt | 0.61 | 0.62 | 0.63 | 0.63 | 0.64 | 0.66 | Surged Pessimistic | Afghanistan | AFG | 2022-01-02 | v8 | TRUE
https://raw.githubusercontent.com/mrc-ide/global-lmic-reports/master/AFG/projections.csv | 2021-01-03 | Reff | 0.59 | 0.61 | 0.62 | 0.62 | 0.63 | 0.64 | Surged Pessimistic | Afghanistan | AFG | 2022-01-02 | v8 | TRUE
https://raw.githubusercontent.com/mrc-ide/global-lmic-reports/master/AFG/projections.csv | 2021-01-03 | infections | 1771.65 | 1897.84 | 2020.52 | 2005.65 | 2105.88 | 2255.93 | Surged Relax Interventions 50% | Afghanistan | AFG | 2022-01-02 | v8 | TRUE
https://raw.githubusercontent.com/mrc-ide/global-lmic-reports/master/AFG/projections.csv | 2021-01-03 | deaths | 9.42 | 10.1 | 10.47 | 10.55 | 10.99 | 11.96 | Surged Relax Interventions 50% | Afghanistan | AFG | 2022-01-02 | v8 | TRUE
https://raw.githubusercontent.com/mrc-ide/global-lmic-reports/master/AFG/projections.csv | 2021-01-03 | hospital_demand | 333.96 | 361.17 | 375.84 | 376.98 | 389.55 | 427.08 | Surged Relax Interventions 50% | Afghanistan | AFG | 2022-01-02 | v8 | TRUE
https://raw.githubusercontent.com/mrc-ide/global-lmic-reports/master/AFG/projections.csv | 2021-01-03 | ICU_demand | 138.61 | 149.03 | 154.41 | 155.3 | 161.04 | 175.54 | Surged Relax Interventions 50% | Afghanistan | AFG | 2022-01-02 | v8 | TRUE
https://raw.githubusercontent.com/mrc-ide/global-lmic-reports/master/AFG/projections.csv | 2021-01-03 | hospital_incidence | 28.35 | 30.44 | 32.26 | 32.25 | 33.68 | 36.04 | Surged Relax Interventions 50% | Afghanistan | AFG | 2022-01-02 | v8 | TRUE
https://raw.githubusercontent.com/mrc-ide/global-lmic-reports/master/AFG/projections.csv | 2021-01-03 | ICU_incidence | 8.1 | 8.7 | 9.22 | 9.22 | 9.63 | 10.3 | Surged Relax Interventions 50% | Afghanistan | AFG | 2022-01-02 | v8 | TRUE
https://raw.githubusercontent.com/mrc-ide/global-lmic-reports/master/AFG/projections.csv | 2021-01-03 | prevalence | 17589.49 | 18872.84 | 20053.51 | 20078.4 | 21251.31 | 22514.54 | Surged Relax Interventions 50% | Afghanistan | AFG | 2022-01-02 | v8 | TRUE
https://raw.githubusercontent.com/mrc-ide/global-lmic-reports/master/AFG/projections.csv | 2021-01-03 | cumulative_infections | 982940.86 | 1025788.24 | 1055730.05 | 1053781.71 | 1083219.19 | 1132493.24 | Surged Relax Interventions 50% | Afghanistan | AFG | 2022-01-02 | v8 | TRUE
https://raw.githubusercontent.com/mrc-ide/global-lmic-reports/master/AFG/projections.csv | 2021-01-03 | cumulative_deaths | 1986.51 | 2069.67 | 2131.81 | 2125.36 | 2181.89 | 2279.47 | Surged Relax Interventions 50% | Afghanistan | AFG | 2022-01-02 | v8 | TRUE
https://raw.githubusercontent.com/mrc-ide/global-lmic-reports/master/AFG/projections.csv | 2021-01-03 | Rt | 0.61 | 0.62 | 0.63 | 0.63 | 0.64 | 0.66 | Surged Relax Interventions 50% | Afghanistan | AFG | 2022-01-02 | v8 | TRUE
https://raw.githubusercontent.com/mrc-ide/global-lmic-reports/master/AFG/projections.csv | 2021-01-03 | Reff | 0.59 | 0.61 | 0.62 | 0.62 | 0.63 | 0.64 | Surged Relax Interventions 50% | Afghanistan | AFG | 2022-01-02 | v8 | TRUE
https://raw.githubusercontent.com/mrc-ide/global-lmic-reports/master/AFG/projections.csv | 2021-01-04 | infections | 1785.97 | 1934.63 | 2025.36 | 2033.74 | 2119.85 | 2343.39 | Additional 50% Reduction | Afghanistan | AFG | 2022-01-02 | v8 | TRUE
https://raw.githubusercontent.com/mrc-ide/global-lmic-reports/master/AFG/projections.csv | 2021-01-04 | deaths | 9.39 | 10.07 | 10.44 | 10.54 | 10.98 | 11.87 | Additional 50% Reduction | Afghanistan | AFG | 2022-01-02 | v8 | TRUE
https://raw.githubusercontent.com/mrc-ide/global-lmic-reports/master/AFG/projections.csv | 2021-01-04 | hospital_demand | 334.65 | 358.23 | 372.06 | 374.78 | 392 | 423.09 | Additional 50% Reduction | Afghanistan | AFG | 2022-01-02 | v8 | TRUE
https://raw.githubusercontent.com/mrc-ide/global-lmic-reports/master/AFG/projections.csv | 2021-01-04 | ICU_demand | 138.63 | 148.33 | 153.66 | 154.89 | 161.41 | 173.51 | Additional 50% Reduction | Afghanistan | AFG | 2022-01-02 | v8 | TRUE
https://raw.githubusercontent.com/mrc-ide/global-lmic-reports/master/AFG/projections.csv | 2021-01-04 | hospital_incidence | 27.99 | 30.09 | 31.38 | 31.63 | 33.13 | 36.6 | Additional 50% Reduction | Afghanistan | AFG | 2022-01-02 | v8 | TRUE
https://raw.githubusercontent.com/mrc-ide/global-lmic-reports/master/AFG/projections.csv | 2021-01-04 | ICU_incidence | 8 | 8.6 | 8.97 | 9.04 | 9.47 | 10.46 | Additional 50% Reduction | Afghanistan | AFG | 2022-01-02 | v8 | TRUE
https://raw.githubusercontent.com/mrc-ide/global-lmic-reports/master/AFG/projections.csv | 2021-01-04 | prevalence | 17023.04 | 18089.12 | 19176.55 | 19199.43 | 20094.62 | 22470.8 | Additional 50% Reduction | Afghanistan | AFG | 2022-01-02 | v8 | TRUE
https://raw.githubusercontent.com/mrc-ide/global-lmic-reports/master/AFG/projections.csv | 2021-01-04 | cumulative_infections | 991403.43 | 1030575.23 | 1065698.64 | 1066577.01 | 1080160.09 | 1182701.46 | Additional 50% Reduction | Afghanistan | AFG | 2022-01-02 | v8 | TRUE
https://raw.githubusercontent.com/mrc-ide/global-lmic-reports/master/AFG/projections.csv | 2021-01-04 | cumulative_deaths | 1994.49 | 2099.27 | 2160.65 | 2169.58 | 2212.17 | 2434.05 | Additional 50% Reduction | Afghanistan | AFG | 2022-01-02 | v8 | TRUE
https://raw.githubusercontent.com/mrc-ide/global-lmic-reports/master/AFG/projections.csv | 2021-01-04 | Rt | 0.61 | 0.63 | 0.64 | 0.64 | 0.65 | 0.67 | Additional 50% Reduction | Afghanistan | AFG | 2022-01-02 | v8 | TRUE
https://raw.githubusercontent.com/mrc-ide/global-lmic-reports/master/AFG/projections.csv | 2021-01-04 | Reff | 0.59 | 0.61 | 0.62 | 0.62 | 0.63 | 0.66 | Additional 50% Reduction | Afghanistan | AFG | 2022-01-02 | v8 | TRUE
https://raw.githubusercontent.com/mrc-ide/global-lmic-reports/master/AFG/projections.csv | 2021-01-04 | infections | 1785.97 | 1934.63 | 2025.36 | 2033.74 | 2119.85 | 2343.39 | Maintain Status Quo | Afghanistan | AFG | 2022-01-02 | v8 | TRUE
https://raw.githubusercontent.com/mrc-ide/global-lmic-reports/master/AFG/projections.csv | 2021-01-04 | deaths | 9.39 | 10.07 | 10.44 | 10.54 | 10.98 | 11.87 | Maintain Status Quo | Afghanistan | AFG | 2022-01-02 | v8 | TRUE
https://raw.githubusercontent.com/mrc-ide/global-lmic-reports/master/AFG/projections.csv | 2021-01-04 | hospital_demand | 334.65 | 358.23 | 372.06 | 374.78 | 392 | 423.09 | Maintain Status Quo | Afghanistan | AFG | 2022-01-02 | v8 | TRUE
https://raw.githubusercontent.com/mrc-ide/global-lmic-reports/master/AFG/projections.csv | 2021-01-04 | ICU_demand | 138.63 | 148.33 | 153.66 | 154.89 | 161.41 | 173.51 | Maintain Status Quo | Afghanistan | AFG | 2022-01-02 | v8 | TRUE
https://raw.githubusercontent.com/mrc-ide/global-lmic-reports/master/AFG/projections.csv | 2021-01-04 | hospital_incidence | 27.99 | 30.09 | 31.38 | 31.63 | 33.13 | 36.6 | Maintain Status Quo | Afghanistan | AFG | 2022-01-02 | v8 | TRUE
https://raw.githubusercontent.com/mrc-ide/global-lmic-reports/master/AFG/projections.csv | 2021-01-04 | ICU_incidence | 8 | 8.6 | 8.97 | 9.04 | 9.47 | 10.46 | Maintain Status Quo | Afghanistan | AFG | 2022-01-02 | v8 | TRUE
https://raw.githubusercontent.com/mrc-ide/global-lmic-reports/master/AFG/projections.csv | 2021-01-04 | prevalence | 17023.04 | 18089.12 | 19176.55 | 19199.43 | 20094.62 | 22470.8 | Maintain Status Quo | Afghanistan | AFG | 2022-01-02 | v8 | TRUE
https://raw.githubusercontent.com/mrc-ide/global-lmic-reports/master/AFG/projections.csv | 2021-01-04 | cumulative_infections | 991403.43 | 1030575.23 | 1065698.64 | 1066577.01 | 1080160.09 | 1182701.46 | Maintain Status Quo | Afghanistan | AFG | 2022-01-02 | v8 | TRUE
https://raw.githubusercontent.com/mrc-ide/global-lmic-reports/master/AFG/projections.csv | 2021-01-04 | cumulative_deaths | 1994.49 | 2099.27 | 2160.65 | 2169.58 | 2212.17 | 2434.05 | Maintain Status Quo | Afghanistan | AFG | 2022-01-02 | v8 | TRUE
https://raw.githubusercontent.com/mrc-ide/global-lmic-reports/master/AFG/projections.csv | 2021-01-04 | Rt | 0.61 | 0.63 | 0.64 | 0.64 | 0.65 | 0.67 | Maintain Status Quo | Afghanistan | AFG | 2022-01-02 | v8 | TRUE
https://raw.githubusercontent.com/mrc-ide/global-lmic-reports/master/AFG/projections.csv | 2021-01-04 | Reff | 0.59 | 0.61 | 0.62 | 0.62 | 0.63 | 0.66 | Maintain Status Quo | Afghanistan | AFG | 2022-01-02 | v8 | TRUE
https://raw.githubusercontent.com/mrc-ide/global-lmic-reports/master/AFG/projections.csv | 2021-01-04 | infections | 1785.97 | 1934.63 | 2025.36 | 2033.74 | 2119.85 | 2343.39 | Optimistic | Afghanistan | AFG | 2022-01-02 | v8 | TRUE
https://raw.githubusercontent.com/mrc-ide/global-lmic-reports/master/AFG/projections.csv | 2021-01-04 | deaths | 9.39 | 10.07 | 10.44 | 10.54 | 10.98 | 11.87 | Optimistic | Afghanistan | AFG | 2022-01-02 | v8 | TRUE
https://raw.githubusercontent.com/mrc-ide/global-lmic-reports/master/AFG/projections.csv | 2021-01-04 | hospital_demand | 334.65 | 358.23 | 372.06 | 374.78 | 392 | 423.09 | Optimistic | Afghanistan | AFG | 2022-01-02 | v8 | TRUE
https://raw.githubusercontent.com/mrc-ide/global-lmic-reports/master/AFG/projections.csv | 2021-01-04 | ICU_demand | 138.63 | 148.33 | 153.66 | 154.89 | 161.41 | 173.51 | Optimistic | Afghanistan | AFG | 2022-01-02 | v8 | TRUE
https://raw.githubusercontent.com/mrc-ide/global-lmic-reports/master/AFG/projections.csv | 2021-01-04 | hospital_incidence | 27.99 | 30.09 | 31.38 | 31.63 | 33.13 | 36.6 | Optimistic | Afghanistan | AFG | 2022-01-02 | v8 | TRUE
https://raw.githubusercontent.com/mrc-ide/global-lmic-reports/master/AFG/projections.csv | 2021-01-04 | ICU_incidence | 8 | 8.6 | 8.97 | 9.04 | 9.47 | 10.46 | Optimistic | Afghanistan | AFG | 2022-01-02 | v8 | TRUE
https://raw.githubusercontent.com/mrc-ide/global-lmic-reports/master/AFG/projections.csv | 2021-01-04 | prevalence | 17023.04 | 18089.12 | 19176.55 | 19199.43 | 20094.62 | 22470.8 | Optimistic | Afghanistan | AFG | 2022-01-02 | v8 | TRUE
https://raw.githubusercontent.com/mrc-ide/global-lmic-reports/master/AFG/projections.csv | 2021-01-04 | cumulative_infections | 991403.43 | 1030575.23 | 1065698.64 | 1066577.01 | 1080160.09 | 1182701.46 | Optimistic | Afghanistan | AFG | 2022-01-02 | v8 | TRUE
https://raw.githubusercontent.com/mrc-ide/global-lmic-reports/master/AFG/projections.csv | 2021-01-04 | cumulative_deaths | 1994.49 | 2099.27 | 2160.65 | 2169.58 | 2212.17 | 2434.05 | Optimistic | Afghanistan | AFG | 2022-01-02 | v8 | TRUE
https://raw.githubusercontent.com/mrc-ide/global-lmic-reports/master/AFG/projections.csv | 2021-01-04 | Rt | 0.61 | 0.63 | 0.64 | 0.64 | 0.65 | 0.67 | Optimistic | Afghanistan | AFG | 2022-01-02 | v8 | TRUE
https://raw.githubusercontent.com/mrc-ide/global-lmic-reports/master/AFG/projections.csv | 2021-01-04 | Reff | 0.59 | 0.61 | 0.62 | 0.62 | 0.63 | 0.66 | Optimistic | Afghanistan | AFG | 2022-01-02 | v8 | TRUE
https://raw.githubusercontent.com/mrc-ide/global-lmic-reports/master/AFG/projections.csv | 2021-01-04 | infections | 1785.97 | 1934.63 | 2025.36 | 2033.74 | 2119.85 | 2343.39 | Pessimistic | Afghanistan | AFG | 2022-01-02 | v8 | TRUE
https://raw.githubusercontent.com/mrc-ide/global-lmic-reports/master/AFG/projections.csv | 2021-01-04 | deaths | 9.39 | 10.07 | 10.44 | 10.54 | 10.98 | 11.87 | Pessimistic | Afghanistan | AFG | 2022-01-02 | v8 | TRUE
https://raw.githubusercontent.com/mrc-ide/global-lmic-reports/master/AFG/projections.csv | 2021-01-04 | hospital_demand | 334.65 | 358.23 | 372.06 | 374.78 | 392 | 423.09 | Pessimistic | Afghanistan | AFG | 2022-01-02 | v8 | TRUE
https://raw.githubusercontent.com/mrc-ide/global-lmic-reports/master/AFG/projections.csv | 2021-01-04 | ICU_demand | 138.63 | 148.33 | 153.66 | 154.89 | 161.41 | 173.51 | Pessimistic | Afghanistan | AFG | 2022-01-02 | v8 | TRUE
https://raw.githubusercontent.com/mrc-ide/global-lmic-reports/master/AFG/projections.csv | 2021-01-04 | hospital_incidence | 27.99 | 30.09 | 31.38 | 31.63 | 33.13 | 36.6 | Pessimistic | Afghanistan | AFG | 2022-01-02 | v8 | TRUE
https://raw.githubusercontent.com/mrc-ide/global-lmic-reports/master/AFG/projections.csv | 2021-01-04 | ICU_incidence | 8 | 8.6 | 8.97 | 9.04 | 9.47 | 10.46 | Pessimistic | Afghanistan | AFG | 2022-01-02 | v8 | TRUE
https://raw.githubusercontent.com/mrc-ide/global-lmic-reports/master/AFG/projections.csv | 2021-01-04 | prevalence | 17023.04 | 18089.12 | 19176.55 | 19199.43 | 20094.62 | 22470.8 | Pessimistic | Afghanistan | AFG | 2022-01-02 | v8 | TRUE
https://raw.githubusercontent.com/mrc-ide/global-lmic-reports/master/AFG/projections.csv | 2021-01-04 | cumulative_infections | 991403.43 | 1030575.23 | 1065698.64 | 1066577.01 | 1080160.09 | 1182701.46 | Pessimistic | Afghanistan | AFG | 2022-01-02 | v8 | TRUE
https://raw.githubusercontent.com/mrc-ide/global-lmic-reports/master/AFG/projections.csv | 2021-01-04 | cumulative_deaths | 1994.49 | 2099.27 | 2160.65 | 2169.58 | 2212.17 | 2434.05 | Pessimistic | Afghanistan | AFG | 2022-01-02 | v8 | TRUE
https://raw.githubusercontent.com/mrc-ide/global-lmic-reports/master/AFG/projections.csv | 2021-01-04 | Rt | 0.61 | 0.63 | 0.64 | 0.64 | 0.65 | 0.67 | Pessimistic | Afghanistan | AFG | 2022-01-02 | v8 | TRUE
https://raw.githubusercontent.com/mrc-ide/global-lmic-reports/master/AFG/projections.csv | 2021-01-04 | Reff | 0.59 | 0.61 | 0.62 | 0.62 | 0.63 | 0.66 | Pessimistic | Afghanistan | AFG | 2022-01-02 | v8 | TRUE
https://raw.githubusercontent.com/mrc-ide/global-lmic-reports/master/AFG/projections.csv | 2021-01-04 | infections | 1785.97 | 1934.63 | 2025.36 | 2033.74 | 2119.85 | 2343.39 | Relax Interventions 50% | Afghanistan | AFG | 2022-01-02 | v8 | TRUE
https://raw.githubusercontent.com/mrc-ide/global-lmic-reports/master/AFG/projections.csv | 2021-01-04 | deaths | 9.39 | 10.07 | 10.44 | 10.54 | 10.98 | 11.87 | Relax Interventions 50% | Afghanistan | AFG | 2022-01-02 | v8 | TRUE
https://raw.githubusercontent.com/mrc-ide/global-lmic-reports/master/AFG/projections.csv | 2021-01-04 | hospital_demand | 334.65 | 358.23 | 372.06 | 374.78 | 392 | 423.09 | Relax Interventions 50% | Afghanistan | AFG | 2022-01-02 | v8 | TRUE
https://raw.githubusercontent.com/mrc-ide/global-lmic-reports/master/AFG/projections.csv | 2021-01-04 | ICU_demand | 138.63 | 148.33 | 153.66 | 154.89 | 161.41 | 173.51 | Relax Interventions 50% | Afghanistan | AFG | 2022-01-02 | v8 | TRUE
https://raw.githubusercontent.com/mrc-ide/global-lmic-reports/master/AFG/projections.csv | 2021-01-04 | hospital_incidence | 27.99 | 30.09 | 31.38 | 31.63 | 33.13 | 36.6 | Relax Interventions 50% | Afghanistan | AFG | 2022-01-02 | v8 | TRUE
https://raw.githubusercontent.com/mrc-ide/global-lmic-reports/master/AFG/projections.csv | 2021-01-04 | ICU_incidence | 8 | 8.6 | 8.97 | 9.04 | 9.47 | 10.46 | Relax Interventions 50% | Afghanistan | AFG | 2022-01-02 | v8 | TRUE
https://raw.githubusercontent.com/mrc-ide/global-lmic-reports/master/AFG/projections.csv | 2021-01-04 | prevalence | 17023.04 | 18089.12 | 19176.55 | 19199.43 | 20094.62 | 22470.8 | Relax Interventions 50% | Afghanistan | AFG | 2022-01-02 | v8 | TRUE
https://raw.githubusercontent.com/mrc-ide/global-lmic-reports/master/AFG/projections.csv | 2021-01-04 | cumulative_infections | 991403.43 | 1030575.23 | 1065698.64 | 1066577.01 | 1080160.09 | 1182701.46 | Relax Interventions 50% | Afghanistan | AFG | 2022-01-02 | v8 | TRUE
https://raw.githubusercontent.com/mrc-ide/global-lmic-reports/master/AFG/projections.csv | 2021-01-04 | cumulative_deaths | 1994.49 | 2099.27 | 2160.65 | 2169.58 | 2212.17 | 2434.05 | Relax Interventions 50% | Afghanistan | AFG | 2022-01-02 | v8 | TRUE
https://raw.githubusercontent.com/mrc-ide/global-lmic-reports/master/AFG/projections.csv | 2021-01-04 | Rt | 0.61 | 0.63 | 0.64 | 0.64 | 0.65 | 0.67 | Relax Interventions 50% | Afghanistan | AFG | 2022-01-02 | v8 | TRUE
https://raw.githubusercontent.com/mrc-ide/global-lmic-reports/master/AFG/projections.csv | 2021-01-04 | Reff | 0.59 | 0.61 | 0.62 | 0.62 | 0.63 | 0.66 | Relax Interventions 50% | Afghanistan | AFG | 2022-01-02 | v8 | TRUE
https://raw.githubusercontent.com/mrc-ide/global-lmic-reports/master/AFG/projections.csv | 2021-01-04 | infections | 1760.55 | 1876.53 | 1990.11 | 1992.21 | 2118.92 | 2274.05 | Surged Additional 50% Reduction | Afghanistan | AFG | 2022-01-02 | v8 | TRUE
https://raw.githubusercontent.com/mrc-ide/global-lmic-reports/master/AFG/projections.csv | 2021-01-04 | deaths | 9.18 | 9.87 | 10.24 | 10.32 | 10.72 | 11.68 | Surged Additional 50% Reduction | Afghanistan | AFG | 2022-01-02 | v8 | TRUE
https://raw.githubusercontent.com/mrc-ide/global-lmic-reports/master/AFG/projections.csv | 2021-01-04 | hospital_demand | 325.19 | 352.18 | 366.09 | 366.86 | 378.11 | 415.95 | Surged Additional 50% Reduction | Afghanistan | AFG | 2022-01-02 | v8 | TRUE
https://raw.githubusercontent.com/mrc-ide/global-lmic-reports/master/AFG/projections.csv | 2021-01-04 | ICU_demand | 135.07 | 145.79 | 151.05 | 151.72 | 156.96 | 171.63 | Surged Additional 50% Reduction | Afghanistan | AFG | 2022-01-02 | v8 | TRUE
https://raw.githubusercontent.com/mrc-ide/global-lmic-reports/master/AFG/projections.csv | 2021-01-04 | hospital_incidence | 27.2 | 29.22 | 31 | 31 | 32.5 | 34.55 | Surged Additional 50% Reduction | Afghanistan | AFG | 2022-01-02 | v8 | TRUE
https://raw.githubusercontent.com/mrc-ide/global-lmic-reports/master/AFG/projections.csv | 2021-01-04 | ICU_incidence | 7.78 | 8.35 | 8.86 | 8.86 | 9.29 | 9.88 | Surged Additional 50% Reduction | Afghanistan | AFG | 2022-01-02 | v8 | TRUE
https://raw.githubusercontent.com/mrc-ide/global-lmic-reports/master/AFG/projections.csv | 2021-01-04 | prevalence | 16531.81 | 17724.15 | 18815.39 | 18828.87 | 19833.58 | 21089.31 | Surged Additional 50% Reduction | Afghanistan | AFG | 2022-01-02 | v8 | TRUE
https://raw.githubusercontent.com/mrc-ide/global-lmic-reports/master/AFG/projections.csv | 2021-01-04 | cumulative_infections | 984788.41 | 1027735.48 | 1057572.85 | 1055773.92 | 1085233.47 | 1134645.87 | Surged Additional 50% Reduction | Afghanistan | AFG | 2022-01-02 | v8 | TRUE
https://raw.githubusercontent.com/mrc-ide/global-lmic-reports/master/AFG/projections.csv | 2021-01-04 | cumulative_deaths | 1996 | 2080.19 | 2142.2 | 2135.67 | 2193.04 | 2291 | Surged Additional 50% Reduction | Afghanistan | AFG | 2022-01-02 | v8 | TRUE
https://raw.githubusercontent.com/mrc-ide/global-lmic-reports/master/AFG/projections.csv | 2021-01-04 | Rt | 0.61 | 0.63 | 0.63 | 0.64 | 0.65 | 0.66 | Surged Additional 50% Reduction | Afghanistan | AFG | 2022-01-02 | v8 | TRUE
https://raw.githubusercontent.com/mrc-ide/global-lmic-reports/master/AFG/projections.csv | 2021-01-04 | Reff | 0.59 | 0.61 | 0.62 | 0.62 | 0.63 | 0.64 | Surged Additional 50% Reduction | Afghanistan | AFG | 2022-01-02 | v8 | TRUE
https://raw.githubusercontent.com/mrc-ide/global-lmic-reports/master/AFG/projections.csv | 2021-01-04 | infections | 1760.55 | 1876.53 | 1990.11 | 1992.21 | 2118.92 | 2274.05 | Surged Maintain Status Quo | Afghanistan | AFG | 2022-01-02 | v8 | TRUE
https://raw.githubusercontent.com/mrc-ide/global-lmic-reports/master/AFG/projections.csv | 2021-01-04 | deaths | 9.18 | 9.87 | 10.24 | 10.32 | 10.72 | 11.68 | Surged Maintain Status Quo | Afghanistan | AFG | 2022-01-02 | v8 | TRUE
https://raw.githubusercontent.com/mrc-ide/global-lmic-reports/master/AFG/projections.csv | 2021-01-04 | hospital_demand | 325.19 | 352.18 | 366.09 | 366.86 | 378.11 | 415.95 | Surged Maintain Status Quo | Afghanistan | AFG | 2022-01-02 | v8 | TRUE
https://raw.githubusercontent.com/mrc-ide/global-lmic-reports/master/AFG/projections.csv | 2021-01-04 | ICU_demand | 135.07 | 145.79 | 151.05 | 151.72 | 156.96 | 171.63 | Surged Maintain Status Quo | Afghanistan | AFG | 2022-01-02 | v8 | TRUE
https://raw.githubusercontent.com/mrc-ide/global-lmic-reports/master/AFG/projections.csv | 2021-01-04 | hospital_incidence | 27.2 | 29.22 | 31 | 31 | 32.5 | 34.55 | Surged Maintain Status Quo | Afghanistan | AFG | 2022-01-02 | v8 | TRUE
https://raw.githubusercontent.com/mrc-ide/global-lmic-reports/master/AFG/projections.csv | 2021-01-04 | ICU_incidence | 7.78 | 8.35 | 8.86 | 8.86 | 9.29 | 9.88 | Surged Maintain Status Quo | Afghanistan | AFG | 2022-01-02 | v8 | TRUE
https://raw.githubusercontent.com/mrc-ide/global-lmic-reports/master/AFG/projections.csv | 2021-01-04 | prevalence | 16531.81 | 17724.15 | 18815.39 | 18828.87 | 19833.58 | 21089.31 | Surged Maintain Status Quo | Afghanistan | AFG | 2022-01-02 | v8 | TRUE
https://raw.githubusercontent.com/mrc-ide/global-lmic-reports/master/AFG/projections.csv | 2021-01-04 | cumulative_infections | 984788.41 | 1027735.48 | 1057572.85 | 1055773.92 | 1085233.47 | 1134645.87 | Surged Maintain Status Quo | Afghanistan | AFG | 2022-01-02 | v8 | TRUE
https://raw.githubusercontent.com/mrc-ide/global-lmic-reports/master/AFG/projections.csv | 2021-01-04 | cumulative_deaths | 1996 | 2080.19 | 2142.2 | 2135.67 | 2193.04 | 2291 | Surged Maintain Status Quo | Afghanistan | AFG | 2022-01-02 | v8 | TRUE
https://raw.githubusercontent.com/mrc-ide/global-lmic-reports/master/AFG/projections.csv | 2021-01-04 | Rt | 0.61 | 0.63 | 0.63 | 0.64 | 0.65 | 0.66 | Surged Maintain Status Quo | Afghanistan | AFG | 2022-01-02 | v8 | TRUE
https://raw.githubusercontent.com/mrc-ide/global-lmic-reports/master/AFG/projections.csv | 2021-01-04 | Reff | 0.59 | 0.61 | 0.62 | 0.62 | 0.63 | 0.64 | Surged Maintain Status Quo | Afghanistan | AFG | 2022-01-02 | v8 | TRUE
https://raw.githubusercontent.com/mrc-ide/global-lmic-reports/master/AFG/projections.csv | 2021-01-04 | infections | 1760.55 | 1876.53 | 1990.11 | 1992.21 | 2118.92 | 2274.05 | Surged Optimistic | Afghanistan | AFG | 2022-01-02 | v8 | TRUE
https://raw.githubusercontent.com/mrc-ide/global-lmic-reports/master/AFG/projections.csv | 2021-01-04 | deaths | 9.18 | 9.87 | 10.24 | 10.32 | 10.72 | 11.68 | Surged Optimistic | Afghanistan | AFG | 2022-01-02 | v8 | TRUE
https://raw.githubusercontent.com/mrc-ide/global-lmic-reports/master/AFG/projections.csv | 2021-01-04 | hospital_demand | 325.19 | 352.18 | 366.09 | 366.86 | 378.11 | 415.95 | Surged Optimistic | Afghanistan | AFG | 2022-01-02 | v8 | TRUE
https://raw.githubusercontent.com/mrc-ide/global-lmic-reports/master/AFG/projections.csv | 2021-01-04 | ICU_demand | 135.07 | 145.79 | 151.05 | 151.72 | 156.96 | 171.63 | Surged Optimistic | Afghanistan | AFG | 2022-01-02 | v8 | TRUE
https://raw.githubusercontent.com/mrc-ide/global-lmic-reports/master/AFG/projections.csv | 2021-01-04 | hospital_incidence | 27.2 | 29.22 | 31 | 31 | 32.5 | 34.55 | Surged Optimistic | Afghanistan | AFG | 2022-01-02 | v8 | TRUE
https://raw.githubusercontent.com/mrc-ide/global-lmic-reports/master/AFG/projections.csv | 2021-01-04 | ICU_incidence | 7.78 | 8.35 | 8.86 | 8.86 | 9.29 | 9.88 | Surged Optimistic | Afghanistan | AFG | 2022-01-02 | v8 | TRUE
https://raw.githubusercontent.com/mrc-ide/global-lmic-reports/master/AFG/projections.csv | 2021-01-04 | prevalence | 16531.81 | 17724.15 | 18815.39 | 18828.87 | 19833.58 | 21089.31 | Surged Optimistic | Afghanistan | AFG | 2022-01-02 | v8 | TRUE
https://raw.githubusercontent.com/mrc-ide/global-lmic-reports/master/AFG/projections.csv | 2021-01-04 | cumulative_infections | 984788.41 | 1027735.48 | 1057572.85 | 1055773.92 | 1085233.47 | 1134645.87 | Surged Optimistic | Afghanistan | AFG | 2022-01-02 | v8 | TRUE
https://raw.githubusercontent.com/mrc-ide/global-lmic-reports/master/AFG/projections.csv | 2021-01-04 | cumulative_deaths | 1996 | 2080.19 | 2142.2 | 2135.67 | 2193.04 | 2291 | Surged Optimistic | Afghanistan | AFG | 2022-01-02 | v8 | TRUE
https://raw.githubusercontent.com/mrc-ide/global-lmic-reports/master/AFG/projections.csv | 2021-01-04 | Rt | 0.61 | 0.63 | 0.63 | 0.64 | 0.65 | 0.66 | Surged Optimistic | Afghanistan | AFG | 2022-01-02 | v8 | TRUE
https://raw.githubusercontent.com/mrc-ide/global-lmic-reports/master/AFG/projections.csv | 2021-01-04 | Reff | 0.59 | 0.61 | 0.62 | 0.62 | 0.63 | 0.64 | Surged Optimistic | Afghanistan | AFG | 2022-01-02 | v8 | TRUE
https://raw.githubusercontent.com/mrc-ide/global-lmic-reports/master/AFG/projections.csv | 2021-01-04 | infections | 1760.55 | 1876.53 | 1990.11 | 1992.21 | 2118.92 | 2274.05 | Surged Pessimistic | Afghanistan | AFG | 2022-01-02 | v8 | TRUE
https://raw.githubusercontent.com/mrc-ide/global-lmic-reports/master/AFG/projections.csv | 2021-01-04 | deaths | 9.18 | 9.87 | 10.24 | 10.32 | 10.72 | 11.68 | Surged Pessimistic | Afghanistan | AFG | 2022-01-02 | v8 | TRUE
https://raw.githubusercontent.com/mrc-ide/global-lmic-reports/master/AFG/projections.csv | 2021-01-04 | hospital_demand | 325.19 | 352.18 | 366.09 | 366.86 | 378.11 | 415.95 | Surged Pessimistic | Afghanistan | AFG | 2022-01-02 | v8 | TRUE
https://raw.githubusercontent.com/mrc-ide/global-lmic-reports/master/AFG/projections.csv | 2021-01-04 | ICU_demand | 135.07 | 145.79 | 151.05 | 151.72 | 156.96 | 171.63 | Surged Pessimistic | Afghanistan | AFG | 2022-01-02 | v8 | TRUE
https://raw.githubusercontent.com/mrc-ide/global-lmic-reports/master/AFG/projections.csv | 2021-01-04 | hospital_incidence | 27.2 | 29.22 | 31 | 31 | 32.5 | 34.55 | Surged Pessimistic | Afghanistan | AFG | 2022-01-02 | v8 | TRUE
https://raw.githubusercontent.com/mrc-ide/global-lmic-reports/master/AFG/projections.csv | 2021-01-04 | ICU_incidence | 7.78 | 8.35 | 8.86 | 8.86 | 9.29 | 9.88 | Surged Pessimistic | Afghanistan | AFG | 2022-01-02 | v8 | TRUE
https://raw.githubusercontent.com/mrc-ide/global-lmic-reports/master/AFG/projections.csv | 2021-01-04 | prevalence | 16531.81 | 17724.15 | 18815.39 | 18828.87 | 19833.58 | 21089.31 | Surged Pessimistic | Afghanistan | AFG | 2022-01-02 | v8 | TRUE
https://raw.githubusercontent.com/mrc-ide/global-lmic-reports/master/AFG/projections.csv | 2021-01-04 | cumulative_infections | 984788.41 | 1027735.48 | 1057572.85 | 1055773.92 | 1085233.47 | 1134645.87 | Surged Pessimistic | Afghanistan | AFG | 2022-01-02 | v8 | TRUE
https://raw.githubusercontent.com/mrc-ide/global-lmic-reports/master/AFG/projections.csv | 2021-01-04 | cumulative_deaths | 1996 | 2080.19 | 2142.2 | 2135.67 | 2193.04 | 2291 | Surged Pessimistic | Afghanistan | AFG | 2022-01-02 | v8 | TRUE
https://raw.githubusercontent.com/mrc-ide/global-lmic-reports/master/AFG/projections.csv | 2021-01-04 | Rt | 0.61 | 0.63 | 0.63 | 0.64 | 0.65 | 0.66 | Surged Pessimistic | Afghanistan | AFG | 2022-01-02 | v8 | TRUE
https://raw.githubusercontent.com/mrc-ide/global-lmic-reports/master/AFG/projections.csv | 2021-01-04 | Reff | 0.59 | 0.61 | 0.62 | 0.62 | 0.63 | 0.64 | Surged Pessimistic | Afghanistan | AFG | 2022-01-02 | v8 | TRUE
https://raw.githubusercontent.com/mrc-ide/global-lmic-reports/master/AFG/projections.csv | 2021-01-04 | infections | 1760.55 | 1876.53 | 1990.11 | 1992.21 | 2118.92 | 2274.05 | Surged Relax Interventions 50% | Afghanistan | AFG | 2022-01-02 | v8 | TRUE
https://raw.githubusercontent.com/mrc-ide/global-lmic-reports/master/AFG/projections.csv | 2021-01-04 | deaths | 9.18 | 9.87 | 10.24 | 10.32 | 10.72 | 11.68 | Surged Relax Interventions 50% | Afghanistan | AFG | 2022-01-02 | v8 | TRUE
https://raw.githubusercontent.com/mrc-ide/global-lmic-reports/master/AFG/projections.csv | 2021-01-04 | hospital_demand | 325.19 | 352.18 | 366.09 | 366.86 | 378.11 | 415.95 | Surged Relax Interventions 50% | Afghanistan | AFG | 2022-01-02 | v8 | TRUE
https://raw.githubusercontent.com/mrc-ide/global-lmic-reports/master/AFG/projections.csv | 2021-01-04 | ICU_demand | 135.07 | 145.79 | 151.05 | 151.72 | 156.96 | 171.63 | Surged Relax Interventions 50% | Afghanistan | AFG | 2022-01-02 | v8 | TRUE
https://raw.githubusercontent.com/mrc-ide/global-lmic-reports/master/AFG/projections.csv | 2021-01-04 | hospital_incidence | 27.2 | 29.22 | 31 | 31 | 32.5 | 34.55 | Surged Relax Interventions 50% | Afghanistan | AFG | 2022-01-02 | v8 | TRUE
https://raw.githubusercontent.com/mrc-ide/global-lmic-reports/master/AFG/projections.csv | 2021-01-04 | ICU_incidence | 7.78 | 8.35 | 8.86 | 8.86 | 9.29 | 9.88 | Surged Relax Interventions 50% | Afghanistan | AFG | 2022-01-02 | v8 | TRUE
https://raw.githubusercontent.com/mrc-ide/global-lmic-reports/master/AFG/projections.csv | 2021-01-04 | prevalence | 16531.81 | 17724.15 | 18815.39 | 18828.87 | 19833.58 | 21089.31 | Surged Relax Interventions 50% | Afghanistan | AFG | 2022-01-02 | v8 | TRUE
https://raw.githubusercontent.com/mrc-ide/global-lmic-reports/master/AFG/projections.csv | 2021-01-04 | cumulative_infections | 984788.41 | 1027735.48 | 1057572.85 | 1055773.92 | 1085233.47 | 1134645.87 | Surged Relax Interventions 50% | Afghanistan | AFG | 2022-01-02 | v8 | TRUE
https://raw.githubusercontent.com/mrc-ide/global-lmic-reports/master/AFG/projections.csv | 2021-01-04 | cumulative_deaths | 1996 | 2080.19 | 2142.2 | 2135.67 | 2193.04 | 2291 | Surged Relax Interventions 50% | Afghanistan | AFG | 2022-01-02 | v8 | TRUE
https://raw.githubusercontent.com/mrc-ide/global-lmic-reports/master/AFG/projections.csv | 2021-01-04 | Rt | 0.61 | 0.63 | 0.63 | 0.64 | 0.65 | 0.66 | Surged Relax Interventions 50% | Afghanistan | AFG | 2022-01-02 | v8 | TRUE
https://raw.githubusercontent.com/mrc-ide/global-lmic-reports/master/AFG/projections.csv | 2021-01-04 | Reff | 0.59 | 0.61 | 0.62 | 0.62 | 0.63 | 0.64 | Surged Relax Interventions 50% | Afghanistan | AFG | 2022-01-02 | v8 | TRUE
https://raw.githubusercontent.com/mrc-ide/global-lmic-reports/master/AFG/projections.csv | 2021-01-05 | infections | 1690.15 | 1830.23 | 1920.21 | 1926.81 | 2008.37 | 2226.48 | Additional 50% Reduction | Afghanistan | AFG | 2022-01-02 | v8 | TRUE
https://raw.githubusercontent.com/mrc-ide/global-lmic-reports/master/AFG/projections.csv | 2021-01-05 | deaths | 9.17 | 9.84 | 10.19 | 10.29 | 10.74 | 11.54 | Additional 50% Reduction | Afghanistan | AFG | 2022-01-02 | v8 | TRUE
https://raw.githubusercontent.com/mrc-ide/global-lmic-reports/master/AFG/projections.csv | 2021-01-05 | hospital_demand | 325.68 | 349.22 | 361.85 | 364.12 | 380.84 | 410.59 | Additional 50% Reduction | Afghanistan | AFG | 2022-01-02 | v8 | TRUE
https://raw.githubusercontent.com/mrc-ide/global-lmic-reports/master/AFG/projections.csv | 2021-01-05 | ICU_demand | 135.39 | 144.92 | 150.11 | 151.12 | 157.59 | 168.87 | Additional 50% Reduction | Afghanistan | AFG | 2022-01-02 | v8 | TRUE
https://raw.githubusercontent.com/mrc-ide/global-lmic-reports/master/AFG/projections.csv | 2021-01-05 | hospital_incidence | 26.78 | 28.7 | 30.11 | 30.23 | 31.61 | 35.13 | Additional 50% Reduction | Afghanistan | AFG | 2022-01-02 | v8 | TRUE
https://raw.githubusercontent.com/mrc-ide/global-lmic-reports/master/AFG/projections.csv | 2021-01-05 | ICU_incidence | 7.66 | 8.21 | 8.61 | 8.64 | 9.04 | 10.04 | Additional 50% Reduction | Afghanistan | AFG | 2022-01-02 | v8 | TRUE
https://raw.githubusercontent.com/mrc-ide/global-lmic-reports/master/AFG/projections.csv | 2021-01-05 | prevalence | 15933.56 | 16913.86 | 17955.88 | 18002.42 | 18851.06 | 21026.19 | Additional 50% Reduction | Afghanistan | AFG | 2022-01-02 | v8 | TRUE
https://raw.githubusercontent.com/mrc-ide/global-lmic-reports/master/AFG/projections.csv | 2021-01-05 | cumulative_infections | 993348.42 | 1032379.01 | 1067521.24 | 1068503.82 | 1082138.57 | 1184628.49 | Additional 50% Reduction | Afghanistan | AFG | 2022-01-02 | v8 | TRUE
https://raw.githubusercontent.com/mrc-ide/global-lmic-reports/master/AFG/projections.csv | 2021-01-05 | cumulative_deaths | 2004.52 | 2109.06 | 2171.32 | 2179.86 | 2222.22 | 2445.26 | Additional 50% Reduction | Afghanistan | AFG | 2022-01-02 | v8 | TRUE
https://raw.githubusercontent.com/mrc-ide/global-lmic-reports/master/AFG/projections.csv | 2021-01-05 | Rt | 0.6 | 0.62 | 0.63 | 0.63 | 0.63 | 0.66 | Additional 50% Reduction | Afghanistan | AFG | 2022-01-02 | v8 | TRUE
https://raw.githubusercontent.com/mrc-ide/global-lmic-reports/master/AFG/projections.csv | 2021-01-05 | Reff | 0.59 | 0.6 | 0.61 | 0.61 | 0.62 | 0.64 | Additional 50% Reduction | Afghanistan | AFG | 2022-01-02 | v8 | TRUE
https://raw.githubusercontent.com/mrc-ide/global-lmic-reports/master/AFG/projections.csv | 2021-01-05 | infections | 1690.15 | 1830.23 | 1920.21 | 1926.81 | 2008.37 | 2226.48 | Maintain Status Quo | Afghanistan | AFG | 2022-01-02 | v8 | TRUE
https://raw.githubusercontent.com/mrc-ide/global-lmic-reports/master/AFG/projections.csv | 2021-01-05 | deaths | 9.17 | 9.84 | 10.19 | 10.29 | 10.74 | 11.54 | Maintain Status Quo | Afghanistan | AFG | 2022-01-02 | v8 | TRUE
https://raw.githubusercontent.com/mrc-ide/global-lmic-reports/master/AFG/projections.csv | 2021-01-05 | hospital_demand | 325.68 | 349.22 | 361.85 | 364.12 | 380.84 | 410.59 | Maintain Status Quo | Afghanistan | AFG | 2022-01-02 | v8 | TRUE
https://raw.githubusercontent.com/mrc-ide/global-lmic-reports/master/AFG/projections.csv | 2021-01-05 | ICU_demand | 135.39 | 144.92 | 150.11 | 151.12 | 157.59 | 168.87 | Maintain Status Quo | Afghanistan | AFG | 2022-01-02 | v8 | TRUE
https://raw.githubusercontent.com/mrc-ide/global-lmic-reports/master/AFG/projections.csv | 2021-01-05 | hospital_incidence | 26.78 | 28.7 | 30.11 | 30.23 | 31.61 | 35.13 | Maintain Status Quo | Afghanistan | AFG | 2022-01-02 | v8 | TRUE
https://raw.githubusercontent.com/mrc-ide/global-lmic-reports/master/AFG/projections.csv | 2021-01-05 | ICU_incidence | 7.66 | 8.21 | 8.61 | 8.64 | 9.04 | 10.04 | Maintain Status Quo | Afghanistan | AFG | 2022-01-02 | v8 | TRUE
https://raw.githubusercontent.com/mrc-ide/global-lmic-reports/master/AFG/projections.csv | 2021-01-05 | prevalence | 15933.56 | 16913.86 | 17955.88 | 18002.42 | 18851.06 | 21026.19 | Maintain Status Quo | Afghanistan | AFG | 2022-01-02 | v8 | TRUE
https://raw.githubusercontent.com/mrc-ide/global-lmic-reports/master/AFG/projections.csv | 2021-01-05 | cumulative_infections | 993348.42 | 1032379.01 | 1067521.24 | 1068503.82 | 1082138.57 | 1184628.49 | Maintain Status Quo | Afghanistan | AFG | 2022-01-02 | v8 | TRUE
https://raw.githubusercontent.com/mrc-ide/global-lmic-reports/master/AFG/projections.csv | 2021-01-05 | cumulative_deaths | 2004.52 | 2109.06 | 2171.32 | 2179.86 | 2222.22 | 2445.26 | Maintain Status Quo | Afghanistan | AFG | 2022-01-02 | v8 | TRUE
https://raw.githubusercontent.com/mrc-ide/global-lmic-reports/master/AFG/projections.csv | 2021-01-05 | Rt | 0.6 | 0.62 | 0.63 | 0.63 | 0.63 | 0.66 | Maintain Status Quo | Afghanistan | AFG | 2022-01-02 | v8 | TRUE
https://raw.githubusercontent.com/mrc-ide/global-lmic-reports/master/AFG/projections.csv | 2021-01-05 | Reff | 0.59 | 0.6 | 0.61 | 0.61 | 0.62 | 0.64 | Maintain Status Quo | Afghanistan | AFG | 2022-01-02 | v8 | TRUE
https://raw.githubusercontent.com/mrc-ide/global-lmic-reports/master/AFG/projections.csv | 2021-01-05 | infections | 1690.15 | 1830.23 | 1920.21 | 1926.81 | 2008.37 | 2226.48 | Optimistic | Afghanistan | AFG | 2022-01-02 | v8 | TRUE
https://raw.githubusercontent.com/mrc-ide/global-lmic-reports/master/AFG/projections.csv | 2021-01-05 | deaths | 9.17 | 9.84 | 10.19 | 10.29 | 10.74 | 11.54 | Optimistic | Afghanistan | AFG | 2022-01-02 | v8 | TRUE
https://raw.githubusercontent.com/mrc-ide/global-lmic-reports/master/AFG/projections.csv | 2021-01-05 | hospital_demand | 325.68 | 349.22 | 361.85 | 364.12 | 380.84 | 410.59 | Optimistic | Afghanistan | AFG | 2022-01-02 | v8 | TRUE
https://raw.githubusercontent.com/mrc-ide/global-lmic-reports/master/AFG/projections.csv | 2021-01-05 | ICU_demand | 135.39 | 144.92 | 150.11 | 151.12 | 157.59 | 168.87 | Optimistic | Afghanistan | AFG | 2022-01-02 | v8 | TRUE
https://raw.githubusercontent.com/mrc-ide/global-lmic-reports/master/AFG/projections.csv | 2021-01-05 | hospital_incidence | 26.78 | 28.7 | 30.11 | 30.23 | 31.61 | 35.13 | Optimistic | Afghanistan | AFG | 2022-01-02 | v8 | TRUE
https://raw.githubusercontent.com/mrc-ide/global-lmic-reports/master/AFG/projections.csv | 2021-01-05 | ICU_incidence | 7.66 | 8.21 | 8.61 | 8.64 | 9.04 | 10.04 | Optimistic | Afghanistan | AFG | 2022-01-02 | v8 | TRUE
https://raw.githubusercontent.com/mrc-ide/global-lmic-reports/master/AFG/projections.csv | 2021-01-05 | prevalence | 15933.56 | 16913.86 | 17955.88 | 18002.42 | 18851.06 | 21026.19 | Optimistic | Afghanistan | AFG | 2022-01-02 | v8 | TRUE
https://raw.githubusercontent.com/mrc-ide/global-lmic-reports/master/AFG/projections.csv | 2021-01-05 | cumulative_infections | 993348.42 | 1032379.01 | 1067521.24 | 1068503.82 | 1082138.57 | 1184628.49 | Optimistic | Afghanistan | AFG | 2022-01-02 | v8 | TRUE
https://raw.githubusercontent.com/mrc-ide/global-lmic-reports/master/AFG/projections.csv | 2021-01-05 | cumulative_deaths | 2004.52 | 2109.06 | 2171.32 | 2179.86 | 2222.22 | 2445.26 | Optimistic | Afghanistan | AFG | 2022-01-02 | v8 | TRUE
https://raw.githubusercontent.com/mrc-ide/global-lmic-reports/master/AFG/projections.csv | 2021-01-05 | Rt | 0.6 | 0.62 | 0.63 | 0.63 | 0.63 | 0.66 | Optimistic | Afghanistan | AFG | 2022-01-02 | v8 | TRUE
https://raw.githubusercontent.com/mrc-ide/global-lmic-reports/master/AFG/projections.csv | 2021-01-05 | Reff | 0.59 | 0.6 | 0.61 | 0.61 | 0.62 | 0.64 | Optimistic | Afghanistan | AFG | 2022-01-02 | v8 | TRUE
https://raw.githubusercontent.com/mrc-ide/global-lmic-reports/master/AFG/projections.csv | 2021-01-05 | infections | 1690.15 | 1830.23 | 1920.21 | 1926.81 | 2008.37 | 2226.48 | Pessimistic | Afghanistan | AFG | 2022-01-02 | v8 | TRUE
https://raw.githubusercontent.com/mrc-ide/global-lmic-reports/master/AFG/projections.csv | 2021-01-05 | deaths | 9.17 | 9.84 | 10.19 | 10.29 | 10.74 | 11.54 | Pessimistic | Afghanistan | AFG | 2022-01-02 | v8 | TRUE
https://raw.githubusercontent.com/mrc-ide/global-lmic-reports/master/AFG/projections.csv | 2021-01-05 | hospital_demand | 325.68 | 349.22 | 361.85 | 364.12 | 380.84 | 410.59 | Pessimistic | Afghanistan | AFG | 2022-01-02 | v8 | TRUE
https://raw.githubusercontent.com/mrc-ide/global-lmic-reports/master/AFG/projections.csv | 2021-01-05 | ICU_demand | 135.39 | 144.92 | 150.11 | 151.12 | 157.59 | 168.87 | Pessimistic | Afghanistan | AFG | 2022-01-02 | v8 | TRUE
https://raw.githubusercontent.com/mrc-ide/global-lmic-reports/master/AFG/projections.csv | 2021-01-05 | hospital_incidence | 26.78 | 28.7 | 30.11 | 30.23 | 31.61 | 35.13 | Pessimistic | Afghanistan | AFG | 2022-01-02 | v8 | TRUE
https://raw.githubusercontent.com/mrc-ide/global-lmic-reports/master/AFG/projections.csv | 2021-01-05 | ICU_incidence | 7.66 | 8.21 | 8.61 | 8.64 | 9.04 | 10.04 | Pessimistic | Afghanistan | AFG | 2022-01-02 | v8 | TRUE
https://raw.githubusercontent.com/mrc-ide/global-lmic-reports/master/AFG/projections.csv | 2021-01-05 | prevalence | 15933.56 | 16913.86 | 17955.88 | 18002.42 | 18851.06 | 21026.19 | Pessimistic | Afghanistan | AFG | 2022-01-02 | v8 | TRUE
https://raw.githubusercontent.com/mrc-ide/global-lmic-reports/master/AFG/projections.csv | 2021-01-05 | cumulative_infections | 993348.42 | 1032379.01 | 1067521.24 | 1068503.82 | 1082138.57 | 1184628.49 | Pessimistic | Afghanistan | AFG | 2022-01-02 | v8 | TRUE
https://raw.githubusercontent.com/mrc-ide/global-lmic-reports/master/AFG/projections.csv | 2021-01-05 | cumulative_deaths | 2004.52 | 2109.06 | 2171.32 | 2179.86 | 2222.22 | 2445.26 | Pessimistic | Afghanistan | AFG | 2022-01-02 | v8 | TRUE
https://raw.githubusercontent.com/mrc-ide/global-lmic-reports/master/AFG/projections.csv | 2021-01-05 | Rt | 0.6 | 0.62 | 0.63 | 0.63 | 0.63 | 0.66 | Pessimistic | Afghanistan | AFG | 2022-01-02 | v8 | TRUE
https://raw.githubusercontent.com/mrc-ide/global-lmic-reports/master/AFG/projections.csv | 2021-01-05 | Reff | 0.59 | 0.6 | 0.61 | 0.61 | 0.62 | 0.64 | Pessimistic | Afghanistan | AFG | 2022-01-02 | v8 | TRUE
https://raw.githubusercontent.com/mrc-ide/global-lmic-reports/master/AFG/projections.csv | 2021-01-05 | infections | 1690.15 | 1830.23 | 1920.21 | 1926.81 | 2008.37 | 2226.48 | Relax Interventions 50% | Afghanistan | AFG | 2022-01-02 | v8 | TRUE
https://raw.githubusercontent.com/mrc-ide/global-lmic-reports/master/AFG/projections.csv | 2021-01-05 | deaths | 9.17 | 9.84 | 10.19 | 10.29 | 10.74 | 11.54 | Relax Interventions 50% | Afghanistan | AFG | 2022-01-02 | v8 | TRUE
https://raw.githubusercontent.com/mrc-ide/global-lmic-reports/master/AFG/projections.csv | 2021-01-05 | hospital_demand | 325.68 | 349.22 | 361.85 | 364.12 | 380.84 | 410.59 | Relax Interventions 50% | Afghanistan | AFG | 2022-01-02 | v8 | TRUE
https://raw.githubusercontent.com/mrc-ide/global-lmic-reports/master/AFG/projections.csv | 2021-01-05 | ICU_demand | 135.39 | 144.92 | 150.11 | 151.12 | 157.59 | 168.87 | Relax Interventions 50% | Afghanistan | AFG | 2022-01-02 | v8 | TRUE
https://raw.githubusercontent.com/mrc-ide/global-lmic-reports/master/AFG/projections.csv | 2021-01-05 | hospital_incidence | 26.78 | 28.7 | 30.11 | 30.23 | 31.61 | 35.13 | Relax Interventions 50% | Afghanistan | AFG | 2022-01-02 | v8 | TRUE
https://raw.githubusercontent.com/mrc-ide/global-lmic-reports/master/AFG/projections.csv | 2021-01-05 | ICU_incidence | 7.66 | 8.21 | 8.61 | 8.64 | 9.04 | 10.04 | Relax Interventions 50% | Afghanistan | AFG | 2022-01-02 | v8 | TRUE
https://raw.githubusercontent.com/mrc-ide/global-lmic-reports/master/AFG/projections.csv | 2021-01-05 | prevalence | 15933.56 | 16913.86 | 17955.88 | 18002.42 | 18851.06 | 21026.19 | Relax Interventions 50% | Afghanistan | AFG | 2022-01-02 | v8 | TRUE
https://raw.githubusercontent.com/mrc-ide/global-lmic-reports/master/AFG/projections.csv | 2021-01-05 | cumulative_infections | 993348.42 | 1032379.01 | 1067521.24 | 1068503.82 | 1082138.57 | 1184628.49 | Relax Interventions 50% | Afghanistan | AFG | 2022-01-02 | v8 | TRUE
https://raw.githubusercontent.com/mrc-ide/global-lmic-reports/master/AFG/projections.csv | 2021-01-05 | cumulative_deaths | 2004.52 | 2109.06 | 2171.32 | 2179.86 | 2222.22 | 2445.26 | Relax Interventions 50% | Afghanistan | AFG | 2022-01-02 | v8 | TRUE
https://raw.githubusercontent.com/mrc-ide/global-lmic-reports/master/AFG/projections.csv | 2021-01-05 | Rt | 0.6 | 0.62 | 0.63 | 0.63 | 0.63 | 0.66 | Relax Interventions 50% | Afghanistan | AFG | 2022-01-02 | v8 | TRUE
https://raw.githubusercontent.com/mrc-ide/global-lmic-reports/master/AFG/projections.csv | 2021-01-05 | Reff | 0.59 | 0.6 | 0.61 | 0.61 | 0.62 | 0.64 | Relax Interventions 50% | Afghanistan | AFG | 2022-01-02 | v8 | TRUE
https://raw.githubusercontent.com/mrc-ide/global-lmic-reports/master/AFG/projections.csv | 2021-01-05 | infections | 1669.52 | 1777.71 | 1884.27 | 1887.55 | 2011.52 | 2158.31 | Surged Additional 50% Reduction | Afghanistan | AFG | 2022-01-02 | v8 | TRUE
https://raw.githubusercontent.com/mrc-ide/global-lmic-reports/master/AFG/projections.csv | 2021-01-05 | deaths | 8.94 | 9.64 | 10.02 | 10.07 | 10.44 | 11.39 | Surged Additional 50% Reduction | Afghanistan | AFG | 2022-01-02 | v8 | TRUE
https://raw.githubusercontent.com/mrc-ide/global-lmic-reports/master/AFG/projections.csv | 2021-01-05 | hospital_demand | 315.96 | 342.32 | 355.69 | 356.46 | 367.01 | 404.47 | Surged Additional 50% Reduction | Afghanistan | AFG | 2022-01-02 | v8 | TRUE
https://raw.githubusercontent.com/mrc-ide/global-lmic-reports/master/AFG/projections.csv | 2021-01-05 | ICU_demand | 131.71 | 142.22 | 147.54 | 148.03 | 152.82 | 167.57 | Surged Additional 50% Reduction | Afghanistan | AFG | 2022-01-02 | v8 | TRUE
https://raw.githubusercontent.com/mrc-ide/global-lmic-reports/master/AFG/projections.csv | 2021-01-05 | hospital_incidence | 25.98 | 27.9 | 29.61 | 29.63 | 31.21 | 33.06 | Surged Additional 50% Reduction | Afghanistan | AFG | 2022-01-02 | v8 | TRUE
https://raw.githubusercontent.com/mrc-ide/global-lmic-reports/master/AFG/projections.csv | 2021-01-05 | ICU_incidence | 7.43 | 7.97 | 8.47 | 8.47 | 8.92 | 9.45 | Surged Additional 50% Reduction | Afghanistan | AFG | 2022-01-02 | v8 | TRUE
https://raw.githubusercontent.com/mrc-ide/global-lmic-reports/master/AFG/projections.csv | 2021-01-05 | prevalence | 15537 | 16633.6 | 17651.18 | 17653.35 | 18526.47 | 19753.86 | Surged Additional 50% Reduction | Afghanistan | AFG | 2022-01-02 | v8 | TRUE
https://raw.githubusercontent.com/mrc-ide/global-lmic-reports/master/AFG/projections.csv | 2021-01-05 | cumulative_infections | 986540.75 | 1029583.71 | 1059311.28 | 1057661.48 | 1087141.09 | 1136682.79 | Surged Additional 50% Reduction | Afghanistan | AFG | 2022-01-02 | v8 | TRUE
https://raw.githubusercontent.com/mrc-ide/global-lmic-reports/master/AFG/projections.csv | 2021-01-05 | cumulative_deaths | 2005.24 | 2090.46 | 2152.34 | 2145.74 | 2203.71 | 2302.23 | Surged Additional 50% Reduction | Afghanistan | AFG | 2022-01-02 | v8 | TRUE
https://raw.githubusercontent.com/mrc-ide/global-lmic-reports/master/AFG/projections.csv | 2021-01-05 | Rt | 0.6 | 0.62 | 0.62 | 0.63 | 0.63 | 0.65 | Surged Additional 50% Reduction | Afghanistan | AFG | 2022-01-02 | v8 | TRUE
https://raw.githubusercontent.com/mrc-ide/global-lmic-reports/master/AFG/projections.csv | 2021-01-05 | Reff | 0.59 | 0.6 | 0.61 | 0.61 | 0.62 | 0.63 | Surged Additional 50% Reduction | Afghanistan | AFG | 2022-01-02 | v8 | TRUE
https://raw.githubusercontent.com/mrc-ide/global-lmic-reports/master/AFG/projections.csv | 2021-01-05 | infections | 1669.52 | 1777.71 | 1884.27 | 1887.55 | 2011.52 | 2158.31 | Surged Maintain Status Quo | Afghanistan | AFG | 2022-01-02 | v8 | TRUE
https://raw.githubusercontent.com/mrc-ide/global-lmic-reports/master/AFG/projections.csv | 2021-01-05 | deaths | 8.94 | 9.64 | 10.02 | 10.07 | 10.44 | 11.39 | Surged Maintain Status Quo | Afghanistan | AFG | 2022-01-02 | v8 | TRUE
https://raw.githubusercontent.com/mrc-ide/global-lmic-reports/master/AFG/projections.csv | 2021-01-05 | hospital_demand | 315.96 | 342.32 | 355.69 | 356.46 | 367.01 | 404.47 | Surged Maintain Status Quo | Afghanistan | AFG | 2022-01-02 | v8 | TRUE
https://raw.githubusercontent.com/mrc-ide/global-lmic-reports/master/AFG/projections.csv | 2021-01-05 | ICU_demand | 131.71 | 142.22 | 147.54 | 148.03 | 152.82 | 167.57 | Surged Maintain Status Quo | Afghanistan | AFG | 2022-01-02 | v8 | TRUE
https://raw.githubusercontent.com/mrc-ide/global-lmic-reports/master/AFG/projections.csv | 2021-01-05 | hospital_incidence | 25.98 | 27.9 | 29.61 | 29.63 | 31.21 | 33.06 | Surged Maintain Status Quo | Afghanistan | AFG | 2022-01-02 | v8 | TRUE
https://raw.githubusercontent.com/mrc-ide/global-lmic-reports/master/AFG/projections.csv | 2021-01-05 | ICU_incidence | 7.43 | 7.97 | 8.47 | 8.47 | 8.92 | 9.45 | Surged Maintain Status Quo | Afghanistan | AFG | 2022-01-02 | v8 | TRUE
https://raw.githubusercontent.com/mrc-ide/global-lmic-reports/master/AFG/projections.csv | 2021-01-05 | prevalence | 15537 | 16633.6 | 17651.18 | 17653.35 | 18526.47 | 19753.86 | Surged Maintain Status Quo | Afghanistan | AFG | 2022-01-02 | v8 | TRUE
https://raw.githubusercontent.com/mrc-ide/global-lmic-reports/master/AFG/projections.csv | 2021-01-05 | cumulative_infections | 986540.75 | 1029583.71 | 1059311.28 | 1057661.48 | 1087141.09 | 1136682.79 | Surged Maintain Status Quo | Afghanistan | AFG | 2022-01-02 | v8 | TRUE
https://raw.githubusercontent.com/mrc-ide/global-lmic-reports/master/AFG/projections.csv | 2021-01-05 | cumulative_deaths | 2005.24 | 2090.46 | 2152.34 | 2145.74 | 2203.71 | 2302.23 | Surged Maintain Status Quo | Afghanistan | AFG | 2022-01-02 | v8 | TRUE
https://raw.githubusercontent.com/mrc-ide/global-lmic-reports/master/AFG/projections.csv | 2021-01-05 | Rt | 0.6 | 0.62 | 0.62 | 0.63 | 0.63 | 0.65 | Surged Maintain Status Quo | Afghanistan | AFG | 2022-01-02 | v8 | TRUE
https://raw.githubusercontent.com/mrc-ide/global-lmic-reports/master/AFG/projections.csv | 2021-01-05 | Reff | 0.59 | 0.6 | 0.61 | 0.61 | 0.62 | 0.63 | Surged Maintain Status Quo | Afghanistan | AFG | 2022-01-02 | v8 | TRUE
https://raw.githubusercontent.com/mrc-ide/global-lmic-reports/master/AFG/projections.csv | 2021-01-05 | infections | 1669.52 | 1777.71 | 1884.27 | 1887.55 | 2011.52 | 2158.31 | Surged Optimistic | Afghanistan | AFG | 2022-01-02 | v8 | TRUE
https://raw.githubusercontent.com/mrc-ide/global-lmic-reports/master/AFG/projections.csv | 2021-01-05 | deaths | 8.94 | 9.64 | 10.02 | 10.07 | 10.44 | 11.39 | Surged Optimistic | Afghanistan | AFG | 2022-01-02 | v8 | TRUE
https://raw.githubusercontent.com/mrc-ide/global-lmic-reports/master/AFG/projections.csv | 2021-01-05 | hospital_demand | 315.96 | 342.32 | 355.69 | 356.46 | 367.01 | 404.47 | Surged Optimistic | Afghanistan | AFG | 2022-01-02 | v8 | TRUE
https://raw.githubusercontent.com/mrc-ide/global-lmic-reports/master/AFG/projections.csv | 2021-01-05 | ICU_demand | 131.71 | 142.22 | 147.54 | 148.03 | 152.82 | 167.57 | Surged Optimistic | Afghanistan | AFG | 2022-01-02 | v8 | TRUE
https://raw.githubusercontent.com/mrc-ide/global-lmic-reports/master/AFG/projections.csv | 2021-01-05 | hospital_incidence | 25.98 | 27.9 | 29.61 | 29.63 | 31.21 | 33.06 | Surged Optimistic | Afghanistan | AFG | 2022-01-02 | v8 | TRUE
https://raw.githubusercontent.com/mrc-ide/global-lmic-reports/master/AFG/projections.csv | 2021-01-05 | ICU_incidence | 7.43 | 7.97 | 8.47 | 8.47 | 8.92 | 9.45 | Surged Optimistic | Afghanistan | AFG | 2022-01-02 | v8 | TRUE
https://raw.githubusercontent.com/mrc-ide/global-lmic-reports/master/AFG/projections.csv | 2021-01-05 | prevalence | 15537 | 16633.6 | 17651.18 | 17653.35 | 18526.47 | 19753.86 | Surged Optimistic | Afghanistan | AFG | 2022-01-02 | v8 | TRUE
https://raw.githubusercontent.com/mrc-ide/global-lmic-reports/master/AFG/projections.csv | 2021-01-05 | cumulative_infections | 986540.75 | 1029583.71 | 1059311.28 | 1057661.48 | 1087141.09 | 1136682.79 | Surged Optimistic | Afghanistan | AFG | 2022-01-02 | v8 | TRUE
https://raw.githubusercontent.com/mrc-ide/global-lmic-reports/master/AFG/projections.csv | 2021-01-05 | cumulative_deaths | 2005.24 | 2090.46 | 2152.34 | 2145.74 | 2203.71 | 2302.23 | Surged Optimistic | Afghanistan | AFG | 2022-01-02 | v8 | TRUE
https://raw.githubusercontent.com/mrc-ide/global-lmic-reports/master/AFG/projections.csv | 2021-01-05 | Rt | 0.6 | 0.62 | 0.62 | 0.63 | 0.63 | 0.65 | Surged Optimistic | Afghanistan | AFG | 2022-01-02 | v8 | TRUE
https://raw.githubusercontent.com/mrc-ide/global-lmic-reports/master/AFG/projections.csv | 2021-01-05 | Reff | 0.59 | 0.6 | 0.61 | 0.61 | 0.62 | 0.63 | Surged Optimistic | Afghanistan | AFG | 2022-01-02 | v8 | TRUE
https://raw.githubusercontent.com/mrc-ide/global-lmic-reports/master/AFG/projections.csv | 2021-01-05 | infections | 1669.52 | 1777.71 | 1884.27 | 1887.55 | 2011.52 | 2158.31 | Surged Pessimistic | Afghanistan | AFG | 2022-01-02 | v8 | TRUE
https://raw.githubusercontent.com/mrc-ide/global-lmic-reports/master/AFG/projections.csv | 2021-01-05 | deaths | 8.94 | 9.64 | 10.02 | 10.07 | 10.44 | 11.39 | Surged Pessimistic | Afghanistan | AFG | 2022-01-02 | v8 | TRUE
https://raw.githubusercontent.com/mrc-ide/global-lmic-reports/master/AFG/projections.csv | 2021-01-05 | hospital_demand | 315.96 | 342.32 | 355.69 | 356.46 | 367.01 | 404.47 | Surged Pessimistic | Afghanistan | AFG | 2022-01-02 | v8 | TRUE
https://raw.githubusercontent.com/mrc-ide/global-lmic-reports/master/AFG/projections.csv | 2021-01-05 | ICU_demand | 131.71 | 142.22 | 147.54 | 148.03 | 152.82 | 167.57 | Surged Pessimistic | Afghanistan | AFG | 2022-01-02 | v8 | TRUE
https://raw.githubusercontent.com/mrc-ide/global-lmic-reports/master/AFG/projections.csv | 2021-01-05 | hospital_incidence | 25.98 | 27.9 | 29.61 | 29.63 | 31.21 | 33.06 | Surged Pessimistic | Afghanistan | AFG | 2022-01-02 | v8 | TRUE
https://raw.githubusercontent.com/mrc-ide/global-lmic-reports/master/AFG/projections.csv | 2021-01-05 | ICU_incidence | 7.43 | 7.97 | 8.47 | 8.47 | 8.92 | 9.45 | Surged Pessimistic | Afghanistan | AFG | 2022-01-02 | v8 | TRUE
https://raw.githubusercontent.com/mrc-ide/global-lmic-reports/master/AFG/projections.csv | 2021-01-05 | prevalence | 15537 | 16633.6 | 17651.18 | 17653.35 | 18526.47 | 19753.86 | Surged Pessimistic | Afghanistan | AFG | 2022-01-02 | v8 | TRUE
https://raw.githubusercontent.com/mrc-ide/global-lmic-reports/master/AFG/projections.csv | 2021-01-05 | cumulative_infections | 986540.75 | 1029583.71 | 1059311.28 | 1057661.48 | 1087141.09 | 1136682.79 | Surged Pessimistic | Afghanistan | AFG | 2022-01-02 | v8 | TRUE
https://raw.githubusercontent.com/mrc-ide/global-lmic-reports/master/AFG/projections.csv | 2021-01-05 | cumulative_deaths | 2005.24 | 2090.46 | 2152.34 | 2145.74 | 2203.71 | 2302.23 | Surged Pessimistic | Afghanistan | AFG | 2022-01-02 | v8 | TRUE
https://raw.githubusercontent.com/mrc-ide/global-lmic-reports/master/AFG/projections.csv | 2021-01-05 | Rt | 0.6 | 0.62 | 0.62 | 0.63 | 0.63 | 0.65 | Surged Pessimistic | Afghanistan | AFG | 2022-01-02 | v8 | TRUE
https://raw.githubusercontent.com/mrc-ide/global-lmic-reports/master/AFG/projections.csv | 2021-01-05 | Reff | 0.59 | 0.6 | 0.61 | 0.61 | 0.62 | 0.63 | Surged Pessimistic | Afghanistan | AFG | 2022-01-02 | v8 | TRUE
https://raw.githubusercontent.com/mrc-ide/global-lmic-reports/master/AFG/projections.csv | 2021-01-05 | infections | 1669.52 | 1777.71 | 1884.27 | 1887.55 | 2011.52 | 2158.31 | Surged Relax Interventions 50% | Afghanistan | AFG | 2022-01-02 | v8 | TRUE
https://raw.githubusercontent.com/mrc-ide/global-lmic-reports/master/AFG/projections.csv | 2021-01-05 | deaths | 8.94 | 9.64 | 10.02 | 10.07 | 10.44 | 11.39 | Surged Relax Interventions 50% | Afghanistan | AFG | 2022-01-02 | v8 | TRUE
https://raw.githubusercontent.com/mrc-ide/global-lmic-reports/master/AFG/projections.csv | 2021-01-05 | hospital_demand | 315.96 | 342.32 | 355.69 | 356.46 | 367.01 | 404.47 | Surged Relax Interventions 50% | Afghanistan | AFG | 2022-01-02 | v8 | TRUE
https://raw.githubusercontent.com/mrc-ide/global-lmic-reports/master/AFG/projections.csv | 2021-01-05 | ICU_demand | 131.71 | 142.22 | 147.54 | 148.03 | 152.82 | 167.57 | Surged Relax Interventions 50% | Afghanistan | AFG | 2022-01-02 | v8 | TRUE
https://raw.githubusercontent.com/mrc-ide/global-lmic-reports/master/AFG/projections.csv | 2021-01-05 | hospital_incidence | 25.98 | 27.9 | 29.61 | 29.63 | 31.21 | 33.06 | Surged Relax Interventions 50% | Afghanistan | AFG | 2022-01-02 | v8 | TRUE
https://raw.githubusercontent.com/mrc-ide/global-lmic-reports/master/AFG/projections.csv | 2021-01-05 | ICU_incidence | 7.43 | 7.97 | 8.47 | 8.47 | 8.92 | 9.45 | Surged Relax Interventions 50% | Afghanistan | AFG | 2022-01-02 | v8 | TRUE
https://raw.githubusercontent.com/mrc-ide/global-lmic-reports/master/AFG/projections.csv | 2021-01-05 | prevalence | 15537 | 16633.6 | 17651.18 | 17653.35 | 18526.47 | 19753.86 | Surged Relax Interventions 50% | Afghanistan | AFG | 2022-01-02 | v8 | TRUE
https://raw.githubusercontent.com/mrc-ide/global-lmic-reports/master/AFG/projections.csv | 2021-01-05 | cumulative_infections | 986540.75 | 1029583.71 | 1059311.28 | 1057661.48 | 1087141.09 | 1136682.79 | Surged Relax Interventions 50% | Afghanistan | AFG | 2022-01-02 | v8 | TRUE
https://raw.githubusercontent.com/mrc-ide/global-lmic-reports/master/AFG/projections.csv | 2021-01-05 | cumulative_deaths | 2005.24 | 2090.46 | 2152.34 | 2145.74 | 2203.71 | 2302.23 | Surged Relax Interventions 50% | Afghanistan | AFG | 2022-01-02 | v8 | TRUE
https://raw.githubusercontent.com/mrc-ide/global-lmic-reports/master/AFG/projections.csv | 2021-01-05 | Rt | 0.6 | 0.62 | 0.62 | 0.63 | 0.63 | 0.65 | Surged Relax Interventions 50% | Afghanistan | AFG | 2022-01-02 | v8 | TRUE
https://raw.githubusercontent.com/mrc-ide/global-lmic-reports/master/AFG/projections.csv | 2021-01-05 | Reff | 0.59 | 0.6 | 0.61 | 0.61 | 0.62 | 0.63 | Surged Relax Interventions 50% | Afghanistan | AFG | 2022-01-02 | v8 | TRUE
https://raw.githubusercontent.com/mrc-ide/global-lmic-reports/master/AFG/projections.csv | 2021-01-06 | infections | 1565.36 | 1701.36 | 1779.27 | 1780.22 | 1845.21 | 2055.78 | Additional 50% Reduction | Afghanistan | AFG | 2022-01-02 | v8 | TRUE
https://raw.githubusercontent.com/mrc-ide/global-lmic-reports/master/AFG/projections.csv | 2021-01-06 | deaths | 8.95 | 9.58 | 9.95 | 10.03 | 10.48 | 11.2 | Additional 50% Reduction | Afghanistan | AFG | 2022-01-02 | v8 | TRUE
https://raw.githubusercontent.com/mrc-ide/global-lmic-reports/master/AFG/projections.csv | 2021-01-06 | hospital_demand | 316.18 | 338.71 | 350.11 | 353.09 | 369.23 | 397.02 | Additional 50% Reduction | Afghanistan | AFG | 2022-01-02 | v8 | TRUE
https://raw.githubusercontent.com/mrc-ide/global-lmic-reports/master/AFG/projections.csv | 2021-01-06 | ICU_demand | 131.96 | 141.5 | 146.41 | 147.19 | 153.52 | 165.48 | Additional 50% Reduction | Afghanistan | AFG | 2022-01-02 | v8 | TRUE
https://raw.githubusercontent.com/mrc-ide/global-lmic-reports/master/AFG/projections.csv | 2021-01-06 | hospital_incidence | 25.47 | 27.23 | 28.7 | 28.73 | 30.05 | 33.5 | Additional 50% Reduction | Afghanistan | AFG | 2022-01-02 | v8 | TRUE
https://raw.githubusercontent.com/mrc-ide/global-lmic-reports/master/AFG/projections.csv | 2021-01-06 | ICU_incidence | 7.28 | 7.78 | 8.21 | 8.21 | 8.59 | 9.58 | Additional 50% Reduction | Afghanistan | AFG | 2022-01-02 | v8 | TRUE
https://raw.githubusercontent.com/mrc-ide/global-lmic-reports/master/AFG/projections.csv | 2021-01-06 | prevalence | 14891.54 | 15863.41 | 16761.2 | 16844.97 | 17629.45 | 19627.47 | Additional 50% Reduction | Afghanistan | AFG | 2022-01-02 | v8 | TRUE
https://raw.githubusercontent.com/mrc-ide/global-lmic-reports/master/AFG/projections.csv | 2021-01-06 | cumulative_infections | 995135.84 | 1034058.47 | 1069155.94 | 1070284.04 | 1083972.26 | 1186403.6 | Additional 50% Reduction | Afghanistan | AFG | 2022-01-02 | v8 | TRUE
https://raw.githubusercontent.com/mrc-ide/global-lmic-reports/master/AFG/projections.csv | 2021-01-06 | cumulative_deaths | 2014.33 | 2118.41 | 2181.73 | 2189.89 | 2232.06 | 2456.15 | Additional 50% Reduction | Afghanistan | AFG | 2022-01-02 | v8 | TRUE
https://raw.githubusercontent.com/mrc-ide/global-lmic-reports/master/AFG/projections.csv | 2021-01-06 | Rt | 0.59 | 0.61 | 0.61 | 0.61 | 0.62 | 0.65 | Additional 50% Reduction | Afghanistan | AFG | 2022-01-02 | v8 | TRUE
https://raw.githubusercontent.com/mrc-ide/global-lmic-reports/master/AFG/projections.csv | 2021-01-06 | Reff | 0.58 | 0.59 | 0.6 | 0.6 | 0.61 | 0.63 | Additional 50% Reduction | Afghanistan | AFG | 2022-01-02 | v8 | TRUE
https://raw.githubusercontent.com/mrc-ide/global-lmic-reports/master/AFG/projections.csv | 2021-01-06 | infections | 1565.36 | 1701.36 | 1779.27 | 1780.22 | 1845.21 | 2055.78 | Maintain Status Quo | Afghanistan | AFG | 2022-01-02 | v8 | TRUE
https://raw.githubusercontent.com/mrc-ide/global-lmic-reports/master/AFG/projections.csv | 2021-01-06 | deaths | 8.95 | 9.58 | 9.95 | 10.03 | 10.48 | 11.2 | Maintain Status Quo | Afghanistan | AFG | 2022-01-02 | v8 | TRUE
https://raw.githubusercontent.com/mrc-ide/global-lmic-reports/master/AFG/projections.csv | 2021-01-06 | hospital_demand | 316.18 | 338.71 | 350.11 | 353.09 | 369.23 | 397.02 | Maintain Status Quo | Afghanistan | AFG | 2022-01-02 | v8 | TRUE
https://raw.githubusercontent.com/mrc-ide/global-lmic-reports/master/AFG/projections.csv | 2021-01-06 | ICU_demand | 131.96 | 141.5 | 146.41 | 147.19 | 153.52 | 165.48 | Maintain Status Quo | Afghanistan | AFG | 2022-01-02 | v8 | TRUE
https://raw.githubusercontent.com/mrc-ide/global-lmic-reports/master/AFG/projections.csv | 2021-01-06 | hospital_incidence | 25.47 | 27.23 | 28.7 | 28.73 | 30.05 | 33.5 | Maintain Status Quo | Afghanistan | AFG | 2022-01-02 | v8 | TRUE
https://raw.githubusercontent.com/mrc-ide/global-lmic-reports/master/AFG/projections.csv | 2021-01-06 | ICU_incidence | 7.28 | 7.78 | 8.21 | 8.21 | 8.59 | 9.58 | Maintain Status Quo | Afghanistan | AFG | 2022-01-02 | v8 | TRUE
https://raw.githubusercontent.com/mrc-ide/global-lmic-reports/master/AFG/projections.csv | 2021-01-06 | prevalence | 14891.54 | 15863.41 | 16761.2 | 16844.97 | 17629.45 | 19627.47 | Maintain Status Quo | Afghanistan | AFG | 2022-01-02 | v8 | TRUE
https://raw.githubusercontent.com/mrc-ide/global-lmic-reports/master/AFG/projections.csv | 2021-01-06 | cumulative_infections | 995135.84 | 1034058.47 | 1069155.94 | 1070284.04 | 1083972.26 | 1186403.6 | Maintain Status Quo | Afghanistan | AFG | 2022-01-02 | v8 | TRUE
https://raw.githubusercontent.com/mrc-ide/global-lmic-reports/master/AFG/projections.csv | 2021-01-06 | cumulative_deaths | 2014.33 | 2118.41 | 2181.73 | 2189.89 | 2232.06 | 2456.15 | Maintain Status Quo | Afghanistan | AFG | 2022-01-02 | v8 | TRUE
https://raw.githubusercontent.com/mrc-ide/global-lmic-reports/master/AFG/projections.csv | 2021-01-06 | Rt | 0.59 | 0.61 | 0.61 | 0.61 | 0.62 | 0.65 | Maintain Status Quo | Afghanistan | AFG | 2022-01-02 | v8 | TRUE
https://raw.githubusercontent.com/mrc-ide/global-lmic-reports/master/AFG/projections.csv | 2021-01-06 | Reff | 0.58 | 0.59 | 0.6 | 0.6 | 0.61 | 0.63 | Maintain Status Quo | Afghanistan | AFG | 2022-01-02 | v8 | TRUE
https://raw.githubusercontent.com/mrc-ide/global-lmic-reports/master/AFG/projections.csv | 2021-01-06 | infections | 1565.36 | 1701.36 | 1779.27 | 1780.22 | 1845.21 | 2055.78 | Optimistic | Afghanistan | AFG | 2022-01-02 | v8 | TRUE
https://raw.githubusercontent.com/mrc-ide/global-lmic-reports/master/AFG/projections.csv | 2021-01-06 | deaths | 8.95 | 9.58 | 9.95 | 10.03 | 10.48 | 11.2 | Optimistic | Afghanistan | AFG | 2022-01-02 | v8 | TRUE
https://raw.githubusercontent.com/mrc-ide/global-lmic-reports/master/AFG/projections.csv | 2021-01-06 | hospital_demand | 316.18 | 338.71 | 350.11 | 353.09 | 369.23 | 397.02 | Optimistic | Afghanistan | AFG | 2022-01-02 | v8 | TRUE
https://raw.githubusercontent.com/mrc-ide/global-lmic-reports/master/AFG/projections.csv | 2021-01-06 | ICU_demand | 131.96 | 141.5 | 146.41 | 147.19 | 153.52 | 165.48 | Optimistic | Afghanistan | AFG | 2022-01-02 | v8 | TRUE
https://raw.githubusercontent.com/mrc-ide/global-lmic-reports/master/AFG/projections.csv | 2021-01-06 | hospital_incidence | 25.47 | 27.23 | 28.7 | 28.73 | 30.05 | 33.5 | Optimistic | Afghanistan | AFG | 2022-01-02 | v8 | TRUE
https://raw.githubusercontent.com/mrc-ide/global-lmic-reports/master/AFG/projections.csv | 2021-01-06 | ICU_incidence | 7.28 | 7.78 | 8.21 | 8.21 | 8.59 | 9.58 | Optimistic | Afghanistan | AFG | 2022-01-02 | v8 | TRUE
https://raw.githubusercontent.com/mrc-ide/global-lmic-reports/master/AFG/projections.csv | 2021-01-06 | prevalence | 14891.54 | 15863.41 | 16761.2 | 16844.97 | 17629.45 | 19627.47 | Optimistic | Afghanistan | AFG | 2022-01-02 | v8 | TRUE
https://raw.githubusercontent.com/mrc-ide/global-lmic-reports/master/AFG/projections.csv | 2021-01-06 | cumulative_infections | 995135.84 | 1034058.47 | 1069155.94 | 1070284.04 | 1083972.26 | 1186403.6 | Optimistic | Afghanistan | AFG | 2022-01-02 | v8 | TRUE
https://raw.githubusercontent.com/mrc-ide/global-lmic-reports/master/AFG/projections.csv | 2021-01-06 | cumulative_deaths | 2014.33 | 2118.41 | 2181.73 | 2189.89 | 2232.06 | 2456.15 | Optimistic | Afghanistan | AFG | 2022-01-02 | v8 | TRUE
https://raw.githubusercontent.com/mrc-ide/global-lmic-reports/master/AFG/projections.csv | 2021-01-06 | Rt | 0.59 | 0.61 | 0.61 | 0.61 | 0.62 | 0.65 | Optimistic | Afghanistan | AFG | 2022-01-02 | v8 | TRUE
https://raw.githubusercontent.com/mrc-ide/global-lmic-reports/master/AFG/projections.csv | 2021-01-06 | Reff | 0.58 | 0.59 | 0.6 | 0.6 | 0.61 | 0.63 | Optimistic | Afghanistan | AFG | 2022-01-02 | v8 | TRUE
https://raw.githubusercontent.com/mrc-ide/global-lmic-reports/master/AFG/projections.csv | 2021-01-06 | infections | 1565.36 | 1701.36 | 1779.27 | 1780.22 | 1845.21 | 2055.78 | Pessimistic | Afghanistan | AFG | 2022-01-02 | v8 | TRUE
https://raw.githubusercontent.com/mrc-ide/global-lmic-reports/master/AFG/projections.csv | 2021-01-06 | deaths | 8.95 | 9.58 | 9.95 | 10.03 | 10.48 | 11.2 | Pessimistic | Afghanistan | AFG | 2022-01-02 | v8 | TRUE
https://raw.githubusercontent.com/mrc-ide/global-lmic-reports/master/AFG/projections.csv | 2021-01-06 | hospital_demand | 316.18 | 338.71 | 350.11 | 353.09 | 369.23 | 397.02 | Pessimistic | Afghanistan | AFG | 2022-01-02 | v8 | TRUE
https://raw.githubusercontent.com/mrc-ide/global-lmic-reports/master/AFG/projections.csv | 2021-01-06 | ICU_demand | 131.96 | 141.5 | 146.41 | 147.19 | 153.52 | 165.48 | Pessimistic | Afghanistan | AFG | 2022-01-02 | v8 | TRUE
https://raw.githubusercontent.com/mrc-ide/global-lmic-reports/master/AFG/projections.csv | 2021-01-06 | hospital_incidence | 25.47 | 27.23 | 28.7 | 28.73 | 30.05 | 33.5 | Pessimistic | Afghanistan | AFG | 2022-01-02 | v8 | TRUE
https://raw.githubusercontent.com/mrc-ide/global-lmic-reports/master/AFG/projections.csv | 2021-01-06 | ICU_incidence | 7.28 | 7.78 | 8.21 | 8.21 | 8.59 | 9.58 | Pessimistic | Afghanistan | AFG | 2022-01-02 | v8 | TRUE
https://raw.githubusercontent.com/mrc-ide/global-lmic-reports/master/AFG/projections.csv | 2021-01-06 | prevalence | 14891.54 | 15863.41 | 16761.2 | 16844.97 | 17629.45 | 19627.47 | Pessimistic | Afghanistan | AFG | 2022-01-02 | v8 | TRUE
https://raw.githubusercontent.com/mrc-ide/global-lmic-reports/master/AFG/projections.csv | 2021-01-06 | cumulative_infections | 995135.84 | 1034058.47 | 1069155.94 | 1070284.04 | 1083972.26 | 1186403.6 | Pessimistic | Afghanistan | AFG | 2022-01-02 | v8 | TRUE
https://raw.githubusercontent.com/mrc-ide/global-lmic-reports/master/AFG/projections.csv | 2021-01-06 | cumulative_deaths | 2014.33 | 2118.41 | 2181.73 | 2189.89 | 2232.06 | 2456.15 | Pessimistic | Afghanistan | AFG | 2022-01-02 | v8 | TRUE
https://raw.githubusercontent.com/mrc-ide/global-lmic-reports/master/AFG/projections.csv | 2021-01-06 | Rt | 0.59 | 0.61 | 0.61 | 0.61 | 0.62 | 0.65 | Pessimistic | Afghanistan | AFG | 2022-01-02 | v8 | TRUE
https://raw.githubusercontent.com/mrc-ide/global-lmic-reports/master/AFG/projections.csv | 2021-01-06 | Reff | 0.58 | 0.59 | 0.6 | 0.6 | 0.61 | 0.63 | Pessimistic | Afghanistan | AFG | 2022-01-02 | v8 | TRUE
https://raw.githubusercontent.com/mrc-ide/global-lmic-reports/master/AFG/projections.csv | 2021-01-06 | infections | 1565.36 | 1701.36 | 1779.27 | 1780.22 | 1845.21 | 2055.78 | Relax Interventions 50% | Afghanistan | AFG | 2022-01-02 | v8 | TRUE
https://raw.githubusercontent.com/mrc-ide/global-lmic-reports/master/AFG/projections.csv | 2021-01-06 | deaths | 8.95 | 9.58 | 9.95 | 10.03 | 10.48 | 11.2 | Relax Interventions 50% | Afghanistan | AFG | 2022-01-02 | v8 | TRUE
https://raw.githubusercontent.com/mrc-ide/global-lmic-reports/master/AFG/projections.csv | 2021-01-06 | hospital_demand | 316.18 | 338.71 | 350.11 | 353.09 | 369.23 | 397.02 | Relax Interventions 50% | Afghanistan | AFG | 2022-01-02 | v8 | TRUE
https://raw.githubusercontent.com/mrc-ide/global-lmic-reports/master/AFG/projections.csv | 2021-01-06 | ICU_demand | 131.96 | 141.5 | 146.41 | 147.19 | 153.52 | 165.48 | Relax Interventions 50% | Afghanistan | AFG | 2022-01-02 | v8 | TRUE
https://raw.githubusercontent.com/mrc-ide/global-lmic-reports/master/AFG/projections.csv | 2021-01-06 | hospital_incidence | 25.47 | 27.23 | 28.7 | 28.73 | 30.05 | 33.5 | Relax Interventions 50% | Afghanistan | AFG | 2022-01-02 | v8 | TRUE
https://raw.githubusercontent.com/mrc-ide/global-lmic-reports/master/AFG/projections.csv | 2021-01-06 | ICU_incidence | 7.28 | 7.78 | 8.21 | 8.21 | 8.59 | 9.58 | Relax Interventions 50% | Afghanistan | AFG | 2022-01-02 | v8 | TRUE
https://raw.githubusercontent.com/mrc-ide/global-lmic-reports/master/AFG/projections.csv | 2021-01-06 | prevalence | 14891.54 | 15863.41 | 16761.2 | 16844.97 | 17629.45 | 19627.47 | Relax Interventions 50% | Afghanistan | AFG | 2022-01-02 | v8 | TRUE
https://raw.githubusercontent.com/mrc-ide/global-lmic-reports/master/AFG/projections.csv | 2021-01-06 | cumulative_infections | 995135.84 | 1034058.47 | 1069155.94 | 1070284.04 | 1083972.26 | 1186403.6 | Relax Interventions 50% | Afghanistan | AFG | 2022-01-02 | v8 | TRUE
https://raw.githubusercontent.com/mrc-ide/global-lmic-reports/master/AFG/projections.csv | 2021-01-06 | cumulative_deaths | 2014.33 | 2118.41 | 2181.73 | 2189.89 | 2232.06 | 2456.15 | Relax Interventions 50% | Afghanistan | AFG | 2022-01-02 | v8 | TRUE
https://raw.githubusercontent.com/mrc-ide/global-lmic-reports/master/AFG/projections.csv | 2021-01-06 | Rt | 0.59 | 0.61 | 0.61 | 0.61 | 0.62 | 0.65 | Relax Interventions 50% | Afghanistan | AFG | 2022-01-02 | v8 | TRUE
https://raw.githubusercontent.com/mrc-ide/global-lmic-reports/master/AFG/projections.csv | 2021-01-06 | Reff | 0.58 | 0.59 | 0.6 | 0.6 | 0.61 | 0.63 | Relax Interventions 50% | Afghanistan | AFG | 2022-01-02 | v8 | TRUE
https://raw.githubusercontent.com/mrc-ide/global-lmic-reports/master/AFG/projections.csv | 2021-01-06 | infections | 1543.45 | 1644.88 | 1745.97 | 1745.23 | 1850 | 1984.54 | Surged Additional 50% Reduction | Afghanistan | AFG | 2022-01-02 | v8 | TRUE
https://raw.githubusercontent.com/mrc-ide/global-lmic-reports/master/AFG/projections.csv | 2021-01-06 | deaths | 8.71 | 9.42 | 9.78 | 9.82 | 10.15 | 11.12 | Surged Additional 50% Reduction | Afghanistan | AFG | 2022-01-02 | v8 | TRUE
https://raw.githubusercontent.com/mrc-ide/global-lmic-reports/master/AFG/projections.csv | 2021-01-06 | hospital_demand | 306.29 | 331.59 | 346.1 | 345.71 | 357.03 | 391.87 | Surged Additional 50% Reduction | Afghanistan | AFG | 2022-01-02 | v8 | TRUE
https://raw.githubusercontent.com/mrc-ide/global-lmic-reports/master/AFG/projections.csv | 2021-01-06 | ICU_demand | 128.31 | 138.51 | 143.68 | 144.19 | 148.59 | 163.32 | Surged Additional 50% Reduction | Afghanistan | AFG | 2022-01-02 | v8 | TRUE
https://raw.githubusercontent.com/mrc-ide/global-lmic-reports/master/AFG/projections.csv | 2021-01-06 | hospital_incidence | 24.69 | 26.49 | 28.15 | 28.17 | 29.75 | 31.48 | Surged Additional 50% Reduction | Afghanistan | AFG | 2022-01-02 | v8 | TRUE
https://raw.githubusercontent.com/mrc-ide/global-lmic-reports/master/AFG/projections.csv | 2021-01-06 | ICU_incidence | 7.06 | 7.57 | 8.05 | 8.05 | 8.5 | 9 | Surged Additional 50% Reduction | Afghanistan | AFG | 2022-01-02 | v8 | TRUE
https://raw.githubusercontent.com/mrc-ide/global-lmic-reports/master/AFG/projections.csv | 2021-01-06 | prevalence | 14573.83 | 15552.89 | 16514.16 | 16517.8 | 17322.16 | 18491.14 | Surged Additional 50% Reduction | Afghanistan | AFG | 2022-01-02 | v8 | TRUE
https://raw.githubusercontent.com/mrc-ide/global-lmic-reports/master/AFG/projections.csv | 2021-01-06 | cumulative_infections | 988156.54 | 1031292.35 | 1060922.75 | 1059406.7 | 1088902.45 | 1138549.9 | Surged Additional 50% Reduction | Afghanistan | AFG | 2022-01-02 | v8 | TRUE
https://raw.githubusercontent.com/mrc-ide/global-lmic-reports/master/AFG/projections.csv | 2021-01-06 | cumulative_deaths | 2014.23 | 2100.21 | 2162.22 | 2155.56 | 2213.74 | 2313.17 | Surged Additional 50% Reduction | Afghanistan | AFG | 2022-01-02 | v8 | TRUE
https://raw.githubusercontent.com/mrc-ide/global-lmic-reports/master/AFG/projections.csv | 2021-01-06 | Rt | 0.59 | 0.61 | 0.61 | 0.61 | 0.62 | 0.63 | Surged Additional 50% Reduction | Afghanistan | AFG | 2022-01-02 | v8 | TRUE
https://raw.githubusercontent.com/mrc-ide/global-lmic-reports/master/AFG/projections.csv | 2021-01-06 | Reff | 0.58 | 0.59 | 0.6 | 0.6 | 0.61 | 0.62 | Surged Additional 50% Reduction | Afghanistan | AFG | 2022-01-02 | v8 | TRUE
https://raw.githubusercontent.com/mrc-ide/global-lmic-reports/master/AFG/projections.csv | 2021-01-06 | infections | 1543.45 | 1644.88 | 1745.97 | 1745.23 | 1850 | 1984.54 | Surged Maintain Status Quo | Afghanistan | AFG | 2022-01-02 | v8 | TRUE
https://raw.githubusercontent.com/mrc-ide/global-lmic-reports/master/AFG/projections.csv | 2021-01-06 | deaths | 8.71 | 9.42 | 9.78 | 9.82 | 10.15 | 11.12 | Surged Maintain Status Quo | Afghanistan | AFG | 2022-01-02 | v8 | TRUE
https://raw.githubusercontent.com/mrc-ide/global-lmic-reports/master/AFG/projections.csv | 2021-01-06 | hospital_demand | 306.29 | 331.59 | 346.1 | 345.71 | 357.03 | 391.87 | Surged Maintain Status Quo | Afghanistan | AFG | 2022-01-02 | v8 | TRUE
https://raw.githubusercontent.com/mrc-ide/global-lmic-reports/master/AFG/projections.csv | 2021-01-06 | ICU_demand | 128.31 | 138.51 | 143.68 | 144.19 | 148.59 | 163.32 | Surged Maintain Status Quo | Afghanistan | AFG | 2022-01-02 | v8 | TRUE
https://raw.githubusercontent.com/mrc-ide/global-lmic-reports/master/AFG/projections.csv | 2021-01-06 | hospital_incidence | 24.69 | 26.49 | 28.15 | 28.17 | 29.75 | 31.48 | Surged Maintain Status Quo | Afghanistan | AFG | 2022-01-02 | v8 | TRUE
https://raw.githubusercontent.com/mrc-ide/global-lmic-reports/master/AFG/projections.csv | 2021-01-06 | ICU_incidence | 7.06 | 7.57 | 8.05 | 8.05 | 8.5 | 9 | Surged Maintain Status Quo | Afghanistan | AFG | 2022-01-02 | v8 | TRUE
https://raw.githubusercontent.com/mrc-ide/global-lmic-reports/master/AFG/projections.csv | 2021-01-06 | prevalence | 14573.83 | 15552.89 | 16514.16 | 16517.8 | 17322.16 | 18491.14 | Surged Maintain Status Quo | Afghanistan | AFG | 2022-01-02 | v8 | TRUE
https://raw.githubusercontent.com/mrc-ide/global-lmic-reports/master/AFG/projections.csv | 2021-01-06 | cumulative_infections | 988156.54 | 1031292.35 | 1060922.75 | 1059406.7 | 1088902.45 | 1138549.9 | Surged Maintain Status Quo | Afghanistan | AFG | 2022-01-02 | v8 | TRUE
https://raw.githubusercontent.com/mrc-ide/global-lmic-reports/master/AFG/projections.csv | 2021-01-06 | cumulative_deaths | 2014.23 | 2100.21 | 2162.22 | 2155.56 | 2213.74 | 2313.17 | Surged Maintain Status Quo | Afghanistan | AFG | 2022-01-02 | v8 | TRUE
https://raw.githubusercontent.com/mrc-ide/global-lmic-reports/master/AFG/projections.csv | 2021-01-06 | Rt | 0.59 | 0.61 | 0.61 | 0.61 | 0.62 | 0.63 | Surged Maintain Status Quo | Afghanistan | AFG | 2022-01-02 | v8 | TRUE
https://raw.githubusercontent.com/mrc-ide/global-lmic-reports/master/AFG/projections.csv | 2021-01-06 | Reff | 0.58 | 0.59 | 0.6 | 0.6 | 0.61 | 0.62 | Surged Maintain Status Quo | Afghanistan | AFG | 2022-01-02 | v8 | TRUE
https://raw.githubusercontent.com/mrc-ide/global-lmic-reports/master/AFG/projections.csv | 2021-01-06 | infections | 1543.45 | 1644.88 | 1745.97 | 1745.23 | 1850 | 1984.54 | Surged Optimistic | Afghanistan | AFG | 2022-01-02 | v8 | TRUE
https://raw.githubusercontent.com/mrc-ide/global-lmic-reports/master/AFG/projections.csv | 2021-01-06 | deaths | 8.71 | 9.42 | 9.78 | 9.82 | 10.15 | 11.12 | Surged Optimistic | Afghanistan | AFG | 2022-01-02 | v8 | TRUE
https://raw.githubusercontent.com/mrc-ide/global-lmic-reports/master/AFG/projections.csv | 2021-01-06 | hospital_demand | 306.29 | 331.59 | 346.1 | 345.71 | 357.03 | 391.87 | Surged Optimistic | Afghanistan | AFG | 2022-01-02 | v8 | TRUE
https://raw.githubusercontent.com/mrc-ide/global-lmic-reports/master/AFG/projections.csv | 2021-01-06 | ICU_demand | 128.31 | 138.51 | 143.68 | 144.19 | 148.59 | 163.32 | Surged Optimistic | Afghanistan | AFG | 2022-01-02 | v8 | TRUE
https://raw.githubusercontent.com/mrc-ide/global-lmic-reports/master/AFG/projections.csv | 2021-01-06 | hospital_incidence | 24.69 | 26.49 | 28.15 | 28.17 | 29.75 | 31.48 | Surged Optimistic | Afghanistan | AFG | 2022-01-02 | v8 | TRUE
https://raw.githubusercontent.com/mrc-ide/global-lmic-reports/master/AFG/projections.csv | 2021-01-06 | ICU_incidence | 7.06 | 7.57 | 8.05 | 8.05 | 8.5 | 9 | Surged Optimistic | Afghanistan | AFG | 2022-01-02 | v8 | TRUE
https://raw.githubusercontent.com/mrc-ide/global-lmic-reports/master/AFG/projections.csv | 2021-01-06 | prevalence | 14573.83 | 15552.89 | 16514.16 | 16517.8 | 17322.16 | 18491.14 | Surged Optimistic | Afghanistan | AFG | 2022-01-02 | v8 | TRUE
https://raw.githubusercontent.com/mrc-ide/global-lmic-reports/master/AFG/projections.csv | 2021-01-06 | cumulative_infections | 988156.54 | 1031292.35 | 1060922.75 | 1059406.7 | 1088902.45 | 1138549.9 | Surged Optimistic | Afghanistan | AFG | 2022-01-02 | v8 | TRUE
https://raw.githubusercontent.com/mrc-ide/global-lmic-reports/master/AFG/projections.csv | 2021-01-06 | cumulative_deaths | 2014.23 | 2100.21 | 2162.22 | 2155.56 | 2213.74 | 2313.17 | Surged Optimistic | Afghanistan | AFG | 2022-01-02 | v8 | TRUE
https://raw.githubusercontent.com/mrc-ide/global-lmic-reports/master/AFG/projections.csv | 2021-01-06 | Rt | 0.59 | 0.61 | 0.61 | 0.61 | 0.62 | 0.63 | Surged Optimistic | Afghanistan | AFG | 2022-01-02 | v8 | TRUE
https://raw.githubusercontent.com/mrc-ide/global-lmic-reports/master/AFG/projections.csv | 2021-01-06 | Reff | 0.58 | 0.59 | 0.6 | 0.6 | 0.61 | 0.62 | Surged Optimistic | Afghanistan | AFG | 2022-01-02 | v8 | TRUE
https://raw.githubusercontent.com/mrc-ide/global-lmic-reports/master/AFG/projections.csv | 2021-01-06 | infections | 1543.45 | 1644.88 | 1745.97 | 1745.23 | 1850 | 1984.54 | Surged Pessimistic | Afghanistan | AFG | 2022-01-02 | v8 | TRUE
https://raw.githubusercontent.com/mrc-ide/global-lmic-reports/master/AFG/projections.csv | 2021-01-06 | deaths | 8.71 | 9.42 | 9.78 | 9.82 | 10.15 | 11.12 | Surged Pessimistic | Afghanistan | AFG | 2022-01-02 | v8 | TRUE
https://raw.githubusercontent.com/mrc-ide/global-lmic-reports/master/AFG/projections.csv | 2021-01-06 | hospital_demand | 306.29 | 331.59 | 346.1 | 345.71 | 357.03 | 391.87 | Surged Pessimistic | Afghanistan | AFG | 2022-01-02 | v8 | TRUE
https://raw.githubusercontent.com/mrc-ide/global-lmic-reports/master/AFG/projections.csv | 2021-01-06 | ICU_demand | 128.31 | 138.51 | 143.68 | 144.19 | 148.59 | 163.32 | Surged Pessimistic | Afghanistan | AFG | 2022-01-02 | v8 | TRUE
https://raw.githubusercontent.com/mrc-ide/global-lmic-reports/master/AFG/projections.csv | 2021-01-06 | hospital_incidence | 24.69 | 26.49 | 28.15 | 28.17 | 29.75 | 31.48 | Surged Pessimistic | Afghanistan | AFG | 2022-01-02 | v8 | TRUE
https://raw.githubusercontent.com/mrc-ide/global-lmic-reports/master/AFG/projections.csv | 2021-01-06 | ICU_incidence | 7.06 | 7.57 | 8.05 | 8.05 | 8.5 | 9 | Surged Pessimistic | Afghanistan | AFG | 2022-01-02 | v8 | TRUE
https://raw.githubusercontent.com/mrc-ide/global-lmic-reports/master/AFG/projections.csv | 2021-01-06 | prevalence | 14573.83 | 15552.89 | 16514.16 | 16517.8 | 17322.16 | 18491.14 | Surged Pessimistic | Afghanistan | AFG | 2022-01-02 | v8 | TRUE
https://raw.githubusercontent.com/mrc-ide/global-lmic-reports/master/AFG/projections.csv | 2021-01-06 | cumulative_infections | 988156.54 | 1031292.35 | 1060922.75 | 1059406.7 | 1088902.45 | 1138549.9 | Surged Pessimistic | Afghanistan | AFG | 2022-01-02 | v8 | TRUE
https://raw.githubusercontent.com/mrc-ide/global-lmic-reports/master/AFG/projections.csv | 2021-01-06 | cumulative_deaths | 2014.23 | 2100.21 | 2162.22 | 2155.56 | 2213.74 | 2313.17 | Surged Pessimistic | Afghanistan | AFG | 2022-01-02 | v8 | TRUE
https://raw.githubusercontent.com/mrc-ide/global-lmic-reports/master/AFG/projections.csv | 2021-01-06 | Rt | 0.59 | 0.61 | 0.61 | 0.61 | 0.62 | 0.63 | Surged Pessimistic | Afghanistan | AFG | 2022-01-02 | v8 | TRUE
https://raw.githubusercontent.com/mrc-ide/global-lmic-reports/master/AFG/projections.csv | 2021-01-06 | Reff | 0.58 | 0.59 | 0.6 | 0.6 | 0.61 | 0.62 | Surged Pessimistic | Afghanistan | AFG | 2022-01-02 | v8 | TRUE
https://raw.githubusercontent.com/mrc-ide/global-lmic-reports/master/AFG/projections.csv | 2021-01-06 | infections | 1543.45 | 1644.88 | 1745.97 | 1745.23 | 1850 | 1984.54 | Surged Relax Interventions 50% | Afghanistan | AFG | 2022-01-02 | v8 | TRUE
https://raw.githubusercontent.com/mrc-ide/global-lmic-reports/master/AFG/projections.csv | 2021-01-06 | deaths | 8.71 | 9.42 | 9.78 | 9.82 | 10.15 | 11.12 | Surged Relax Interventions 50% | Afghanistan | AFG | 2022-01-02 | v8 | TRUE
https://raw.githubusercontent.com/mrc-ide/global-lmic-reports/master/AFG/projections.csv | 2021-01-06 | hospital_demand | 306.29 | 331.59 | 346.1 | 345.71 | 357.03 | 391.87 | Surged Relax Interventions 50% | Afghanistan | AFG | 2022-01-02 | v8 | TRUE
https://raw.githubusercontent.com/mrc-ide/global-lmic-reports/master/AFG/projections.csv | 2021-01-06 | ICU_demand | 128.31 | 138.51 | 143.68 | 144.19 | 148.59 | 163.32 | Surged Relax Interventions 50% | Afghanistan | AFG | 2022-01-02 | v8 | TRUE
https://raw.githubusercontent.com/mrc-ide/global-lmic-reports/master/AFG/projections.csv | 2021-01-06 | hospital_incidence | 24.69 | 26.49 | 28.15 | 28.17 | 29.75 | 31.48 | Surged Relax Interventions 50% | Afghanistan | AFG | 2022-01-02 | v8 | TRUE
https://raw.githubusercontent.com/mrc-ide/global-lmic-reports/master/AFG/projections.csv | 2021-01-06 | ICU_incidence | 7.06 | 7.57 | 8.05 | 8.05 | 8.5 | 9 | Surged Relax Interventions 50% | Afghanistan | AFG | 2022-01-02 | v8 | TRUE
https://raw.githubusercontent.com/mrc-ide/global-lmic-reports/master/AFG/projections.csv | 2021-01-06 | prevalence | 14573.83 | 15552.89 | 16514.16 | 16517.8 | 17322.16 | 18491.14 | Surged Relax Interventions 50% | Afghanistan | AFG | 2022-01-02 | v8 | TRUE
https://raw.githubusercontent.com/mrc-ide/global-lmic-reports/master/AFG/projections.csv | 2021-01-06 | cumulative_infections | 988156.54 | 1031292.35 | 1060922.75 | 1059406.7 | 1088902.45 | 1138549.9 | Surged Relax Interventions 50% | Afghanistan | AFG | 2022-01-02 | v8 | TRUE
https://raw.githubusercontent.com/mrc-ide/global-lmic-reports/master/AFG/projections.csv | 2021-01-06 | cumulative_deaths | 2014.23 | 2100.21 | 2162.22 | 2155.56 | 2213.74 | 2313.17 | Surged Relax Interventions 50% | Afghanistan | AFG | 2022-01-02 | v8 | TRUE
https://raw.githubusercontent.com/mrc-ide/global-lmic-reports/master/AFG/projections.csv | 2021-01-06 | Rt | 0.59 | 0.61 | 0.61 | 0.61 | 0.62 | 0.63 | Surged Relax Interventions 50% | Afghanistan | AFG | 2022-01-02 | v8 | TRUE
https://raw.githubusercontent.com/mrc-ide/global-lmic-reports/master/AFG/projections.csv | 2021-01-06 | Reff | 0.58 | 0.59 | 0.6 | 0.6 | 0.61 | 0.62 | Surged Relax Interventions 50% | Afghanistan | AFG | 2022-01-02 | v8 | TRUE
https://raw.githubusercontent.com/mrc-ide/global-lmic-reports/master/AFG/projections.csv | 2021-01-07 | infections | 1446.25 | 1572.89 | 1636.33 | 1639.06 | 1692.23 | 1894.75 | Additional 50% Reduction | Afghanistan | AFG | 2022-01-02 | v8 | TRUE
https://raw.githubusercontent.com/mrc-ide/global-lmic-reports/master/AFG/projections.csv | 2021-01-07 | deaths | 8.73 | 9.35 | 9.7 | 9.77 | 10.2 | 10.97 | Additional 50% Reduction | Afghanistan | AFG | 2022-01-02 | v8 | TRUE
https://raw.githubusercontent.com/mrc-ide/global-lmic-reports/master/AFG/projections.csv | 2021-01-07 | hospital_demand | 305.69 | 326.95 | 338.22 | 341.67 | 357.19 | 383.6 | Additional 50% Reduction | Afghanistan | AFG | 2022-01-02 | v8 | TRUE
https://raw.githubusercontent.com/mrc-ide/global-lmic-reports/master/AFG/projections.csv | 2021-01-07 | ICU_demand | 128.37 | 137.73 | 142.13 | 143.11 | 149.26 | 161.11 | Additional 50% Reduction | Afghanistan | AFG | 2022-01-02 | v8 | TRUE
https://raw.githubusercontent.com/mrc-ide/global-lmic-reports/master/AFG/projections.csv | 2021-01-07 | hospital_incidence | 24.1 | 25.71 | 27.18 | 27.2 | 28.45 | 31.76 | Additional 50% Reduction | Afghanistan | AFG | 2022-01-02 | v8 | TRUE
https://raw.githubusercontent.com/mrc-ide/global-lmic-reports/master/AFG/projections.csv | 2021-01-07 | ICU_incidence | 6.89 | 7.35 | 7.77 | 7.77 | 8.13 | 9.08 | Additional 50% Reduction | Afghanistan | AFG | 2022-01-02 | v8 | TRUE
https://raw.githubusercontent.com/mrc-ide/global-lmic-reports/master/AFG/projections.csv | 2021-01-07 | prevalence | 13896.66 | 14838.09 | 15626.08 | 15728.86 | 16425.8 | 18297.62 | Additional 50% Reduction | Afghanistan | AFG | 2022-01-02 | v8 | TRUE
https://raw.githubusercontent.com/mrc-ide/global-lmic-reports/master/AFG/projections.csv | 2021-01-07 | cumulative_infections | 996773.2 | 1035613.92 | 1070660.97 | 1071923.1 | 1085664.72 | 1188036.49 | Additional 50% Reduction | Afghanistan | AFG | 2022-01-02 | v8 | TRUE
https://raw.githubusercontent.com/mrc-ide/global-lmic-reports/master/AFG/projections.csv | 2021-01-07 | cumulative_deaths | 2023.91 | 2127.53 | 2191.87 | 2199.66 | 2241.69 | 2466.71 | Additional 50% Reduction | Afghanistan | AFG | 2022-01-02 | v8 | TRUE
https://raw.githubusercontent.com/mrc-ide/global-lmic-reports/master/AFG/projections.csv | 2021-01-07 | Rt | 0.58 | 0.6 | 0.61 | 0.61 | 0.62 | 0.64 | Additional 50% Reduction | Afghanistan | AFG | 2022-01-02 | v8 | TRUE
https://raw.githubusercontent.com/mrc-ide/global-lmic-reports/master/AFG/projections.csv | 2021-01-07 | Reff | 0.57 | 0.58 | 0.59 | 0.59 | 0.6 | 0.62 | Additional 50% Reduction | Afghanistan | AFG | 2022-01-02 | v8 | TRUE
https://raw.githubusercontent.com/mrc-ide/global-lmic-reports/master/AFG/projections.csv | 2021-01-07 | infections | 1446.25 | 1572.89 | 1636.33 | 1639.06 | 1692.23 | 1894.75 | Maintain Status Quo | Afghanistan | AFG | 2022-01-02 | v8 | TRUE
https://raw.githubusercontent.com/mrc-ide/global-lmic-reports/master/AFG/projections.csv | 2021-01-07 | deaths | 8.73 | 9.35 | 9.7 | 9.77 | 10.2 | 10.97 | Maintain Status Quo | Afghanistan | AFG | 2022-01-02 | v8 | TRUE
https://raw.githubusercontent.com/mrc-ide/global-lmic-reports/master/AFG/projections.csv | 2021-01-07 | hospital_demand | 305.69 | 326.95 | 338.22 | 341.67 | 357.19 | 383.6 | Maintain Status Quo | Afghanistan | AFG | 2022-01-02 | v8 | TRUE
https://raw.githubusercontent.com/mrc-ide/global-lmic-reports/master/AFG/projections.csv | 2021-01-07 | ICU_demand | 128.37 | 137.73 | 142.13 | 143.11 | 149.26 | 161.11 | Maintain Status Quo | Afghanistan | AFG | 2022-01-02 | v8 | TRUE
https://raw.githubusercontent.com/mrc-ide/global-lmic-reports/master/AFG/projections.csv | 2021-01-07 | hospital_incidence | 24.1 | 25.71 | 27.18 | 27.2 | 28.45 | 31.76 | Maintain Status Quo | Afghanistan | AFG | 2022-01-02 | v8 | TRUE
https://raw.githubusercontent.com/mrc-ide/global-lmic-reports/master/AFG/projections.csv | 2021-01-07 | ICU_incidence | 6.89 | 7.35 | 7.77 | 7.77 | 8.13 | 9.08 | Maintain Status Quo | Afghanistan | AFG | 2022-01-02 | v8 | TRUE
https://raw.githubusercontent.com/mrc-ide/global-lmic-reports/master/AFG/projections.csv | 2021-01-07 | prevalence | 13896.66 | 14838.09 | 15626.08 | 15728.86 | 16425.8 | 18297.62 | Maintain Status Quo | Afghanistan | AFG | 2022-01-02 | v8 | TRUE
https://raw.githubusercontent.com/mrc-ide/global-lmic-reports/master/AFG/projections.csv | 2021-01-07 | cumulative_infections | 996773.2 | 1035613.92 | 1070660.97 | 1071923.1 | 1085664.72 | 1188036.49 | Maintain Status Quo | Afghanistan | AFG | 2022-01-02 | v8 | TRUE
https://raw.githubusercontent.com/mrc-ide/global-lmic-reports/master/AFG/projections.csv | 2021-01-07 | cumulative_deaths | 2023.91 | 2127.53 | 2191.87 | 2199.66 | 2241.69 | 2466.71 | Maintain Status Quo | Afghanistan | AFG | 2022-01-02 | v8 | TRUE
https://raw.githubusercontent.com/mrc-ide/global-lmic-reports/master/AFG/projections.csv | 2021-01-07 | Rt | 0.58 | 0.6 | 0.61 | 0.61 | 0.62 | 0.64 | Maintain Status Quo | Afghanistan | AFG | 2022-01-02 | v8 | TRUE
https://raw.githubusercontent.com/mrc-ide/global-lmic-reports/master/AFG/projections.csv | 2021-01-07 | Reff | 0.57 | 0.58 | 0.59 | 0.59 | 0.6 | 0.62 | Maintain Status Quo | Afghanistan | AFG | 2022-01-02 | v8 | TRUE
https://raw.githubusercontent.com/mrc-ide/global-lmic-reports/master/AFG/projections.csv | 2021-01-07 | infections | 1446.25 | 1572.89 | 1636.33 | 1639.06 | 1692.23 | 1894.75 | Optimistic | Afghanistan | AFG | 2022-01-02 | v8 | TRUE
https://raw.githubusercontent.com/mrc-ide/global-lmic-reports/master/AFG/projections.csv | 2021-01-07 | deaths | 8.73 | 9.35 | 9.7 | 9.77 | 10.2 | 10.97 | Optimistic | Afghanistan | AFG | 2022-01-02 | v8 | TRUE
https://raw.githubusercontent.com/mrc-ide/global-lmic-reports/master/AFG/projections.csv | 2021-01-07 | hospital_demand | 305.69 | 326.95 | 338.22 | 341.67 | 357.19 | 383.6 | Optimistic | Afghanistan | AFG | 2022-01-02 | v8 | TRUE
https://raw.githubusercontent.com/mrc-ide/global-lmic-reports/master/AFG/projections.csv | 2021-01-07 | ICU_demand | 128.37 | 137.73 | 142.13 | 143.11 | 149.26 | 161.11 | Optimistic | Afghanistan | AFG | 2022-01-02 | v8 | TRUE
https://raw.githubusercontent.com/mrc-ide/global-lmic-reports/master/AFG/projections.csv | 2021-01-07 | hospital_incidence | 24.1 | 25.71 | 27.18 | 27.2 | 28.45 | 31.76 | Optimistic | Afghanistan | AFG | 2022-01-02 | v8 | TRUE
https://raw.githubusercontent.com/mrc-ide/global-lmic-reports/master/AFG/projections.csv | 2021-01-07 | ICU_incidence | 6.89 | 7.35 | 7.77 | 7.77 | 8.13 | 9.08 | Optimistic | Afghanistan | AFG | 2022-01-02 | v8 | TRUE
https://raw.githubusercontent.com/mrc-ide/global-lmic-reports/master/AFG/projections.csv | 2021-01-07 | prevalence | 13896.66 | 14838.09 | 15626.08 | 15728.86 | 16425.8 | 18297.62 | Optimistic | Afghanistan | AFG | 2022-01-02 | v8 | TRUE
https://raw.githubusercontent.com/mrc-ide/global-lmic-reports/master/AFG/projections.csv | 2021-01-07 | cumulative_infections | 996773.2 | 1035613.92 | 1070660.97 | 1071923.1 | 1085664.72 | 1188036.49 | Optimistic | Afghanistan | AFG | 2022-01-02 | v8 | TRUE
https://raw.githubusercontent.com/mrc-ide/global-lmic-reports/master/AFG/projections.csv | 2021-01-07 | cumulative_deaths | 2023.91 | 2127.53 | 2191.87 | 2199.66 | 2241.69 | 2466.71 | Optimistic | Afghanistan | AFG | 2022-01-02 | v8 | TRUE
https://raw.githubusercontent.com/mrc-ide/global-lmic-reports/master/AFG/projections.csv | 2021-01-07 | Rt | 0.58 | 0.6 | 0.61 | 0.61 | 0.62 | 0.64 | Optimistic | Afghanistan | AFG | 2022-01-02 | v8 | TRUE
https://raw.githubusercontent.com/mrc-ide/global-lmic-reports/master/AFG/projections.csv | 2021-01-07 | Reff | 0.57 | 0.58 | 0.59 | 0.59 | 0.6 | 0.62 | Optimistic | Afghanistan | AFG | 2022-01-02 | v8 | TRUE
https://raw.githubusercontent.com/mrc-ide/global-lmic-reports/master/AFG/projections.csv | 2021-01-07 | infections | 1446.25 | 1572.89 | 1636.33 | 1639.06 | 1692.23 | 1894.75 | Pessimistic | Afghanistan | AFG | 2022-01-02 | v8 | TRUE
https://raw.githubusercontent.com/mrc-ide/global-lmic-reports/master/AFG/projections.csv | 2021-01-07 | deaths | 8.73 | 9.35 | 9.7 | 9.77 | 10.2 | 10.97 | Pessimistic | Afghanistan | AFG | 2022-01-02 | v8 | TRUE
https://raw.githubusercontent.com/mrc-ide/global-lmic-reports/master/AFG/projections.csv | 2021-01-07 | hospital_demand | 305.69 | 326.95 | 338.22 | 341.67 | 357.19 | 383.6 | Pessimistic | Afghanistan | AFG | 2022-01-02 | v8 | TRUE
https://raw.githubusercontent.com/mrc-ide/global-lmic-reports/master/AFG/projections.csv | 2021-01-07 | ICU_demand | 128.37 | 137.73 | 142.13 | 143.11 | 149.26 | 161.11 | Pessimistic | Afghanistan | AFG | 2022-01-02 | v8 | TRUE
https://raw.githubusercontent.com/mrc-ide/global-lmic-reports/master/AFG/projections.csv | 2021-01-07 | hospital_incidence | 24.1 | 25.71 | 27.18 | 27.2 | 28.45 | 31.76 | Pessimistic | Afghanistan | AFG | 2022-01-02 | v8 | TRUE
https://raw.githubusercontent.com/mrc-ide/global-lmic-reports/master/AFG/projections.csv | 2021-01-07 | ICU_incidence | 6.89 | 7.35 | 7.77 | 7.77 | 8.13 | 9.08 | Pessimistic | Afghanistan | AFG | 2022-01-02 | v8 | TRUE
https://raw.githubusercontent.com/mrc-ide/global-lmic-reports/master/AFG/projections.csv | 2021-01-07 | prevalence | 13896.66 | 14838.09 | 15626.08 | 15728.86 | 16425.8 | 18297.62 | Pessimistic | Afghanistan | AFG | 2022-01-02 | v8 | TRUE
https://raw.githubusercontent.com/mrc-ide/global-lmic-reports/master/AFG/projections.csv | 2021-01-07 | cumulative_infections | 996773.2 | 1035613.92 | 1070660.97 | 1071923.1 | 1085664.72 | 1188036.49 | Pessimistic | Afghanistan | AFG | 2022-01-02 | v8 | TRUE
https://raw.githubusercontent.com/mrc-ide/global-lmic-reports/master/AFG/projections.csv | 2021-01-07 | cumulative_deaths | 2023.91 | 2127.53 | 2191.87 | 2199.66 | 2241.69 | 2466.71 | Pessimistic | Afghanistan | AFG | 2022-01-02 | v8 | TRUE
https://raw.githubusercontent.com/mrc-ide/global-lmic-reports/master/AFG/projections.csv | 2021-01-07 | Rt | 0.58 | 0.6 | 0.61 | 0.61 | 0.62 | 0.64 | Pessimistic | Afghanistan | AFG | 2022-01-02 | v8 | TRUE
https://raw.githubusercontent.com/mrc-ide/global-lmic-reports/master/AFG/projections.csv | 2021-01-07 | Reff | 0.57 | 0.58 | 0.59 | 0.59 | 0.6 | 0.62 | Pessimistic | Afghanistan | AFG | 2022-01-02 | v8 | TRUE
https://raw.githubusercontent.com/mrc-ide/global-lmic-reports/master/AFG/projections.csv | 2021-01-07 | infections | 1446.25 | 1572.89 | 1636.33 | 1639.06 | 1692.23 | 1894.75 | Relax Interventions 50% | Afghanistan | AFG | 2022-01-02 | v8 | TRUE
https://raw.githubusercontent.com/mrc-ide/global-lmic-reports/master/AFG/projections.csv | 2021-01-07 | deaths | 8.73 | 9.35 | 9.7 | 9.77 | 10.2 | 10.97 | Relax Interventions 50% | Afghanistan | AFG | 2022-01-02 | v8 | TRUE
https://raw.githubusercontent.com/mrc-ide/global-lmic-reports/master/AFG/projections.csv | 2021-01-07 | hospital_demand | 305.69 | 326.95 | 338.22 | 341.67 | 357.19 | 383.6 | Relax Interventions 50% | Afghanistan | AFG | 2022-01-02 | v8 | TRUE
https://raw.githubusercontent.com/mrc-ide/global-lmic-reports/master/AFG/projections.csv | 2021-01-07 | ICU_demand | 128.37 | 137.73 | 142.13 | 143.11 | 149.26 | 161.11 | Relax Interventions 50% | Afghanistan | AFG | 2022-01-02 | v8 | TRUE
https://raw.githubusercontent.com/mrc-ide/global-lmic-reports/master/AFG/projections.csv | 2021-01-07 | hospital_incidence | 24.1 | 25.71 | 27.18 | 27.2 | 28.45 | 31.76 | Relax Interventions 50% | Afghanistan | AFG | 2022-01-02 | v8 | TRUE
https://raw.githubusercontent.com/mrc-ide/global-lmic-reports/master/AFG/projections.csv | 2021-01-07 | ICU_incidence | 6.89 | 7.35 | 7.77 | 7.77 | 8.13 | 9.08 | Relax Interventions 50% | Afghanistan | AFG | 2022-01-02 | v8 | TRUE
https://raw.githubusercontent.com/mrc-ide/global-lmic-reports/master/AFG/projections.csv | 2021-01-07 | prevalence | 13896.66 | 14838.09 | 15626.08 | 15728.86 | 16425.8 | 18297.62 | Relax Interventions 50% | Afghanistan | AFG | 2022-01-02 | v8 | TRUE
https://raw.githubusercontent.com/mrc-ide/global-lmic-reports/master/AFG/projections.csv | 2021-01-07 | cumulative_infections | 996773.2 | 1035613.92 | 1070660.97 | 1071923.1 | 1085664.72 | 1188036.49 | Relax Interventions 50% | Afghanistan | AFG | 2022-01-02 | v8 | TRUE
https://raw.githubusercontent.com/mrc-ide/global-lmic-reports/master/AFG/projections.csv | 2021-01-07 | cumulative_deaths | 2023.91 | 2127.53 | 2191.87 | 2199.66 | 2241.69 | 2466.71 | Relax Interventions 50% | Afghanistan | AFG | 2022-01-02 | v8 | TRUE
https://raw.githubusercontent.com/mrc-ide/global-lmic-reports/master/AFG/projections.csv | 2021-01-07 | Rt | 0.58 | 0.6 | 0.61 | 0.61 | 0.62 | 0.64 | Relax Interventions 50% | Afghanistan | AFG | 2022-01-02 | v8 | TRUE
https://raw.githubusercontent.com/mrc-ide/global-lmic-reports/master/AFG/projections.csv | 2021-01-07 | Reff | 0.57 | 0.58 | 0.59 | 0.59 | 0.6 | 0.62 | Relax Interventions 50% | Afghanistan | AFG | 2022-01-02 | v8 | TRUE
https://raw.githubusercontent.com/mrc-ide/global-lmic-reports/master/AFG/projections.csv | 2021-01-07 | infections | 1420.95 | 1519.56 | 1610.27 | 1608.21 | 1697.3 | 1815.36 | Surged Additional 50% Reduction | Afghanistan | AFG | 2022-01-02 | v8 | TRUE
https://raw.githubusercontent.com/mrc-ide/global-lmic-reports/master/AFG/projections.csv | 2021-01-07 | deaths | 8.49 | 9.19 | 9.54 | 9.56 | 9.86 | 10.83 | Surged Additional 50% Reduction | Afghanistan | AFG | 2022-01-02 | v8 | TRUE
https://raw.githubusercontent.com/mrc-ide/global-lmic-reports/master/AFG/projections.csv | 2021-01-07 | hospital_demand | 296.31 | 319.98 | 334.37 | 334.57 | 346.21 | 378.13 | Surged Additional 50% Reduction | Afghanistan | AFG | 2022-01-02 | v8 | TRUE
https://raw.githubusercontent.com/mrc-ide/global-lmic-reports/master/AFG/projections.csv | 2021-01-07 | ICU_demand | 124.79 | 134.62 | 139.74 | 140.19 | 144.25 | 158.68 | Surged Additional 50% Reduction | Afghanistan | AFG | 2022-01-02 | v8 | TRUE
https://raw.githubusercontent.com/mrc-ide/global-lmic-reports/master/AFG/projections.csv | 2021-01-07 | hospital_incidence | 23.39 | 25.08 | 26.63 | 26.67 | 28.18 | 29.83 | Surged Additional 50% Reduction | Afghanistan | AFG | 2022-01-02 | v8 | TRUE
https://raw.githubusercontent.com/mrc-ide/global-lmic-reports/master/AFG/projections.csv | 2021-01-07 | ICU_incidence | 6.69 | 7.17 | 7.61 | 7.62 | 8.05 | 8.53 | Surged Additional 50% Reduction | Afghanistan | AFG | 2022-01-02 | v8 | TRUE
https://raw.githubusercontent.com/mrc-ide/global-lmic-reports/master/AFG/projections.csv | 2021-01-07 | prevalence | 13641.61 | 14517.05 | 15405.95 | 15424.14 | 16188.16 | 17289.66 | Surged Additional 50% Reduction | Afghanistan | AFG | 2022-01-02 | v8 | TRUE
https://raw.githubusercontent.com/mrc-ide/global-lmic-reports/master/AFG/projections.csv | 2021-01-07 | cumulative_infections | 989642.27 | 1032865.86 | 1062411.41 | 1061014.91 | 1090523.35 | 1140257.61 | Surged Additional 50% Reduction | Afghanistan | AFG | 2022-01-02 | v8 | TRUE
https://raw.githubusercontent.com/mrc-ide/global-lmic-reports/master/AFG/projections.csv | 2021-01-07 | cumulative_deaths | 2022.97 | 2109.49 | 2171.82 | 2165.12 | 2223.49 | 2323.79 | Surged Additional 50% Reduction | Afghanistan | AFG | 2022-01-02 | v8 | TRUE
https://raw.githubusercontent.com/mrc-ide/global-lmic-reports/master/AFG/projections.csv | 2021-01-07 | Rt | 0.58 | 0.6 | 0.61 | 0.61 | 0.62 | 0.63 | Surged Additional 50% Reduction | Afghanistan | AFG | 2022-01-02 | v8 | TRUE
https://raw.githubusercontent.com/mrc-ide/global-lmic-reports/master/AFG/projections.csv | 2021-01-07 | Reff | 0.57 | 0.58 | 0.59 | 0.59 | 0.6 | 0.61 | Surged Additional 50% Reduction | Afghanistan | AFG | 2022-01-02 | v8 | TRUE
https://raw.githubusercontent.com/mrc-ide/global-lmic-reports/master/AFG/projections.csv | 2021-01-07 | infections | 1420.95 | 1519.56 | 1610.27 | 1608.21 | 1697.3 | 1815.36 | Surged Maintain Status Quo | Afghanistan | AFG | 2022-01-02 | v8 | TRUE
https://raw.githubusercontent.com/mrc-ide/global-lmic-reports/master/AFG/projections.csv | 2021-01-07 | deaths | 8.49 | 9.19 | 9.54 | 9.56 | 9.86 | 10.83 | Surged Maintain Status Quo | Afghanistan | AFG | 2022-01-02 | v8 | TRUE
https://raw.githubusercontent.com/mrc-ide/global-lmic-reports/master/AFG/projections.csv | 2021-01-07 | hospital_demand | 296.31 | 319.98 | 334.37 | 334.57 | 346.21 | 378.13 | Surged Maintain Status Quo | Afghanistan | AFG | 2022-01-02 | v8 | TRUE
https://raw.githubusercontent.com/mrc-ide/global-lmic-reports/master/AFG/projections.csv | 2021-01-07 | ICU_demand | 124.79 | 134.62 | 139.74 | 140.19 | 144.25 | 158.68 | Surged Maintain Status Quo | Afghanistan | AFG | 2022-01-02 | v8 | TRUE
https://raw.githubusercontent.com/mrc-ide/global-lmic-reports/master/AFG/projections.csv | 2021-01-07 | hospital_incidence | 23.39 | 25.08 | 26.63 | 26.67 | 28.18 | 29.83 | Surged Maintain Status Quo | Afghanistan | AFG | 2022-01-02 | v8 | TRUE
https://raw.githubusercontent.com/mrc-ide/global-lmic-reports/master/AFG/projections.csv | 2021-01-07 | ICU_incidence | 6.69 | 7.17 | 7.61 | 7.62 | 8.05 | 8.53 | Surged Maintain Status Quo | Afghanistan | AFG | 2022-01-02 | v8 | TRUE
https://raw.githubusercontent.com/mrc-ide/global-lmic-reports/master/AFG/projections.csv | 2021-01-07 | prevalence | 13641.61 | 14517.05 | 15405.95 | 15424.14 | 16188.16 | 17289.66 | Surged Maintain Status Quo | Afghanistan | AFG | 2022-01-02 | v8 | TRUE
https://raw.githubusercontent.com/mrc-ide/global-lmic-reports/master/AFG/projections.csv | 2021-01-07 | cumulative_infections | 989642.27 | 1032865.86 | 1062411.41 | 1061014.91 | 1090523.35 | 1140257.61 | Surged Maintain Status Quo | Afghanistan | AFG | 2022-01-02 | v8 | TRUE
https://raw.githubusercontent.com/mrc-ide/global-lmic-reports/master/AFG/projections.csv | 2021-01-07 | cumulative_deaths | 2022.97 | 2109.49 | 2171.82 | 2165.12 | 2223.49 | 2323.79 | Surged Maintain Status Quo | Afghanistan | AFG | 2022-01-02 | v8 | TRUE
https://raw.githubusercontent.com/mrc-ide/global-lmic-reports/master/AFG/projections.csv | 2021-01-07 | Rt | 0.58 | 0.6 | 0.61 | 0.61 | 0.62 | 0.63 | Surged Maintain Status Quo | Afghanistan | AFG | 2022-01-02 | v8 | TRUE
https://raw.githubusercontent.com/mrc-ide/global-lmic-reports/master/AFG/projections.csv | 2021-01-07 | Reff | 0.57 | 0.58 | 0.59 | 0.59 | 0.6 | 0.61 | Surged Maintain Status Quo | Afghanistan | AFG | 2022-01-02 | v8 | TRUE
https://raw.githubusercontent.com/mrc-ide/global-lmic-reports/master/AFG/projections.csv | 2021-01-07 | infections | 1420.95 | 1519.56 | 1610.27 | 1608.21 | 1697.3 | 1815.36 | Surged Optimistic | Afghanistan | AFG | 2022-01-02 | v8 | TRUE
https://raw.githubusercontent.com/mrc-ide/global-lmic-reports/master/AFG/projections.csv | 2021-01-07 | deaths | 8.49 | 9.19 | 9.54 | 9.56 | 9.86 | 10.83 | Surged Optimistic | Afghanistan | AFG | 2022-01-02 | v8 | TRUE
https://raw.githubusercontent.com/mrc-ide/global-lmic-reports/master/AFG/projections.csv | 2021-01-07 | hospital_demand | 296.31 | 319.98 | 334.37 | 334.57 | 346.21 | 378.13 | Surged Optimistic | Afghanistan | AFG | 2022-01-02 | v8 | TRUE
https://raw.githubusercontent.com/mrc-ide/global-lmic-reports/master/AFG/projections.csv | 2021-01-07 | ICU_demand | 124.79 | 134.62 | 139.74 | 140.19 | 144.25 | 158.68 | Surged Optimistic | Afghanistan | AFG | 2022-01-02 | v8 | TRUE
https://raw.githubusercontent.com/mrc-ide/global-lmic-reports/master/AFG/projections.csv | 2021-01-07 | hospital_incidence | 23.39 | 25.08 | 26.63 | 26.67 | 28.18 | 29.83 | Surged Optimistic | Afghanistan | AFG | 2022-01-02 | v8 | TRUE
https://raw.githubusercontent.com/mrc-ide/global-lmic-reports/master/AFG/projections.csv | 2021-01-07 | ICU_incidence | 6.69 | 7.17 | 7.61 | 7.62 | 8.05 | 8.53 | Surged Optimistic | Afghanistan | AFG | 2022-01-02 | v8 | TRUE
https://raw.githubusercontent.com/mrc-ide/global-lmic-reports/master/AFG/projections.csv | 2021-01-07 | prevalence | 13641.61 | 14517.05 | 15405.95 | 15424.14 | 16188.16 | 17289.66 | Surged Optimistic | Afghanistan | AFG | 2022-01-02 | v8 | TRUE
https://raw.githubusercontent.com/mrc-ide/global-lmic-reports/master/AFG/projections.csv | 2021-01-07 | cumulative_infections | 989642.27 | 1032865.86 | 1062411.41 | 1061014.91 | 1090523.35 | 1140257.61 | Surged Optimistic | Afghanistan | AFG | 2022-01-02 | v8 | TRUE
https://raw.githubusercontent.com/mrc-ide/global-lmic-reports/master/AFG/projections.csv | 2021-01-07 | cumulative_deaths | 2022.97 | 2109.49 | 2171.82 | 2165.12 | 2223.49 | 2323.79 | Surged Optimistic | Afghanistan | AFG | 2022-01-02 | v8 | TRUE
https://raw.githubusercontent.com/mrc-ide/global-lmic-reports/master/AFG/projections.csv | 2021-01-07 | Rt | 0.58 | 0.6 | 0.61 | 0.61 | 0.62 | 0.63 | Surged Optimistic | Afghanistan | AFG | 2022-01-02 | v8 | TRUE
https://raw.githubusercontent.com/mrc-ide/global-lmic-reports/master/AFG/projections.csv | 2021-01-07 | Reff | 0.57 | 0.58 | 0.59 | 0.59 | 0.6 | 0.61 | Surged Optimistic | Afghanistan | AFG | 2022-01-02 | v8 | TRUE
https://raw.githubusercontent.com/mrc-ide/global-lmic-reports/master/AFG/projections.csv | 2021-01-07 | infections | 1420.95 | 1519.56 | 1610.27 | 1608.21 | 1697.3 | 1815.36 | Surged Pessimistic | Afghanistan | AFG | 2022-01-02 | v8 | TRUE
https://raw.githubusercontent.com/mrc-ide/global-lmic-reports/master/AFG/projections.csv | 2021-01-07 | deaths | 8.49 | 9.19 | 9.54 | 9.56 | 9.86 | 10.83 | Surged Pessimistic | Afghanistan | AFG | 2022-01-02 | v8 | TRUE
https://raw.githubusercontent.com/mrc-ide/global-lmic-reports/master/AFG/projections.csv | 2021-01-07 | hospital_demand | 296.31 | 319.98 | 334.37 | 334.57 | 346.21 | 378.13 | Surged Pessimistic | Afghanistan | AFG | 2022-01-02 | v8 | TRUE
https://raw.githubusercontent.com/mrc-ide/global-lmic-reports/master/AFG/projections.csv | 2021-01-07 | ICU_demand | 124.79 | 134.62 | 139.74 | 140.19 | 144.25 | 158.68 | Surged Pessimistic | Afghanistan | AFG | 2022-01-02 | v8 | TRUE
https://raw.githubusercontent.com/mrc-ide/global-lmic-reports/master/AFG/projections.csv | 2021-01-07 | hospital_incidence | 23.39 | 25.08 | 26.63 | 26.67 | 28.18 | 29.83 | Surged Pessimistic | Afghanistan | AFG | 2022-01-02 | v8 | TRUE
https://raw.githubusercontent.com/mrc-ide/global-lmic-reports/master/AFG/projections.csv | 2021-01-07 | ICU_incidence | 6.69 | 7.17 | 7.61 | 7.62 | 8.05 | 8.53 | Surged Pessimistic | Afghanistan | AFG | 2022-01-02 | v8 | TRUE
https://raw.githubusercontent.com/mrc-ide/global-lmic-reports/master/AFG/projections.csv | 2021-01-07 | prevalence | 13641.61 | 14517.05 | 15405.95 | 15424.14 | 16188.16 | 17289.66 | Surged Pessimistic | Afghanistan | AFG | 2022-01-02 | v8 | TRUE
https://raw.githubusercontent.com/mrc-ide/global-lmic-reports/master/AFG/projections.csv | 2021-01-07 | cumulative_infections | 989642.27 | 1032865.86 | 1062411.41 | 1061014.91 | 1090523.35 | 1140257.61 | Surged Pessimistic | Afghanistan | AFG | 2022-01-02 | v8 | TRUE
https://raw.githubusercontent.com/mrc-ide/global-lmic-reports/master/AFG/projections.csv | 2021-01-07 | cumulative_deaths | 2022.97 | 2109.49 | 2171.82 | 2165.12 | 2223.49 | 2323.79 | Surged Pessimistic | Afghanistan | AFG | 2022-01-02 | v8 | TRUE
https://raw.githubusercontent.com/mrc-ide/global-lmic-reports/master/AFG/projections.csv | 2021-01-07 | Rt | 0.58 | 0.6 | 0.61 | 0.61 | 0.62 | 0.63 | Surged Pessimistic | Afghanistan | AFG | 2022-01-02 | v8 | TRUE
https://raw.githubusercontent.com/mrc-ide/global-lmic-reports/master/AFG/projections.csv | 2021-01-07 | Reff | 0.57 | 0.58 | 0.59 | 0.59 | 0.6 | 0.61 | Surged Pessimistic | Afghanistan | AFG | 2022-01-02 | v8 | TRUE
https://raw.githubusercontent.com/mrc-ide/global-lmic-reports/master/AFG/projections.csv | 2021-01-07 | infections | 1420.95 | 1519.56 | 1610.27 | 1608.21 | 1697.3 | 1815.36 | Surged Relax Interventions 50% | Afghanistan | AFG | 2022-01-02 | v8 | TRUE
https://raw.githubusercontent.com/mrc-ide/global-lmic-reports/master/AFG/projections.csv | 2021-01-07 | deaths | 8.49 | 9.19 | 9.54 | 9.56 | 9.86 | 10.83 | Surged Relax Interventions 50% | Afghanistan | AFG | 2022-01-02 | v8 | TRUE
https://raw.githubusercontent.com/mrc-ide/global-lmic-reports/master/AFG/projections.csv | 2021-01-07 | hospital_demand | 296.31 | 319.98 | 334.37 | 334.57 | 346.21 | 378.13 | Surged Relax Interventions 50% | Afghanistan | AFG | 2022-01-02 | v8 | TRUE
https://raw.githubusercontent.com/mrc-ide/global-lmic-reports/master/AFG/projections.csv | 2021-01-07 | ICU_demand | 124.79 | 134.62 | 139.74 | 140.19 | 144.25 | 158.68 | Surged Relax Interventions 50% | Afghanistan | AFG | 2022-01-02 | v8 | TRUE
https://raw.githubusercontent.com/mrc-ide/global-lmic-reports/master/AFG/projections.csv | 2021-01-07 | hospital_incidence | 23.39 | 25.08 | 26.63 | 26.67 | 28.18 | 29.83 | Surged Relax Interventions 50% | Afghanistan | AFG | 2022-01-02 | v8 | TRUE
https://raw.githubusercontent.com/mrc-ide/global-lmic-reports/master/AFG/projections.csv | 2021-01-07 | ICU_incidence | 6.69 | 7.17 | 7.61 | 7.62 | 8.05 | 8.53 | Surged Relax Interventions 50% | Afghanistan | AFG | 2022-01-02 | v8 | TRUE
https://raw.githubusercontent.com/mrc-ide/global-lmic-reports/master/AFG/projections.csv | 2021-01-07 | prevalence | 13641.61 | 14517.05 | 15405.95 | 15424.14 | 16188.16 | 17289.66 | Surged Relax Interventions 50% | Afghanistan | AFG | 2022-01-02 | v8 | TRUE
https://raw.githubusercontent.com/mrc-ide/global-lmic-reports/master/AFG/projections.csv | 2021-01-07 | cumulative_infections | 989642.27 | 1032865.86 | 1062411.41 | 1061014.91 | 1090523.35 | 1140257.61 | Surged Relax Interventions 50% | Afghanistan | AFG | 2022-01-02 | v8 | TRUE
https://raw.githubusercontent.com/mrc-ide/global-lmic-reports/master/AFG/projections.csv | 2021-01-07 | cumulative_deaths | 2022.97 | 2109.49 | 2171.82 | 2165.12 | 2223.49 | 2323.79 | Surged Relax Interventions 50% | Afghanistan | AFG | 2022-01-02 | v8 | TRUE
https://raw.githubusercontent.com/mrc-ide/global-lmic-reports/master/AFG/projections.csv | 2021-01-07 | Rt | 0.58 | 0.6 | 0.61 | 0.61 | 0.62 | 0.63 | Surged Relax Interventions 50% | Afghanistan | AFG | 2022-01-02 | v8 | TRUE
https://raw.githubusercontent.com/mrc-ide/global-lmic-reports/master/AFG/projections.csv | 2021-01-07 | Reff | 0.57 | 0.58 | 0.59 | 0.59 | 0.6 | 0.61 | Surged Relax Interventions 50% | Afghanistan | AFG | 2022-01-02 | v8 | TRUE
https://raw.githubusercontent.com/mrc-ide/global-lmic-reports/master/AFG/projections.csv | 2021-01-08 | infections | 1335.34 | 1462.26 | 1513.55 | 1515.59 | 1571.18 | 1751.46 | Additional 50% Reduction | Afghanistan | AFG | 2022-01-02 | v8 | TRUE
https://raw.githubusercontent.com/mrc-ide/global-lmic-reports/master/AFG/projections.csv | 2021-01-08 | deaths | 8.5 | 9.11 | 9.44 | 9.49 | 9.92 | 10.71 | Additional 50% Reduction | Afghanistan | AFG | 2022-01-02 | v8 | TRUE
https://raw.githubusercontent.com/mrc-ide/global-lmic-reports/master/AFG/projections.csv | 2021-01-08 | hospital_demand | 294.69 | 314.94 | 326.79 | 329.86 | 344.33 | 370.11 | Additional 50% Reduction | Afghanistan | AFG | 2022-01-02 | v8 | TRUE
https://raw.githubusercontent.com/mrc-ide/global-lmic-reports/master/AFG/projections.csv | 2021-01-08 | ICU_demand | 124.63 | 133.4 | 137.71 | 138.88 | 144.82 | 155.91 | Additional 50% Reduction | Afghanistan | AFG | 2022-01-02 | v8 | TRUE
https://raw.githubusercontent.com/mrc-ide/global-lmic-reports/master/AFG/projections.csv | 2021-01-08 | hospital_incidence | 22.72 | 24.2 | 25.62 | 25.65 | 26.85 | 29.96 | Additional 50% Reduction | Afghanistan | AFG | 2022-01-02 | v8 | TRUE
https://raw.githubusercontent.com/mrc-ide/global-lmic-reports/master/AFG/projections.csv | 2021-01-08 | ICU_incidence | 6.49 | 6.92 | 7.32 | 7.33 | 7.67 | 8.57 | Additional 50% Reduction | Afghanistan | AFG | 2022-01-02 | v8 | TRUE
https://raw.githubusercontent.com/mrc-ide/global-lmic-reports/master/AFG/projections.csv | 2021-01-08 | prevalence | 12955.41 | 13905.54 | 14595.57 | 14665.45 | 15280.83 | 17038.52 | Additional 50% Reduction | Afghanistan | AFG | 2022-01-02 | v8 | TRUE
https://raw.githubusercontent.com/mrc-ide/global-lmic-reports/master/AFG/projections.csv | 2021-01-08 | cumulative_infections | 998282.93 | 1037056.63 | 1072054.46 | 1073438.68 | 1087232.1 | 1189542.26 | Additional 50% Reduction | Afghanistan | AFG | 2022-01-02 | v8 | TRUE
https://raw.githubusercontent.com/mrc-ide/global-lmic-reports/master/AFG/projections.csv | 2021-01-08 | cumulative_deaths | 2033.26 | 2136.42 | 2201.74 | 2209.15 | 2251.08 | 2476.93 | Additional 50% Reduction | Afghanistan | AFG | 2022-01-02 | v8 | TRUE
https://raw.githubusercontent.com/mrc-ide/global-lmic-reports/master/AFG/projections.csv | 2021-01-08 | Rt | 0.59 | 0.6 | 0.61 | 0.61 | 0.62 | 0.64 | Additional 50% Reduction | Afghanistan | AFG | 2022-01-02 | v8 | TRUE
https://raw.githubusercontent.com/mrc-ide/global-lmic-reports/master/AFG/projections.csv | 2021-01-08 | Reff | 0.57 | 0.59 | 0.59 | 0.59 | 0.6 | 0.63 | Additional 50% Reduction | Afghanistan | AFG | 2022-01-02 | v8 | TRUE
https://raw.githubusercontent.com/mrc-ide/global-lmic-reports/master/AFG/projections.csv | 2021-01-08 | infections | 1335.34 | 1462.26 | 1513.55 | 1515.59 | 1571.18 | 1751.46 | Maintain Status Quo | Afghanistan | AFG | 2022-01-02 | v8 | TRUE
https://raw.githubusercontent.com/mrc-ide/global-lmic-reports/master/AFG/projections.csv | 2021-01-08 | deaths | 8.5 | 9.11 | 9.44 | 9.49 | 9.92 | 10.71 | Maintain Status Quo | Afghanistan | AFG | 2022-01-02 | v8 | TRUE
https://raw.githubusercontent.com/mrc-ide/global-lmic-reports/master/AFG/projections.csv | 2021-01-08 | hospital_demand | 294.69 | 314.94 | 326.79 | 329.86 | 344.33 | 370.11 | Maintain Status Quo | Afghanistan | AFG | 2022-01-02 | v8 | TRUE
https://raw.githubusercontent.com/mrc-ide/global-lmic-reports/master/AFG/projections.csv | 2021-01-08 | ICU_demand | 124.63 | 133.4 | 137.71 | 138.88 | 144.82 | 155.91 | Maintain Status Quo | Afghanistan | AFG | 2022-01-02 | v8 | TRUE
https://raw.githubusercontent.com/mrc-ide/global-lmic-reports/master/AFG/projections.csv | 2021-01-08 | hospital_incidence | 22.72 | 24.2 | 25.62 | 25.65 | 26.85 | 29.96 | Maintain Status Quo | Afghanistan | AFG | 2022-01-02 | v8 | TRUE
https://raw.githubusercontent.com/mrc-ide/global-lmic-reports/master/AFG/projections.csv | 2021-01-08 | ICU_incidence | 6.49 | 6.92 | 7.32 | 7.33 | 7.67 | 8.57 | Maintain Status Quo | Afghanistan | AFG | 2022-01-02 | v8 | TRUE
https://raw.githubusercontent.com/mrc-ide/global-lmic-reports/master/AFG/projections.csv | 2021-01-08 | prevalence | 12955.41 | 13905.54 | 14595.57 | 14665.45 | 15280.83 | 17038.52 | Maintain Status Quo | Afghanistan | AFG | 2022-01-02 | v8 | TRUE
https://raw.githubusercontent.com/mrc-ide/global-lmic-reports/master/AFG/projections.csv | 2021-01-08 | cumulative_infections | 998282.93 | 1037056.63 | 1072054.46 | 1073438.68 | 1087232.1 | 1189542.26 | Maintain Status Quo | Afghanistan | AFG | 2022-01-02 | v8 | TRUE
https://raw.githubusercontent.com/mrc-ide/global-lmic-reports/master/AFG/projections.csv | 2021-01-08 | cumulative_deaths | 2033.26 | 2136.42 | 2201.74 | 2209.15 | 2251.08 | 2476.93 | Maintain Status Quo | Afghanistan | AFG | 2022-01-02 | v8 | TRUE
https://raw.githubusercontent.com/mrc-ide/global-lmic-reports/master/AFG/projections.csv | 2021-01-08 | Rt | 0.59 | 0.6 | 0.61 | 0.61 | 0.62 | 0.64 | Maintain Status Quo | Afghanistan | AFG | 2022-01-02 | v8 | TRUE
https://raw.githubusercontent.com/mrc-ide/global-lmic-reports/master/AFG/projections.csv | 2021-01-08 | Reff | 0.57 | 0.59 | 0.59 | 0.59 | 0.6 | 0.63 | Maintain Status Quo | Afghanistan | AFG | 2022-01-02 | v8 | TRUE
https://raw.githubusercontent.com/mrc-ide/global-lmic-reports/master/AFG/projections.csv | 2021-01-08 | infections | 1335.34 | 1462.26 | 1513.55 | 1515.59 | 1571.18 | 1751.46 | Optimistic | Afghanistan | AFG | 2022-01-02 | v8 | TRUE
https://raw.githubusercontent.com/mrc-ide/global-lmic-reports/master/AFG/projections.csv | 2021-01-08 | deaths | 8.5 | 9.11 | 9.44 | 9.49 | 9.92 | 10.71 | Optimistic | Afghanistan | AFG | 2022-01-02 | v8 | TRUE
https://raw.githubusercontent.com/mrc-ide/global-lmic-reports/master/AFG/projections.csv | 2021-01-08 | hospital_demand | 294.69 | 314.94 | 326.79 | 329.86 | 344.33 | 370.11 | Optimistic | Afghanistan | AFG | 2022-01-02 | v8 | TRUE
https://raw.githubusercontent.com/mrc-ide/global-lmic-reports/master/AFG/projections.csv | 2021-01-08 | ICU_demand | 124.63 | 133.4 | 137.71 | 138.88 | 144.82 | 155.91 | Optimistic | Afghanistan | AFG | 2022-01-02 | v8 | TRUE
https://raw.githubusercontent.com/mrc-ide/global-lmic-reports/master/AFG/projections.csv | 2021-01-08 | hospital_incidence | 22.72 | 24.2 | 25.62 | 25.65 | 26.85 | 29.96 | Optimistic | Afghanistan | AFG | 2022-01-02 | v8 | TRUE
https://raw.githubusercontent.com/mrc-ide/global-lmic-reports/master/AFG/projections.csv | 2021-01-08 | ICU_incidence | 6.49 | 6.92 | 7.32 | 7.33 | 7.67 | 8.57 | Optimistic | Afghanistan | AFG | 2022-01-02 | v8 | TRUE
https://raw.githubusercontent.com/mrc-ide/global-lmic-reports/master/AFG/projections.csv | 2021-01-08 | prevalence | 12955.41 | 13905.54 | 14595.57 | 14665.45 | 15280.83 | 17038.52 | Optimistic | Afghanistan | AFG | 2022-01-02 | v8 | TRUE
https://raw.githubusercontent.com/mrc-ide/global-lmic-reports/master/AFG/projections.csv | 2021-01-08 | cumulative_infections | 998282.93 | 1037056.63 | 1072054.46 | 1073438.68 | 1087232.1 | 1189542.26 | Optimistic | Afghanistan | AFG | 2022-01-02 | v8 | TRUE
https://raw.githubusercontent.com/mrc-ide/global-lmic-reports/master/AFG/projections.csv | 2021-01-08 | cumulative_deaths | 2033.26 | 2136.42 | 2201.74 | 2209.15 | 2251.08 | 2476.93 | Optimistic | Afghanistan | AFG | 2022-01-02 | v8 | TRUE
https://raw.githubusercontent.com/mrc-ide/global-lmic-reports/master/AFG/projections.csv | 2021-01-08 | Rt | 0.59 | 0.6 | 0.61 | 0.61 | 0.62 | 0.64 | Optimistic | Afghanistan | AFG | 2022-01-02 | v8 | TRUE
https://raw.githubusercontent.com/mrc-ide/global-lmic-reports/master/AFG/projections.csv | 2021-01-08 | Reff | 0.57 | 0.59 | 0.59 | 0.59 | 0.6 | 0.63 | Optimistic | Afghanistan | AFG | 2022-01-02 | v8 | TRUE
https://raw.githubusercontent.com/mrc-ide/global-lmic-reports/master/AFG/projections.csv | 2021-01-08 | infections | 1335.34 | 1462.26 | 1513.55 | 1515.59 | 1571.18 | 1751.46 | Pessimistic | Afghanistan | AFG | 2022-01-02 | v8 | TRUE
https://raw.githubusercontent.com/mrc-ide/global-lmic-reports/master/AFG/projections.csv | 2021-01-08 | deaths | 8.5 | 9.11 | 9.44 | 9.49 | 9.92 | 10.71 | Pessimistic | Afghanistan | AFG | 2022-01-02 | v8 | TRUE
https://raw.githubusercontent.com/mrc-ide/global-lmic-reports/master/AFG/projections.csv | 2021-01-08 | hospital_demand | 294.69 | 314.94 | 326.79 | 329.86 | 344.33 | 370.11 | Pessimistic | Afghanistan | AFG | 2022-01-02 | v8 | TRUE
https://raw.githubusercontent.com/mrc-ide/global-lmic-reports/master/AFG/projections.csv | 2021-01-08 | ICU_demand | 124.63 | 133.4 | 137.71 | 138.88 | 144.82 | 155.91 | Pessimistic | Afghanistan | AFG | 2022-01-02 | v8 | TRUE
https://raw.githubusercontent.com/mrc-ide/global-lmic-reports/master/AFG/projections.csv | 2021-01-08 | hospital_incidence | 22.72 | 24.2 | 25.62 | 25.65 | 26.85 | 29.96 | Pessimistic | Afghanistan | AFG | 2022-01-02 | v8 | TRUE
https://raw.githubusercontent.com/mrc-ide/global-lmic-reports/master/AFG/projections.csv | 2021-01-08 | ICU_incidence | 6.49 | 6.92 | 7.32 | 7.33 | 7.67 | 8.57 | Pessimistic | Afghanistan | AFG | 2022-01-02 | v8 | TRUE
https://raw.githubusercontent.com/mrc-ide/global-lmic-reports/master/AFG/projections.csv | 2021-01-08 | prevalence | 12955.41 | 13905.54 | 14595.57 | 14665.45 | 15280.83 | 17038.52 | Pessimistic | Afghanistan | AFG | 2022-01-02 | v8 | TRUE
https://raw.githubusercontent.com/mrc-ide/global-lmic-reports/master/AFG/projections.csv | 2021-01-08 | cumulative_infections | 998282.93 | 1037056.63 | 1072054.46 | 1073438.68 | 1087232.1 | 1189542.26 | Pessimistic | Afghanistan | AFG | 2022-01-02 | v8 | TRUE
https://raw.githubusercontent.com/mrc-ide/global-lmic-reports/master/AFG/projections.csv | 2021-01-08 | cumulative_deaths | 2033.26 | 2136.42 | 2201.74 | 2209.15 | 2251.08 | 2476.93 | Pessimistic | Afghanistan | AFG | 2022-01-02 | v8 | TRUE
https://raw.githubusercontent.com/mrc-ide/global-lmic-reports/master/AFG/projections.csv | 2021-01-08 | Rt | 0.59 | 0.6 | 0.61 | 0.61 | 0.62 | 0.64 | Pessimistic | Afghanistan | AFG | 2022-01-02 | v8 | TRUE
https://raw.githubusercontent.com/mrc-ide/global-lmic-reports/master/AFG/projections.csv | 2021-01-08 | Reff | 0.57 | 0.59 | 0.59 | 0.59 | 0.6 | 0.63 | Pessimistic | Afghanistan | AFG | 2022-01-02 | v8 | TRUE
https://raw.githubusercontent.com/mrc-ide/global-lmic-reports/master/AFG/projections.csv | 2021-01-08 | infections | 1335.34 | 1462.26 | 1513.55 | 1515.59 | 1571.18 | 1751.46 | Relax Interventions 50% | Afghanistan | AFG | 2022-01-02 | v8 | TRUE
https://raw.githubusercontent.com/mrc-ide/global-lmic-reports/master/AFG/projections.csv | 2021-01-08 | deaths | 8.5 | 9.11 | 9.44 | 9.49 | 9.92 | 10.71 | Relax Interventions 50% | Afghanistan | AFG | 2022-01-02 | v8 | TRUE
https://raw.githubusercontent.com/mrc-ide/global-lmic-reports/master/AFG/projections.csv | 2021-01-08 | hospital_demand | 294.69 | 314.94 | 326.79 | 329.86 | 344.33 | 370.11 | Relax Interventions 50% | Afghanistan | AFG | 2022-01-02 | v8 | TRUE
https://raw.githubusercontent.com/mrc-ide/global-lmic-reports/master/AFG/projections.csv | 2021-01-08 | ICU_demand | 124.63 | 133.4 | 137.71 | 138.88 | 144.82 | 155.91 | Relax Interventions 50% | Afghanistan | AFG | 2022-01-02 | v8 | TRUE
https://raw.githubusercontent.com/mrc-ide/global-lmic-reports/master/AFG/projections.csv | 2021-01-08 | hospital_incidence | 22.72 | 24.2 | 25.62 | 25.65 | 26.85 | 29.96 | Relax Interventions 50% | Afghanistan | AFG | 2022-01-02 | v8 | TRUE
https://raw.githubusercontent.com/mrc-ide/global-lmic-reports/master/AFG/projections.csv | 2021-01-08 | ICU_incidence | 6.49 | 6.92 | 7.32 | 7.33 | 7.67 | 8.57 | Relax Interventions 50% | Afghanistan | AFG | 2022-01-02 | v8 | TRUE
https://raw.githubusercontent.com/mrc-ide/global-lmic-reports/master/AFG/projections.csv | 2021-01-08 | prevalence | 12955.41 | 13905.54 | 14595.57 | 14665.45 | 15280.83 | 17038.52 | Relax Interventions 50% | Afghanistan | AFG | 2022-01-02 | v8 | TRUE
https://raw.githubusercontent.com/mrc-ide/global-lmic-reports/master/AFG/projections.csv | 2021-01-08 | cumulative_infections | 998282.93 | 1037056.63 | 1072054.46 | 1073438.68 | 1087232.1 | 1189542.26 | Relax Interventions 50% | Afghanistan | AFG | 2022-01-02 | v8 | TRUE
https://raw.githubusercontent.com/mrc-ide/global-lmic-reports/master/AFG/projections.csv | 2021-01-08 | cumulative_deaths | 2033.26 | 2136.42 | 2201.74 | 2209.15 | 2251.08 | 2476.93 | Relax Interventions 50% | Afghanistan | AFG | 2022-01-02 | v8 | TRUE
https://raw.githubusercontent.com/mrc-ide/global-lmic-reports/master/AFG/projections.csv | 2021-01-08 | Rt | 0.59 | 0.6 | 0.61 | 0.61 | 0.62 | 0.64 | Relax Interventions 50% | Afghanistan | AFG | 2022-01-02 | v8 | TRUE
https://raw.githubusercontent.com/mrc-ide/global-lmic-reports/master/AFG/projections.csv | 2021-01-08 | Reff | 0.57 | 0.59 | 0.59 | 0.59 | 0.6 | 0.63 | Relax Interventions 50% | Afghanistan | AFG | 2022-01-02 | v8 | TRUE
https://raw.githubusercontent.com/mrc-ide/global-lmic-reports/master/AFG/projections.csv | 2021-01-08 | infections | 1321.3 | 1410.51 | 1487.66 | 1488.45 | 1564.36 | 1671.77 | Surged Additional 50% Reduction | Afghanistan | AFG | 2022-01-02 | v8 | TRUE
https://raw.githubusercontent.com/mrc-ide/global-lmic-reports/master/AFG/projections.csv | 2021-01-08 | deaths | 8.25 | 8.93 | 9.27 | 9.29 | 9.57 | 10.54 | Surged Additional 50% Reduction | Afghanistan | AFG | 2022-01-02 | v8 | TRUE
https://raw.githubusercontent.com/mrc-ide/global-lmic-reports/master/AFG/projections.csv | 2021-01-08 | hospital_demand | 286.01 | 307.88 | 322.23 | 323.04 | 334.61 | 364.11 | Surged Additional 50% Reduction | Afghanistan | AFG | 2022-01-02 | v8 | TRUE
https://raw.githubusercontent.com/mrc-ide/global-lmic-reports/master/AFG/projections.csv | 2021-01-08 | ICU_demand | 121.08 | 130.55 | 135.87 | 136.05 | 140.07 | 153.71 | Surged Additional 50% Reduction | Afghanistan | AFG | 2022-01-02 | v8 | TRUE
https://raw.githubusercontent.com/mrc-ide/global-lmic-reports/master/AFG/projections.csv | 2021-01-08 | hospital_incidence | 22.09 | 23.68 | 25.1 | 25.15 | 26.5 | 28.13 | Surged Additional 50% Reduction | Afghanistan | AFG | 2022-01-02 | v8 | TRUE
https://raw.githubusercontent.com/mrc-ide/global-lmic-reports/master/AFG/projections.csv | 2021-01-08 | ICU_incidence | 6.31 | 6.77 | 7.17 | 7.19 | 7.58 | 8.04 | Surged Additional 50% Reduction | Afghanistan | AFG | 2022-01-02 | v8 | TRUE
https://raw.githubusercontent.com/mrc-ide/global-lmic-reports/master/AFG/projections.csv | 2021-01-08 | prevalence | 12723.27 | 13533.96 | 14360.59 | 14383.51 | 15103.47 | 16154.74 | Surged Additional 50% Reduction | Afghanistan | AFG | 2022-01-02 | v8 | TRUE
https://raw.githubusercontent.com/mrc-ide/global-lmic-reports/master/AFG/projections.csv | 2021-01-08 | cumulative_infections | 991013.37 | 1034324.44 | 1063789.14 | 1062503.37 | 1092020.03 | 1141830.89 | Surged Additional 50% Reduction | Afghanistan | AFG | 2022-01-02 | v8 | TRUE
https://raw.githubusercontent.com/mrc-ide/global-lmic-reports/master/AFG/projections.csv | 2021-01-08 | cumulative_deaths | 2031.45 | 2118.46 | 2181.15 | 2174.42 | 2233 | 2334.08 | Surged Additional 50% Reduction | Afghanistan | AFG | 2022-01-02 | v8 | TRUE
https://raw.githubusercontent.com/mrc-ide/global-lmic-reports/master/AFG/projections.csv | 2021-01-08 | Rt | 0.59 | 0.6 | 0.61 | 0.61 | 0.62 | 0.63 | Surged Additional 50% Reduction | Afghanistan | AFG | 2022-01-02 | v8 | TRUE
https://raw.githubusercontent.com/mrc-ide/global-lmic-reports/master/AFG/projections.csv | 2021-01-08 | Reff | 0.57 | 0.59 | 0.59 | 0.59 | 0.6 | 0.62 | Surged Additional 50% Reduction | Afghanistan | AFG | 2022-01-02 | v8 | TRUE
https://raw.githubusercontent.com/mrc-ide/global-lmic-reports/master/AFG/projections.csv | 2021-01-08 | infections | 1321.3 | 1410.51 | 1487.66 | 1488.45 | 1564.36 | 1671.77 | Surged Maintain Status Quo | Afghanistan | AFG | 2022-01-02 | v8 | TRUE
https://raw.githubusercontent.com/mrc-ide/global-lmic-reports/master/AFG/projections.csv | 2021-01-08 | deaths | 8.25 | 8.93 | 9.27 | 9.29 | 9.57 | 10.54 | Surged Maintain Status Quo | Afghanistan | AFG | 2022-01-02 | v8 | TRUE
https://raw.githubusercontent.com/mrc-ide/global-lmic-reports/master/AFG/projections.csv | 2021-01-08 | hospital_demand | 286.01 | 307.88 | 322.23 | 323.04 | 334.61 | 364.11 | Surged Maintain Status Quo | Afghanistan | AFG | 2022-01-02 | v8 | TRUE
https://raw.githubusercontent.com/mrc-ide/global-lmic-reports/master/AFG/projections.csv | 2021-01-08 | ICU_demand | 121.08 | 130.55 | 135.87 | 136.05 | 140.07 | 153.71 | Surged Maintain Status Quo | Afghanistan | AFG | 2022-01-02 | v8 | TRUE
https://raw.githubusercontent.com/mrc-ide/global-lmic-reports/master/AFG/projections.csv | 2021-01-08 | hospital_incidence | 22.09 | 23.68 | 25.1 | 25.15 | 26.5 | 28.13 | Surged Maintain Status Quo | Afghanistan | AFG | 2022-01-02 | v8 | TRUE
https://raw.githubusercontent.com/mrc-ide/global-lmic-reports/master/AFG/projections.csv | 2021-01-08 | ICU_incidence | 6.31 | 6.77 | 7.17 | 7.19 | 7.58 | 8.04 | Surged Maintain Status Quo | Afghanistan | AFG | 2022-01-02 | v8 | TRUE
https://raw.githubusercontent.com/mrc-ide/global-lmic-reports/master/AFG/projections.csv | 2021-01-08 | prevalence | 12723.27 | 13533.96 | 14360.59 | 14383.51 | 15103.47 | 16154.74 | Surged Maintain Status Quo | Afghanistan | AFG | 2022-01-02 | v8 | TRUE
https://raw.githubusercontent.com/mrc-ide/global-lmic-reports/master/AFG/projections.csv | 2021-01-08 | cumulative_infections | 991013.37 | 1034324.44 | 1063789.14 | 1062503.37 | 1092020.03 | 1141830.89 | Surged Maintain Status Quo | Afghanistan | AFG | 2022-01-02 | v8 | TRUE
https://raw.githubusercontent.com/mrc-ide/global-lmic-reports/master/AFG/projections.csv | 2021-01-08 | cumulative_deaths | 2031.45 | 2118.46 | 2181.15 | 2174.42 | 2233 | 2334.08 | Surged Maintain Status Quo | Afghanistan | AFG | 2022-01-02 | v8 | TRUE
https://raw.githubusercontent.com/mrc-ide/global-lmic-reports/master/AFG/projections.csv | 2021-01-08 | Rt | 0.59 | 0.6 | 0.61 | 0.61 | 0.62 | 0.63 | Surged Maintain Status Quo | Afghanistan | AFG | 2022-01-02 | v8 | TRUE
https://raw.githubusercontent.com/mrc-ide/global-lmic-reports/master/AFG/projections.csv | 2021-01-08 | Reff | 0.57 | 0.59 | 0.59 | 0.59 | 0.6 | 0.62 | Surged Maintain Status Quo | Afghanistan | AFG | 2022-01-02 | v8 | TRUE
https://raw.githubusercontent.com/mrc-ide/global-lmic-reports/master/AFG/projections.csv | 2021-01-08 | infections | 1321.3 | 1410.51 | 1487.66 | 1488.45 | 1564.36 | 1671.77 | Surged Optimistic | Afghanistan | AFG | 2022-01-02 | v8 | TRUE
https://raw.githubusercontent.com/mrc-ide/global-lmic-reports/master/AFG/projections.csv | 2021-01-08 | deaths | 8.25 | 8.93 | 9.27 | 9.29 | 9.57 | 10.54 | Surged Optimistic | Afghanistan | AFG | 2022-01-02 | v8 | TRUE
https://raw.githubusercontent.com/mrc-ide/global-lmic-reports/master/AFG/projections.csv | 2021-01-08 | hospital_demand | 286.01 | 307.88 | 322.23 | 323.04 | 334.61 | 364.11 | Surged Optimistic | Afghanistan | AFG | 2022-01-02 | v8 | TRUE
https://raw.githubusercontent.com/mrc-ide/global-lmic-reports/master/AFG/projections.csv | 2021-01-08 | ICU_demand | 121.08 | 130.55 | 135.87 | 136.05 | 140.07 | 153.71 | Surged Optimistic | Afghanistan | AFG | 2022-01-02 | v8 | TRUE
https://raw.githubusercontent.com/mrc-ide/global-lmic-reports/master/AFG/projections.csv | 2021-01-08 | hospital_incidence | 22.09 | 23.68 | 25.1 | 25.15 | 26.5 | 28.13 | Surged Optimistic | Afghanistan | AFG | 2022-01-02 | v8 | TRUE
https://raw.githubusercontent.com/mrc-ide/global-lmic-reports/master/AFG/projections.csv | 2021-01-08 | ICU_incidence | 6.31 | 6.77 | 7.17 | 7.19 | 7.58 | 8.04 | Surged Optimistic | Afghanistan | AFG | 2022-01-02 | v8 | TRUE
https://raw.githubusercontent.com/mrc-ide/global-lmic-reports/master/AFG/projections.csv | 2021-01-08 | prevalence | 12723.27 | 13533.96 | 14360.59 | 14383.51 | 15103.47 | 16154.74 | Surged Optimistic | Afghanistan | AFG | 2022-01-02 | v8 | TRUE
https://raw.githubusercontent.com/mrc-ide/global-lmic-reports/master/AFG/projections.csv | 2021-01-08 | cumulative_infections | 991013.37 | 1034324.44 | 1063789.14 | 1062503.37 | 1092020.03 | 1141830.89 | Surged Optimistic | Afghanistan | AFG | 2022-01-02 | v8 | TRUE
https://raw.githubusercontent.com/mrc-ide/global-lmic-reports/master/AFG/projections.csv | 2021-01-08 | cumulative_deaths | 2031.45 | 2118.46 | 2181.15 | 2174.42 | 2233 | 2334.08 | Surged Optimistic | Afghanistan | AFG | 2022-01-02 | v8 | TRUE
https://raw.githubusercontent.com/mrc-ide/global-lmic-reports/master/AFG/projections.csv | 2021-01-08 | Rt | 0.59 | 0.6 | 0.61 | 0.61 | 0.62 | 0.63 | Surged Optimistic | Afghanistan | AFG | 2022-01-02 | v8 | TRUE
https://raw.githubusercontent.com/mrc-ide/global-lmic-reports/master/AFG/projections.csv | 2021-01-08 | Reff | 0.57 | 0.59 | 0.59 | 0.59 | 0.6 | 0.62 | Surged Optimistic | Afghanistan | AFG | 2022-01-02 | v8 | TRUE
https://raw.githubusercontent.com/mrc-ide/global-lmic-reports/master/AFG/projections.csv | 2021-01-08 | infections | 1321.3 | 1410.51 | 1487.66 | 1488.45 | 1564.36 | 1671.77 | Surged Pessimistic | Afghanistan | AFG | 2022-01-02 | v8 | TRUE
https://raw.githubusercontent.com/mrc-ide/global-lmic-reports/master/AFG/projections.csv | 2021-01-08 | deaths | 8.25 | 8.93 | 9.27 | 9.29 | 9.57 | 10.54 | Surged Pessimistic | Afghanistan | AFG | 2022-01-02 | v8 | TRUE
https://raw.githubusercontent.com/mrc-ide/global-lmic-reports/master/AFG/projections.csv | 2021-01-08 | hospital_demand | 286.01 | 307.88 | 322.23 | 323.04 | 334.61 | 364.11 | Surged Pessimistic | Afghanistan | AFG | 2022-01-02 | v8 | TRUE
https://raw.githubusercontent.com/mrc-ide/global-lmic-reports/master/AFG/projections.csv | 2021-01-08 | ICU_demand | 121.08 | 130.55 | 135.87 | 136.05 | 140.07 | 153.71 | Surged Pessimistic | Afghanistan | AFG | 2022-01-02 | v8 | TRUE
https://raw.githubusercontent.com/mrc-ide/global-lmic-reports/master/AFG/projections.csv | 2021-01-08 | hospital_incidence | 22.09 | 23.68 | 25.1 | 25.15 | 26.5 | 28.13 | Surged Pessimistic | Afghanistan | AFG | 2022-01-02 | v8 | TRUE
https://raw.githubusercontent.com/mrc-ide/global-lmic-reports/master/AFG/projections.csv | 2021-01-08 | ICU_incidence | 6.31 | 6.77 | 7.17 | 7.19 | 7.58 | 8.04 | Surged Pessimistic | Afghanistan | AFG | 2022-01-02 | v8 | TRUE
https://raw.githubusercontent.com/mrc-ide/global-lmic-reports/master/AFG/projections.csv | 2021-01-08 | prevalence | 12723.27 | 13533.96 | 14360.59 | 14383.51 | 15103.47 | 16154.74 | Surged Pessimistic | Afghanistan | AFG | 2022-01-02 | v8 | TRUE
https://raw.githubusercontent.com/mrc-ide/global-lmic-reports/master/AFG/projections.csv | 2021-01-08 | cumulative_infections | 991013.37 | 1034324.44 | 1063789.14 | 1062503.37 | 1092020.03 | 1141830.89 | Surged Pessimistic | Afghanistan | AFG | 2022-01-02 | v8 | TRUE
https://raw.githubusercontent.com/mrc-ide/global-lmic-reports/master/AFG/projections.csv | 2021-01-08 | cumulative_deaths | 2031.45 | 2118.46 | 2181.15 | 2174.42 | 2233 | 2334.08 | Surged Pessimistic | Afghanistan | AFG | 2022-01-02 | v8 | TRUE
https://raw.githubusercontent.com/mrc-ide/global-lmic-reports/master/AFG/projections.csv | 2021-01-08 | Rt | 0.59 | 0.6 | 0.61 | 0.61 | 0.62 | 0.63 | Surged Pessimistic | Afghanistan | AFG | 2022-01-02 | v8 | TRUE
https://raw.githubusercontent.com/mrc-ide/global-lmic-reports/master/AFG/projections.csv | 2021-01-08 | Reff | 0.57 | 0.59 | 0.59 | 0.59 | 0.6 | 0.62 | Surged Pessimistic | Afghanistan | AFG | 2022-01-02 | v8 | TRUE
https://raw.githubusercontent.com/mrc-ide/global-lmic-reports/master/AFG/projections.csv | 2021-01-08 | infections | 1321.3 | 1410.51 | 1487.66 | 1488.45 | 1564.36 | 1671.77 | Surged Relax Interventions 50% | Afghanistan | AFG | 2022-01-02 | v8 | TRUE
https://raw.githubusercontent.com/mrc-ide/global-lmic-reports/master/AFG/projections.csv | 2021-01-08 | deaths | 8.25 | 8.93 | 9.27 | 9.29 | 9.57 | 10.54 | Surged Relax Interventions 50% | Afghanistan | AFG | 2022-01-02 | v8 | TRUE
https://raw.githubusercontent.com/mrc-ide/global-lmic-reports/master/AFG/projections.csv | 2021-01-08 | hospital_demand | 286.01 | 307.88 | 322.23 | 323.04 | 334.61 | 364.11 | Surged Relax Interventions 50% | Afghanistan | AFG | 2022-01-02 | v8 | TRUE
https://raw.githubusercontent.com/mrc-ide/global-lmic-reports/master/AFG/projections.csv | 2021-01-08 | ICU_demand | 121.08 | 130.55 | 135.87 | 136.05 | 140.07 | 153.71 | Surged Relax Interventions 50% | Afghanistan | AFG | 2022-01-02 | v8 | TRUE
https://raw.githubusercontent.com/mrc-ide/global-lmic-reports/master/AFG/projections.csv | 2021-01-08 | hospital_incidence | 22.09 | 23.68 | 25.1 | 25.15 | 26.5 | 28.13 | Surged Relax Interventions 50% | Afghanistan | AFG | 2022-01-02 | v8 | TRUE
https://raw.githubusercontent.com/mrc-ide/global-lmic-reports/master/AFG/projections.csv | 2021-01-08 | ICU_incidence | 6.31 | 6.77 | 7.17 | 7.19 | 7.58 | 8.04 | Surged Relax Interventions 50% | Afghanistan | AFG | 2022-01-02 | v8 | TRUE
https://raw.githubusercontent.com/mrc-ide/global-lmic-reports/master/AFG/projections.csv | 2021-01-08 | prevalence | 12723.27 | 13533.96 | 14360.59 | 14383.51 | 15103.47 | 16154.74 | Surged Relax Interventions 50% | Afghanistan | AFG | 2022-01-02 | v8 | TRUE
https://raw.githubusercontent.com/mrc-ide/global-lmic-reports/master/AFG/projections.csv | 2021-01-08 | cumulative_infections | 991013.37 | 1034324.44 | 1063789.14 | 1062503.37 | 1092020.03 | 1141830.89 | Surged Relax Interventions 50% | Afghanistan | AFG | 2022-01-02 | v8 | TRUE
https://raw.githubusercontent.com/mrc-ide/global-lmic-reports/master/AFG/projections.csv | 2021-01-08 | cumulative_deaths | 2031.45 | 2118.46 | 2181.15 | 2174.42 | 2233 | 2334.08 | Surged Relax Interventions 50% | Afghanistan | AFG | 2022-01-02 | v8 | TRUE
https://raw.githubusercontent.com/mrc-ide/global-lmic-reports/master/AFG/projections.csv | 2021-01-08 | Rt | 0.59 | 0.6 | 0.61 | 0.61 | 0.62 | 0.63 | Surged Relax Interventions 50% | Afghanistan | AFG | 2022-01-02 | v8 | TRUE
https://raw.githubusercontent.com/mrc-ide/global-lmic-reports/master/AFG/projections.csv | 2021-01-08 | Reff | 0.57 | 0.59 | 0.59 | 0.59 | 0.6 | 0.62 | Surged Relax Interventions 50% | Afghanistan | AFG | 2022-01-02 | v8 | TRUE
https://raw.githubusercontent.com/mrc-ide/global-lmic-reports/master/AFG/projections.csv | 2021-01-09 | infections | 1249.45 | 1370.14 | 1423.2 | 1422.16 | 1472.41 | 1633.71 | Additional 50% Reduction | Afghanistan | AFG | 2022-01-02 | v8 | TRUE
https://raw.githubusercontent.com/mrc-ide/global-lmic-reports/master/AFG/projections.csv | 2021-01-09 | deaths | 8.25 | 8.85 | 9.15 | 9.21 | 9.62 | 10.36 | Additional 50% Reduction | Afghanistan | AFG | 2022-01-02 | v8 | TRUE
https://raw.githubusercontent.com/mrc-ide/global-lmic-reports/master/AFG/projections.csv | 2021-01-09 | hospital_demand | 283.43 | 302.74 | 315.01 | 317.69 | 332.04 | 357.69 | Additional 50% Reduction | Afghanistan | AFG | 2022-01-02 | v8 | TRUE
https://raw.githubusercontent.com/mrc-ide/global-lmic-reports/master/AFG/projections.csv | 2021-01-09 | ICU_demand | 120.65 | 128.98 | 133.18 | 134.5 | 140.22 | 150.7 | Additional 50% Reduction | Afghanistan | AFG | 2022-01-02 | v8 | TRUE
https://raw.githubusercontent.com/mrc-ide/global-lmic-reports/master/AFG/projections.csv | 2021-01-09 | hospital_incidence | 21.35 | 22.69 | 24.07 | 24.12 | 25.26 | 28.16 | Additional 50% Reduction | Afghanistan | AFG | 2022-01-02 | v8 | TRUE
https://raw.githubusercontent.com/mrc-ide/global-lmic-reports/master/AFG/projections.csv | 2021-01-09 | ICU_incidence | 6.1 | 6.49 | 6.88 | 6.89 | 7.22 | 8.05 | Additional 50% Reduction | Afghanistan | AFG | 2022-01-02 | v8 | TRUE
https://raw.githubusercontent.com/mrc-ide/global-lmic-reports/master/AFG/projections.csv | 2021-01-09 | prevalence | 12080.16 | 13023.93 | 13639.61 | 13677.48 | 14223.13 | 15869.23 | Additional 50% Reduction | Afghanistan | AFG | 2022-01-02 | v8 | TRUE
https://raw.githubusercontent.com/mrc-ide/global-lmic-reports/master/AFG/projections.csv | 2021-01-09 | cumulative_infections | 999699.13 | 1038405.27 | 1073361.46 | 1074860.85 | 1088701.04 | 1190952.94 | Additional 50% Reduction | Afghanistan | AFG | 2022-01-02 | v8 | TRUE
https://raw.githubusercontent.com/mrc-ide/global-lmic-reports/master/AFG/projections.csv | 2021-01-09 | cumulative_deaths | 2042.35 | 2145.06 | 2211.33 | 2218.36 | 2260.24 | 2486.82 | Additional 50% Reduction | Afghanistan | AFG | 2022-01-02 | v8 | TRUE
https://raw.githubusercontent.com/mrc-ide/global-lmic-reports/master/AFG/projections.csv | 2021-01-09 | Rt | 0.58 | 0.59 | 0.6 | 0.6 | 0.61 | 0.63 | Additional 50% Reduction | Afghanistan | AFG | 2022-01-02 | v8 | TRUE
https://raw.githubusercontent.com/mrc-ide/global-lmic-reports/master/AFG/projections.csv | 2021-01-09 | Reff | 0.56 | 0.58 | 0.59 | 0.59 | 0.6 | 0.62 | Additional 50% Reduction | Afghanistan | AFG | 2022-01-02 | v8 | TRUE
https://raw.githubusercontent.com/mrc-ide/global-lmic-reports/master/AFG/projections.csv | 2021-01-09 | infections | 1249.45 | 1370.14 | 1423.2 | 1422.16 | 1472.41 | 1633.71 | Maintain Status Quo | Afghanistan | AFG | 2022-01-02 | v8 | TRUE
https://raw.githubusercontent.com/mrc-ide/global-lmic-reports/master/AFG/projections.csv | 2021-01-09 | deaths | 8.25 | 8.85 | 9.15 | 9.21 | 9.62 | 10.36 | Maintain Status Quo | Afghanistan | AFG | 2022-01-02 | v8 | TRUE
https://raw.githubusercontent.com/mrc-ide/global-lmic-reports/master/AFG/projections.csv | 2021-01-09 | hospital_demand | 283.43 | 302.74 | 315.01 | 317.69 | 332.04 | 357.69 | Maintain Status Quo | Afghanistan | AFG | 2022-01-02 | v8 | TRUE
https://raw.githubusercontent.com/mrc-ide/global-lmic-reports/master/AFG/projections.csv | 2021-01-09 | ICU_demand | 120.65 | 128.98 | 133.18 | 134.5 | 140.22 | 150.7 | Maintain Status Quo | Afghanistan | AFG | 2022-01-02 | v8 | TRUE
https://raw.githubusercontent.com/mrc-ide/global-lmic-reports/master/AFG/projections.csv | 2021-01-09 | hospital_incidence | 21.35 | 22.69 | 24.07 | 24.12 | 25.26 | 28.16 | Maintain Status Quo | Afghanistan | AFG | 2022-01-02 | v8 | TRUE
https://raw.githubusercontent.com/mrc-ide/global-lmic-reports/master/AFG/projections.csv | 2021-01-09 | ICU_incidence | 6.1 | 6.49 | 6.88 | 6.89 | 7.22 | 8.05 | Maintain Status Quo | Afghanistan | AFG | 2022-01-02 | v8 | TRUE
https://raw.githubusercontent.com/mrc-ide/global-lmic-reports/master/AFG/projections.csv | 2021-01-09 | prevalence | 12080.16 | 13023.93 | 13639.61 | 13677.48 | 14223.13 | 15869.23 | Maintain Status Quo | Afghanistan | AFG | 2022-01-02 | v8 | TRUE
https://raw.githubusercontent.com/mrc-ide/global-lmic-reports/master/AFG/projections.csv | 2021-01-09 | cumulative_infections | 999699.13 | 1038405.27 | 1073361.46 | 1074860.85 | 1088701.04 | 1190952.94 | Maintain Status Quo | Afghanistan | AFG | 2022-01-02 | v8 | TRUE
https://raw.githubusercontent.com/mrc-ide/global-lmic-reports/master/AFG/projections.csv | 2021-01-09 | cumulative_deaths | 2042.35 | 2145.06 | 2211.33 | 2218.36 | 2260.24 | 2486.82 | Maintain Status Quo | Afghanistan | AFG | 2022-01-02 | v8 | TRUE
https://raw.githubusercontent.com/mrc-ide/global-lmic-reports/master/AFG/projections.csv | 2021-01-09 | Rt | 0.58 | 0.59 | 0.6 | 0.6 | 0.61 | 0.63 | Maintain Status Quo | Afghanistan | AFG | 2022-01-02 | v8 | TRUE
https://raw.githubusercontent.com/mrc-ide/global-lmic-reports/master/AFG/projections.csv | 2021-01-09 | Reff | 0.56 | 0.58 | 0.59 | 0.59 | 0.6 | 0.62 | Maintain Status Quo | Afghanistan | AFG | 2022-01-02 | v8 | TRUE
https://raw.githubusercontent.com/mrc-ide/global-lmic-reports/master/AFG/projections.csv | 2021-01-09 | infections | 1249.45 | 1370.14 | 1423.2 | 1422.16 | 1472.41 | 1633.71 | Optimistic | Afghanistan | AFG | 2022-01-02 | v8 | TRUE
https://raw.githubusercontent.com/mrc-ide/global-lmic-reports/master/AFG/projections.csv | 2021-01-09 | deaths | 8.25 | 8.85 | 9.15 | 9.21 | 9.62 | 10.36 | Optimistic | Afghanistan | AFG | 2022-01-02 | v8 | TRUE
https://raw.githubusercontent.com/mrc-ide/global-lmic-reports/master/AFG/projections.csv | 2021-01-09 | hospital_demand | 283.43 | 302.74 | 315.01 | 317.69 | 332.04 | 357.69 | Optimistic | Afghanistan | AFG | 2022-01-02 | v8 | TRUE
https://raw.githubusercontent.com/mrc-ide/global-lmic-reports/master/AFG/projections.csv | 2021-01-09 | ICU_demand | 120.65 | 128.98 | 133.18 | 134.5 | 140.22 | 150.7 | Optimistic | Afghanistan | AFG | 2022-01-02 | v8 | TRUE
https://raw.githubusercontent.com/mrc-ide/global-lmic-reports/master/AFG/projections.csv | 2021-01-09 | hospital_incidence | 21.35 | 22.69 | 24.07 | 24.12 | 25.26 | 28.16 | Optimistic | Afghanistan | AFG | 2022-01-02 | v8 | TRUE
https://raw.githubusercontent.com/mrc-ide/global-lmic-reports/master/AFG/projections.csv | 2021-01-09 | ICU_incidence | 6.1 | 6.49 | 6.88 | 6.89 | 7.22 | 8.05 | Optimistic | Afghanistan | AFG | 2022-01-02 | v8 | TRUE
https://raw.githubusercontent.com/mrc-ide/global-lmic-reports/master/AFG/projections.csv | 2021-01-09 | prevalence | 12080.16 | 13023.93 | 13639.61 | 13677.48 | 14223.13 | 15869.23 | Optimistic | Afghanistan | AFG | 2022-01-02 | v8 | TRUE
https://raw.githubusercontent.com/mrc-ide/global-lmic-reports/master/AFG/projections.csv | 2021-01-09 | cumulative_infections | 999699.13 | 1038405.27 | 1073361.46 | 1074860.85 | 1088701.04 | 1190952.94 | Optimistic | Afghanistan | AFG | 2022-01-02 | v8 | TRUE
https://raw.githubusercontent.com/mrc-ide/global-lmic-reports/master/AFG/projections.csv | 2021-01-09 | cumulative_deaths | 2042.35 | 2145.06 | 2211.33 | 2218.36 | 2260.24 | 2486.82 | Optimistic | Afghanistan | AFG | 2022-01-02 | v8 | TRUE
https://raw.githubusercontent.com/mrc-ide/global-lmic-reports/master/AFG/projections.csv | 2021-01-09 | Rt | 0.58 | 0.59 | 0.6 | 0.6 | 0.61 | 0.63 | Optimistic | Afghanistan | AFG | 2022-01-02 | v8 | TRUE
https://raw.githubusercontent.com/mrc-ide/global-lmic-reports/master/AFG/projections.csv | 2021-01-09 | Reff | 0.56 | 0.58 | 0.59 | 0.59 | 0.6 | 0.62 | Optimistic | Afghanistan | AFG | 2022-01-02 | v8 | TRUE
https://raw.githubusercontent.com/mrc-ide/global-lmic-reports/master/AFG/projections.csv | 2021-01-09 | infections | 1249.45 | 1370.14 | 1423.2 | 1422.16 | 1472.41 | 1633.71 | Pessimistic | Afghanistan | AFG | 2022-01-02 | v8 | TRUE
https://raw.githubusercontent.com/mrc-ide/global-lmic-reports/master/AFG/projections.csv | 2021-01-09 | deaths | 8.25 | 8.85 | 9.15 | 9.21 | 9.62 | 10.36 | Pessimistic | Afghanistan | AFG | 2022-01-02 | v8 | TRUE
https://raw.githubusercontent.com/mrc-ide/global-lmic-reports/master/AFG/projections.csv | 2021-01-09 | hospital_demand | 283.43 | 302.74 | 315.01 | 317.69 | 332.04 | 357.69 | Pessimistic | Afghanistan | AFG | 2022-01-02 | v8 | TRUE
https://raw.githubusercontent.com/mrc-ide/global-lmic-reports/master/AFG/projections.csv | 2021-01-09 | ICU_demand | 120.65 | 128.98 | 133.18 | 134.5 | 140.22 | 150.7 | Pessimistic | Afghanistan | AFG | 2022-01-02 | v8 | TRUE
https://raw.githubusercontent.com/mrc-ide/global-lmic-reports/master/AFG/projections.csv | 2021-01-09 | hospital_incidence | 21.35 | 22.69 | 24.07 | 24.12 | 25.26 | 28.16 | Pessimistic | Afghanistan | AFG | 2022-01-02 | v8 | TRUE
https://raw.githubusercontent.com/mrc-ide/global-lmic-reports/master/AFG/projections.csv | 2021-01-09 | ICU_incidence | 6.1 | 6.49 | 6.88 | 6.89 | 7.22 | 8.05 | Pessimistic | Afghanistan | AFG | 2022-01-02 | v8 | TRUE
https://raw.githubusercontent.com/mrc-ide/global-lmic-reports/master/AFG/projections.csv | 2021-01-09 | prevalence | 12080.16 | 13023.93 | 13639.61 | 13677.48 | 14223.13 | 15869.23 | Pessimistic | Afghanistan | AFG | 2022-01-02 | v8 | TRUE
https://raw.githubusercontent.com/mrc-ide/global-lmic-reports/master/AFG/projections.csv | 2021-01-09 | cumulative_infections | 999699.13 | 1038405.27 | 1073361.46 | 1074860.85 | 1088701.04 | 1190952.94 | Pessimistic | Afghanistan | AFG | 2022-01-02 | v8 | TRUE
https://raw.githubusercontent.com/mrc-ide/global-lmic-reports/master/AFG/projections.csv | 2021-01-09 | cumulative_deaths | 2042.35 | 2145.06 | 2211.33 | 2218.36 | 2260.24 | 2486.82 | Pessimistic | Afghanistan | AFG | 2022-01-02 | v8 | TRUE
https://raw.githubusercontent.com/mrc-ide/global-lmic-reports/master/AFG/projections.csv | 2021-01-09 | Rt | 0.58 | 0.59 | 0.6 | 0.6 | 0.61 | 0.63 | Pessimistic | Afghanistan | AFG | 2022-01-02 | v8 | TRUE
https://raw.githubusercontent.com/mrc-ide/global-lmic-reports/master/AFG/projections.csv | 2021-01-09 | Reff | 0.56 | 0.58 | 0.59 | 0.59 | 0.6 | 0.62 | Pessimistic | Afghanistan | AFG | 2022-01-02 | v8 | TRUE
https://raw.githubusercontent.com/mrc-ide/global-lmic-reports/master/AFG/projections.csv | 2021-01-09 | infections | 1249.45 | 1370.14 | 1423.2 | 1422.16 | 1472.41 | 1633.71 | Relax Interventions 50% | Afghanistan | AFG | 2022-01-02 | v8 | TRUE
https://raw.githubusercontent.com/mrc-ide/global-lmic-reports/master/AFG/projections.csv | 2021-01-09 | deaths | 8.25 | 8.85 | 9.15 | 9.21 | 9.62 | 10.36 | Relax Interventions 50% | Afghanistan | AFG | 2022-01-02 | v8 | TRUE
https://raw.githubusercontent.com/mrc-ide/global-lmic-reports/master/AFG/projections.csv | 2021-01-09 | hospital_demand | 283.43 | 302.74 | 315.01 | 317.69 | 332.04 | 357.69 | Relax Interventions 50% | Afghanistan | AFG | 2022-01-02 | v8 | TRUE
https://raw.githubusercontent.com/mrc-ide/global-lmic-reports/master/AFG/projections.csv | 2021-01-09 | ICU_demand | 120.65 | 128.98 | 133.18 | 134.5 | 140.22 | 150.7 | Relax Interventions 50% | Afghanistan | AFG | 2022-01-02 | v8 | TRUE
https://raw.githubusercontent.com/mrc-ide/global-lmic-reports/master/AFG/projections.csv | 2021-01-09 | hospital_incidence | 21.35 | 22.69 | 24.07 | 24.12 | 25.26 | 28.16 | Relax Interventions 50% | Afghanistan | AFG | 2022-01-02 | v8 | TRUE
https://raw.githubusercontent.com/mrc-ide/global-lmic-reports/master/AFG/projections.csv | 2021-01-09 | ICU_incidence | 6.1 | 6.49 | 6.88 | 6.89 | 7.22 | 8.05 | Relax Interventions 50% | Afghanistan | AFG | 2022-01-02 | v8 | TRUE
https://raw.githubusercontent.com/mrc-ide/global-lmic-reports/master/AFG/projections.csv | 2021-01-09 | prevalence | 12080.16 | 13023.93 | 13639.61 | 13677.48 | 14223.13 | 15869.23 | Relax Interventions 50% | Afghanistan | AFG | 2022-01-02 | v8 | TRUE
https://raw.githubusercontent.com/mrc-ide/global-lmic-reports/master/AFG/projections.csv | 2021-01-09 | cumulative_infections | 999699.13 | 1038405.27 | 1073361.46 | 1074860.85 | 1088701.04 | 1190952.94 | Relax Interventions 50% | Afghanistan | AFG | 2022-01-02 | v8 | TRUE
https://raw.githubusercontent.com/mrc-ide/global-lmic-reports/master/AFG/projections.csv | 2021-01-09 | cumulative_deaths | 2042.35 | 2145.06 | 2211.33 | 2218.36 | 2260.24 | 2486.82 | Relax Interventions 50% | Afghanistan | AFG | 2022-01-02 | v8 | TRUE
https://raw.githubusercontent.com/mrc-ide/global-lmic-reports/master/AFG/projections.csv | 2021-01-09 | Rt | 0.58 | 0.59 | 0.6 | 0.6 | 0.61 | 0.63 | Relax Interventions 50% | Afghanistan | AFG | 2022-01-02 | v8 | TRUE
https://raw.githubusercontent.com/mrc-ide/global-lmic-reports/master/AFG/projections.csv | 2021-01-09 | Reff | 0.56 | 0.58 | 0.59 | 0.59 | 0.6 | 0.62 | Relax Interventions 50% | Afghanistan | AFG | 2022-01-02 | v8 | TRUE
https://raw.githubusercontent.com/mrc-ide/global-lmic-reports/master/AFG/projections.csv | 2021-01-09 | infections | 1241.44 | 1323.94 | 1392.61 | 1396.1 | 1464.64 | 1572.19 | Surged Additional 50% Reduction | Afghanistan | AFG | 2022-01-02 | v8 | TRUE
https://raw.githubusercontent.com/mrc-ide/global-lmic-reports/master/AFG/projections.csv | 2021-01-09 | deaths | 8.01 | 8.66 | 9.01 | 9.02 | 9.29 | 10.23 | Surged Additional 50% Reduction | Afghanistan | AFG | 2022-01-02 | v8 | TRUE
https://raw.githubusercontent.com/mrc-ide/global-lmic-reports/master/AFG/projections.csv | 2021-01-09 | hospital_demand | 275.44 | 295.58 | 310.03 | 311.17 | 322.96 | 350.13 | Surged Additional 50% Reduction | Afghanistan | AFG | 2022-01-02 | v8 | TRUE
https://raw.githubusercontent.com/mrc-ide/global-lmic-reports/master/AFG/projections.csv | 2021-01-09 | ICU_demand | 117.2 | 126.34 | 131.44 | 131.77 | 135.93 | 148.63 | Surged Additional 50% Reduction | Afghanistan | AFG | 2022-01-02 | v8 | TRUE
https://raw.githubusercontent.com/mrc-ide/global-lmic-reports/master/AFG/projections.csv | 2021-01-09 | hospital_incidence | 20.8 | 22.29 | 23.63 | 23.65 | 24.86 | 26.45 | Surged Additional 50% Reduction | Afghanistan | AFG | 2022-01-02 | v8 | TRUE
https://raw.githubusercontent.com/mrc-ide/global-lmic-reports/master/AFG/projections.csv | 2021-01-09 | ICU_incidence | 5.95 | 6.37 | 6.75 | 6.76 | 7.11 | 7.56 | Surged Additional 50% Reduction | Afghanistan | AFG | 2022-01-02 | v8 | TRUE
https://raw.githubusercontent.com/mrc-ide/global-lmic-reports/master/AFG/projections.csv | 2021-01-09 | prevalence | 11869.32 | 12632.37 | 13416.32 | 13416.06 | 14088.04 | 15098.52 | Surged Additional 50% Reduction | Afghanistan | AFG | 2022-01-02 | v8 | TRUE
https://raw.githubusercontent.com/mrc-ide/global-lmic-reports/master/AFG/projections.csv | 2021-01-09 | cumulative_infections | 992299.58 | 1035697.59 | 1065077.07 | 1063899.47 | 1093415.83 | 1143309.29 | Surged Additional 50% Reduction | Afghanistan | AFG | 2022-01-02 | v8 | TRUE
https://raw.githubusercontent.com/mrc-ide/global-lmic-reports/master/AFG/projections.csv | 2021-01-09 | cumulative_deaths | 2039.66 | 2127.16 | 2190.19 | 2183.44 | 2242.24 | 2344.05 | Surged Additional 50% Reduction | Afghanistan | AFG | 2022-01-02 | v8 | TRUE
https://raw.githubusercontent.com/mrc-ide/global-lmic-reports/master/AFG/projections.csv | 2021-01-09 | Rt | 0.58 | 0.6 | 0.6 | 0.6 | 0.61 | 0.62 | Surged Additional 50% Reduction | Afghanistan | AFG | 2022-01-02 | v8 | TRUE
https://raw.githubusercontent.com/mrc-ide/global-lmic-reports/master/AFG/projections.csv | 2021-01-09 | Reff | 0.56 | 0.58 | 0.59 | 0.59 | 0.6 | 0.61 | Surged Additional 50% Reduction | Afghanistan | AFG | 2022-01-02 | v8 | TRUE
https://raw.githubusercontent.com/mrc-ide/global-lmic-reports/master/AFG/projections.csv | 2021-01-09 | infections | 1241.44 | 1323.94 | 1392.61 | 1396.1 | 1464.64 | 1572.19 | Surged Maintain Status Quo | Afghanistan | AFG | 2022-01-02 | v8 | TRUE
https://raw.githubusercontent.com/mrc-ide/global-lmic-reports/master/AFG/projections.csv | 2021-01-09 | deaths | 8.01 | 8.66 | 9.01 | 9.02 | 9.29 | 10.23 | Surged Maintain Status Quo | Afghanistan | AFG | 2022-01-02 | v8 | TRUE
https://raw.githubusercontent.com/mrc-ide/global-lmic-reports/master/AFG/projections.csv | 2021-01-09 | hospital_demand | 275.44 | 295.58 | 310.03 | 311.17 | 322.96 | 350.13 | Surged Maintain Status Quo | Afghanistan | AFG | 2022-01-02 | v8 | TRUE
https://raw.githubusercontent.com/mrc-ide/global-lmic-reports/master/AFG/projections.csv | 2021-01-09 | ICU_demand | 117.2 | 126.34 | 131.44 | 131.77 | 135.93 | 148.63 | Surged Maintain Status Quo | Afghanistan | AFG | 2022-01-02 | v8 | TRUE
https://raw.githubusercontent.com/mrc-ide/global-lmic-reports/master/AFG/projections.csv | 2021-01-09 | hospital_incidence | 20.8 | 22.29 | 23.63 | 23.65 | 24.86 | 26.45 | Surged Maintain Status Quo | Afghanistan | AFG | 2022-01-02 | v8 | TRUE
https://raw.githubusercontent.com/mrc-ide/global-lmic-reports/master/AFG/projections.csv | 2021-01-09 | ICU_incidence | 5.95 | 6.37 | 6.75 | 6.76 | 7.11 | 7.56 | Surged Maintain Status Quo | Afghanistan | AFG | 2022-01-02 | v8 | TRUE
https://raw.githubusercontent.com/mrc-ide/global-lmic-reports/master/AFG/projections.csv | 2021-01-09 | prevalence | 11869.32 | 12632.37 | 13416.32 | 13416.06 | 14088.04 | 15098.52 | Surged Maintain Status Quo | Afghanistan | AFG | 2022-01-02 | v8 | TRUE
https://raw.githubusercontent.com/mrc-ide/global-lmic-reports/master/AFG/projections.csv | 2021-01-09 | cumulative_infections | 992299.58 | 1035697.59 | 1065077.07 | 1063899.47 | 1093415.83 | 1143309.29 | Surged Maintain Status Quo | Afghanistan | AFG | 2022-01-02 | v8 | TRUE
https://raw.githubusercontent.com/mrc-ide/global-lmic-reports/master/AFG/projections.csv | 2021-01-09 | cumulative_deaths | 2039.66 | 2127.16 | 2190.19 | 2183.44 | 2242.24 | 2344.05 | Surged Maintain Status Quo | Afghanistan | AFG | 2022-01-02 | v8 | TRUE
https://raw.githubusercontent.com/mrc-ide/global-lmic-reports/master/AFG/projections.csv | 2021-01-09 | Rt | 0.58 | 0.6 | 0.6 | 0.6 | 0.61 | 0.62 | Surged Maintain Status Quo | Afghanistan | AFG | 2022-01-02 | v8 | TRUE
https://raw.githubusercontent.com/mrc-ide/global-lmic-reports/master/AFG/projections.csv | 2021-01-09 | Reff | 0.56 | 0.58 | 0.59 | 0.59 | 0.6 | 0.61 | Surged Maintain Status Quo | Afghanistan | AFG | 2022-01-02 | v8 | TRUE
https://raw.githubusercontent.com/mrc-ide/global-lmic-reports/master/AFG/projections.csv | 2021-01-09 | infections | 1241.44 | 1323.94 | 1392.61 | 1396.1 | 1464.64 | 1572.19 | Surged Optimistic | Afghanistan | AFG | 2022-01-02 | v8 | TRUE
https://raw.githubusercontent.com/mrc-ide/global-lmic-reports/master/AFG/projections.csv | 2021-01-09 | deaths | 8.01 | 8.66 | 9.01 | 9.02 | 9.29 | 10.23 | Surged Optimistic | Afghanistan | AFG | 2022-01-02 | v8 | TRUE
https://raw.githubusercontent.com/mrc-ide/global-lmic-reports/master/AFG/projections.csv | 2021-01-09 | hospital_demand | 275.44 | 295.58 | 310.03 | 311.17 | 322.96 | 350.13 | Surged Optimistic | Afghanistan | AFG | 2022-01-02 | v8 | TRUE
https://raw.githubusercontent.com/mrc-ide/global-lmic-reports/master/AFG/projections.csv | 2021-01-09 | ICU_demand | 117.2 | 126.34 | 131.44 | 131.77 | 135.93 | 148.63 | Surged Optimistic | Afghanistan | AFG | 2022-01-02 | v8 | TRUE
https://raw.githubusercontent.com/mrc-ide/global-lmic-reports/master/AFG/projections.csv | 2021-01-09 | hospital_incidence | 20.8 | 22.29 | 23.63 | 23.65 | 24.86 | 26.45 | Surged Optimistic | Afghanistan | AFG | 2022-01-02 | v8 | TRUE
https://raw.githubusercontent.com/mrc-ide/global-lmic-reports/master/AFG/projections.csv | 2021-01-09 | ICU_incidence | 5.95 | 6.37 | 6.75 | 6.76 | 7.11 | 7.56 | Surged Optimistic | Afghanistan | AFG | 2022-01-02 | v8 | TRUE
https://raw.githubusercontent.com/mrc-ide/global-lmic-reports/master/AFG/projections.csv | 2021-01-09 | prevalence | 11869.32 | 12632.37 | 13416.32 | 13416.06 | 14088.04 | 15098.52 | Surged Optimistic | Afghanistan | AFG | 2022-01-02 | v8 | TRUE
https://raw.githubusercontent.com/mrc-ide/global-lmic-reports/master/AFG/projections.csv | 2021-01-09 | cumulative_infections | 992299.58 | 1035697.59 | 1065077.07 | 1063899.47 | 1093415.83 | 1143309.29 | Surged Optimistic | Afghanistan | AFG | 2022-01-02 | v8 | TRUE
https://raw.githubusercontent.com/mrc-ide/global-lmic-reports/master/AFG/projections.csv | 2021-01-09 | cumulative_deaths | 2039.66 | 2127.16 | 2190.19 | 2183.44 | 2242.24 | 2344.05 | Surged Optimistic | Afghanistan | AFG | 2022-01-02 | v8 | TRUE
https://raw.githubusercontent.com/mrc-ide/global-lmic-reports/master/AFG/projections.csv | 2021-01-09 | Rt | 0.58 | 0.6 | 0.6 | 0.6 | 0.61 | 0.62 | Surged Optimistic | Afghanistan | AFG | 2022-01-02 | v8 | TRUE
https://raw.githubusercontent.com/mrc-ide/global-lmic-reports/master/AFG/projections.csv | 2021-01-09 | Reff | 0.56 | 0.58 | 0.59 | 0.59 | 0.6 | 0.61 | Surged Optimistic | Afghanistan | AFG | 2022-01-02 | v8 | TRUE
https://raw.githubusercontent.com/mrc-ide/global-lmic-reports/master/AFG/projections.csv | 2021-01-09 | infections | 1241.44 | 1323.94 | 1392.61 | 1396.1 | 1464.64 | 1572.19 | Surged Pessimistic | Afghanistan | AFG | 2022-01-02 | v8 | TRUE
https://raw.githubusercontent.com/mrc-ide/global-lmic-reports/master/AFG/projections.csv | 2021-01-09 | deaths | 8.01 | 8.66 | 9.01 | 9.02 | 9.29 | 10.23 | Surged Pessimistic | Afghanistan | AFG | 2022-01-02 | v8 | TRUE
https://raw.githubusercontent.com/mrc-ide/global-lmic-reports/master/AFG/projections.csv | 2021-01-09 | hospital_demand | 275.44 | 295.58 | 310.03 | 311.17 | 322.96 | 350.13 | Surged Pessimistic | Afghanistan | AFG | 2022-01-02 | v8 | TRUE
https://raw.githubusercontent.com/mrc-ide/global-lmic-reports/master/AFG/projections.csv | 2021-01-09 | ICU_demand | 117.2 | 126.34 | 131.44 | 131.77 | 135.93 | 148.63 | Surged Pessimistic | Afghanistan | AFG | 2022-01-02 | v8 | TRUE
https://raw.githubusercontent.com/mrc-ide/global-lmic-reports/master/AFG/projections.csv | 2021-01-09 | hospital_incidence | 20.8 | 22.29 | 23.63 | 23.65 | 24.86 | 26.45 | Surged Pessimistic | Afghanistan | AFG | 2022-01-02 | v8 | TRUE
https://raw.githubusercontent.com/mrc-ide/global-lmic-reports/master/AFG/projections.csv | 2021-01-09 | ICU_incidence | 5.95 | 6.37 | 6.75 | 6.76 | 7.11 | 7.56 | Surged Pessimistic | Afghanistan | AFG | 2022-01-02 | v8 | TRUE
https://raw.githubusercontent.com/mrc-ide/global-lmic-reports/master/AFG/projections.csv | 2021-01-09 | prevalence | 11869.32 | 12632.37 | 13416.32 | 13416.06 | 14088.04 | 15098.52 | Surged Pessimistic | Afghanistan | AFG | 2022-01-02 | v8 | TRUE
https://raw.githubusercontent.com/mrc-ide/global-lmic-reports/master/AFG/projections.csv | 2021-01-09 | cumulative_infections | 992299.58 | 1035697.59 | 1065077.07 | 1063899.47 | 1093415.83 | 1143309.29 | Surged Pessimistic | Afghanistan | AFG | 2022-01-02 | v8 | TRUE
https://raw.githubusercontent.com/mrc-ide/global-lmic-reports/master/AFG/projections.csv | 2021-01-09 | cumulative_deaths | 2039.66 | 2127.16 | 2190.19 | 2183.44 | 2242.24 | 2344.05 | Surged Pessimistic | Afghanistan | AFG | 2022-01-02 | v8 | TRUE
https://raw.githubusercontent.com/mrc-ide/global-lmic-reports/master/AFG/projections.csv | 2021-01-09 | Rt | 0.58 | 0.6 | 0.6 | 0.6 | 0.61 | 0.62 | Surged Pessimistic | Afghanistan | AFG | 2022-01-02 | v8 | TRUE
https://raw.githubusercontent.com/mrc-ide/global-lmic-reports/master/AFG/projections.csv | 2021-01-09 | Reff | 0.56 | 0.58 | 0.59 | 0.59 | 0.6 | 0.61 | Surged Pessimistic | Afghanistan | AFG | 2022-01-02 | v8 | TRUE
https://raw.githubusercontent.com/mrc-ide/global-lmic-reports/master/AFG/projections.csv | 2021-01-09 | infections | 1241.44 | 1323.94 | 1392.61 | 1396.1 | 1464.64 | 1572.19 | Surged Relax Interventions 50% | Afghanistan | AFG | 2022-01-02 | v8 | TRUE
https://raw.githubusercontent.com/mrc-ide/global-lmic-reports/master/AFG/projections.csv | 2021-01-09 | deaths | 8.01 | 8.66 | 9.01 | 9.02 | 9.29 | 10.23 | Surged Relax Interventions 50% | Afghanistan | AFG | 2022-01-02 | v8 | TRUE
https://raw.githubusercontent.com/mrc-ide/global-lmic-reports/master/AFG/projections.csv | 2021-01-09 | hospital_demand | 275.44 | 295.58 | 310.03 | 311.17 | 322.96 | 350.13 | Surged Relax Interventions 50% | Afghanistan | AFG | 2022-01-02 | v8 | TRUE
https://raw.githubusercontent.com/mrc-ide/global-lmic-reports/master/AFG/projections.csv | 2021-01-09 | ICU_demand | 117.2 | 126.34 | 131.44 | 131.77 | 135.93 | 148.63 | Surged Relax Interventions 50% | Afghanistan | AFG | 2022-01-02 | v8 | TRUE
https://raw.githubusercontent.com/mrc-ide/global-lmic-reports/master/AFG/projections.csv | 2021-01-09 | hospital_incidence | 20.8 | 22.29 | 23.63 | 23.65 | 24.86 | 26.45 | Surged Relax Interventions 50% | Afghanistan | AFG | 2022-01-02 | v8 | TRUE
https://raw.githubusercontent.com/mrc-ide/global-lmic-reports/master/AFG/projections.csv | 2021-01-09 | ICU_incidence | 5.95 | 6.37 | 6.75 | 6.76 | 7.11 | 7.56 | Surged Relax Interventions 50% | Afghanistan | AFG | 2022-01-02 | v8 | TRUE
https://raw.githubusercontent.com/mrc-ide/global-lmic-reports/master/AFG/projections.csv | 2021-01-09 | prevalence | 11869.32 | 12632.37 | 13416.32 | 13416.06 | 14088.04 | 15098.52 | Surged Relax Interventions 50% | Afghanistan | AFG | 2022-01-02 | v8 | TRUE
https://raw.githubusercontent.com/mrc-ide/global-lmic-reports/master/AFG/projections.csv | 2021-01-09 | cumulative_infections | 992299.58 | 1035697.59 | 1065077.07 | 1063899.47 | 1093415.83 | 1143309.29 | Surged Relax Interventions 50% | Afghanistan | AFG | 2022-01-02 | v8 | TRUE
https://raw.githubusercontent.com/mrc-ide/global-lmic-reports/master/AFG/projections.csv | 2021-01-09 | cumulative_deaths | 2039.66 | 2127.16 | 2190.19 | 2183.44 | 2242.24 | 2344.05 | Surged Relax Interventions 50% | Afghanistan | AFG | 2022-01-02 | v8 | TRUE
https://raw.githubusercontent.com/mrc-ide/global-lmic-reports/master/AFG/projections.csv | 2021-01-09 | Rt | 0.58 | 0.6 | 0.6 | 0.6 | 0.61 | 0.62 | Surged Relax Interventions 50% | Afghanistan | AFG | 2022-01-02 | v8 | TRUE
https://raw.githubusercontent.com/mrc-ide/global-lmic-reports/master/AFG/projections.csv | 2021-01-09 | Reff | 0.56 | 0.58 | 0.59 | 0.59 | 0.6 | 0.61 | Surged Relax Interventions 50% | Afghanistan | AFG | 2022-01-02 | v8 | TRUE
https://raw.githubusercontent.com/mrc-ide/global-lmic-reports/master/AFG/projections.csv | 2021-01-10 | infections | 1149.45 | 1266.37 | 1313.72 | 1311.38 | 1359.24 | 1504.77 | Additional 50% Reduction | Afghanistan | AFG | 2022-01-02 | v8 | TRUE
https://raw.githubusercontent.com/mrc-ide/global-lmic-reports/master/AFG/projections.csv | 2021-01-10 | deaths | 7.99 | 8.55 | 8.84 | 8.92 | 9.32 | 10.01 | Additional 50% Reduction | Afghanistan | AFG | 2022-01-02 | v8 | TRUE
https://raw.githubusercontent.com/mrc-ide/global-lmic-reports/master/AFG/projections.csv | 2021-01-10 | hospital_demand | 271.98 | 290.45 | 302.24 | 305.24 | 318.93 | 345.02 | Additional 50% Reduction | Afghanistan | AFG | 2022-01-02 | v8 | TRUE
https://raw.githubusercontent.com/mrc-ide/global-lmic-reports/master/AFG/projections.csv | 2021-01-10 | ICU_demand | 116.47 | 124.48 | 128.73 | 130 | 135.47 | 145.6 | Additional 50% Reduction | Afghanistan | AFG | 2022-01-02 | v8 | TRUE
https://raw.githubusercontent.com/mrc-ide/global-lmic-reports/master/AFG/projections.csv | 2021-01-10 | hospital_incidence | 20.02 | 21.27 | 22.54 | 22.62 | 23.71 | 26.39 | Additional 50% Reduction | Afghanistan | AFG | 2022-01-02 | v8 | TRUE
https://raw.githubusercontent.com/mrc-ide/global-lmic-reports/master/AFG/projections.csv | 2021-01-10 | ICU_incidence | 5.72 | 6.08 | 6.44 | 6.47 | 6.78 | 7.54 | Additional 50% Reduction | Afghanistan | AFG | 2022-01-02 | v8 | TRUE
https://raw.githubusercontent.com/mrc-ide/global-lmic-reports/master/AFG/projections.csv | 2021-01-10 | prevalence | 11254.42 | 12174.12 | 12729.21 | 12739.33 | 13217.17 | 14762.9 | Additional 50% Reduction | Afghanistan | AFG | 2022-01-02 | v8 | TRUE
https://raw.githubusercontent.com/mrc-ide/global-lmic-reports/master/AFG/projections.csv | 2021-01-10 | cumulative_infections | 1000997.75 | 1039655.09 | 1074566.62 | 1076172.23 | 1090058.35 | 1192250.91 | Additional 50% Reduction | Afghanistan | AFG | 2022-01-02 | v8 | TRUE
https://raw.githubusercontent.com/mrc-ide/global-lmic-reports/master/AFG/projections.csv | 2021-01-10 | cumulative_deaths | 2051.18 | 2153.45 | 2220.62 | 2227.28 | 2269.14 | 2496.35 | Additional 50% Reduction | Afghanistan | AFG | 2022-01-02 | v8 | TRUE
https://raw.githubusercontent.com/mrc-ide/global-lmic-reports/master/AFG/projections.csv | 2021-01-10 | Rt | 0.6 | 0.62 | 0.63 | 0.63 | 0.64 | 0.67 | Additional 50% Reduction | Afghanistan | AFG | 2022-01-02 | v8 | TRUE
https://raw.githubusercontent.com/mrc-ide/global-lmic-reports/master/AFG/projections.csv | 2021-01-10 | Reff | 0.59 | 0.61 | 0.61 | 0.61 | 0.62 | 0.65 | Additional 50% Reduction | Afghanistan | AFG | 2022-01-02 | v8 | TRUE
https://raw.githubusercontent.com/mrc-ide/global-lmic-reports/master/AFG/projections.csv | 2021-01-10 | infections | 1149.45 | 1266.37 | 1313.72 | 1311.38 | 1359.24 | 1504.77 | Maintain Status Quo | Afghanistan | AFG | 2022-01-02 | v8 | TRUE
https://raw.githubusercontent.com/mrc-ide/global-lmic-reports/master/AFG/projections.csv | 2021-01-10 | deaths | 7.99 | 8.55 | 8.84 | 8.92 | 9.32 | 10.01 | Maintain Status Quo | Afghanistan | AFG | 2022-01-02 | v8 | TRUE
https://raw.githubusercontent.com/mrc-ide/global-lmic-reports/master/AFG/projections.csv | 2021-01-10 | hospital_demand | 271.98 | 290.45 | 302.24 | 305.24 | 318.93 | 345.02 | Maintain Status Quo | Afghanistan | AFG | 2022-01-02 | v8 | TRUE
https://raw.githubusercontent.com/mrc-ide/global-lmic-reports/master/AFG/projections.csv | 2021-01-10 | ICU_demand | 116.47 | 124.48 | 128.73 | 130 | 135.47 | 145.6 | Maintain Status Quo | Afghanistan | AFG | 2022-01-02 | v8 | TRUE
https://raw.githubusercontent.com/mrc-ide/global-lmic-reports/master/AFG/projections.csv | 2021-01-10 | hospital_incidence | 20.02 | 21.27 | 22.54 | 22.62 | 23.71 | 26.39 | Maintain Status Quo | Afghanistan | AFG | 2022-01-02 | v8 | TRUE
https://raw.githubusercontent.com/mrc-ide/global-lmic-reports/master/AFG/projections.csv | 2021-01-10 | ICU_incidence | 5.72 | 6.08 | 6.44 | 6.47 | 6.78 | 7.54 | Maintain Status Quo | Afghanistan | AFG | 2022-01-02 | v8 | TRUE
https://raw.githubusercontent.com/mrc-ide/global-lmic-reports/master/AFG/projections.csv | 2021-01-10 | prevalence | 11254.42 | 12174.12 | 12729.21 | 12739.33 | 13217.17 | 14762.9 | Maintain Status Quo | Afghanistan | AFG | 2022-01-02 | v8 | TRUE
https://raw.githubusercontent.com/mrc-ide/global-lmic-reports/master/AFG/projections.csv | 2021-01-10 | cumulative_infections | 1000997.75 | 1039655.09 | 1074566.62 | 1076172.23 | 1090058.35 | 1192250.91 | Maintain Status Quo | Afghanistan | AFG | 2022-01-02 | v8 | TRUE
https://raw.githubusercontent.com/mrc-ide/global-lmic-reports/master/AFG/projections.csv | 2021-01-10 | cumulative_deaths | 2051.18 | 2153.45 | 2220.62 | 2227.28 | 2269.14 | 2496.35 | Maintain Status Quo | Afghanistan | AFG | 2022-01-02 | v8 | TRUE
https://raw.githubusercontent.com/mrc-ide/global-lmic-reports/master/AFG/projections.csv | 2021-01-10 | Rt | 0.6 | 0.62 | 0.63 | 0.63 | 0.64 | 0.67 | Maintain Status Quo | Afghanistan | AFG | 2022-01-02 | v8 | TRUE
https://raw.githubusercontent.com/mrc-ide/global-lmic-reports/master/AFG/projections.csv | 2021-01-10 | Reff | 0.59 | 0.61 | 0.61 | 0.61 | 0.62 | 0.65 | Maintain Status Quo | Afghanistan | AFG | 2022-01-02 | v8 | TRUE
https://raw.githubusercontent.com/mrc-ide/global-lmic-reports/master/AFG/projections.csv | 2021-01-10 | infections | 1149.45 | 1266.37 | 1313.72 | 1311.38 | 1359.24 | 1504.77 | Optimistic | Afghanistan | AFG | 2022-01-02 | v8 | TRUE
https://raw.githubusercontent.com/mrc-ide/global-lmic-reports/master/AFG/projections.csv | 2021-01-10 | deaths | 7.99 | 8.55 | 8.84 | 8.92 | 9.32 | 10.01 | Optimistic | Afghanistan | AFG | 2022-01-02 | v8 | TRUE
https://raw.githubusercontent.com/mrc-ide/global-lmic-reports/master/AFG/projections.csv | 2021-01-10 | hospital_demand | 271.98 | 290.45 | 302.24 | 305.24 | 318.93 | 345.02 | Optimistic | Afghanistan | AFG | 2022-01-02 | v8 | TRUE
https://raw.githubusercontent.com/mrc-ide/global-lmic-reports/master/AFG/projections.csv | 2021-01-10 | ICU_demand | 116.47 | 124.48 | 128.73 | 130 | 135.47 | 145.6 | Optimistic | Afghanistan | AFG | 2022-01-02 | v8 | TRUE
https://raw.githubusercontent.com/mrc-ide/global-lmic-reports/master/AFG/projections.csv | 2021-01-10 | hospital_incidence | 20.02 | 21.27 | 22.54 | 22.62 | 23.71 | 26.39 | Optimistic | Afghanistan | AFG | 2022-01-02 | v8 | TRUE
https://raw.githubusercontent.com/mrc-ide/global-lmic-reports/master/AFG/projections.csv | 2021-01-10 | ICU_incidence | 5.72 | 6.08 | 6.44 | 6.47 | 6.78 | 7.54 | Optimistic | Afghanistan | AFG | 2022-01-02 | v8 | TRUE
https://raw.githubusercontent.com/mrc-ide/global-lmic-reports/master/AFG/projections.csv | 2021-01-10 | prevalence | 11254.42 | 12174.12 | 12729.21 | 12739.33 | 13217.17 | 14762.9 | Optimistic | Afghanistan | AFG | 2022-01-02 | v8 | TRUE
https://raw.githubusercontent.com/mrc-ide/global-lmic-reports/master/AFG/projections.csv | 2021-01-10 | cumulative_infections | 1000997.75 | 1039655.09 | 1074566.62 | 1076172.23 | 1090058.35 | 1192250.91 | Optimistic | Afghanistan | AFG | 2022-01-02 | v8 | TRUE
https://raw.githubusercontent.com/mrc-ide/global-lmic-reports/master/AFG/projections.csv | 2021-01-10 | cumulative_deaths | 2051.18 | 2153.45 | 2220.62 | 2227.28 | 2269.14 | 2496.35 | Optimistic | Afghanistan | AFG | 2022-01-02 | v8 | TRUE
https://raw.githubusercontent.com/mrc-ide/global-lmic-reports/master/AFG/projections.csv | 2021-01-10 | Rt | 0.6 | 0.62 | 0.63 | 0.63 | 0.64 | 0.67 | Optimistic | Afghanistan | AFG | 2022-01-02 | v8 | TRUE
https://raw.githubusercontent.com/mrc-ide/global-lmic-reports/master/AFG/projections.csv | 2021-01-10 | Reff | 0.59 | 0.61 | 0.61 | 0.61 | 0.62 | 0.65 | Optimistic | Afghanistan | AFG | 2022-01-02 | v8 | TRUE
https://raw.githubusercontent.com/mrc-ide/global-lmic-reports/master/AFG/projections.csv | 2021-01-10 | infections | 1149.45 | 1266.37 | 1313.72 | 1311.38 | 1359.24 | 1504.77 | Pessimistic | Afghanistan | AFG | 2022-01-02 | v8 | TRUE
https://raw.githubusercontent.com/mrc-ide/global-lmic-reports/master/AFG/projections.csv | 2021-01-10 | deaths | 7.99 | 8.55 | 8.84 | 8.92 | 9.32 | 10.01 | Pessimistic | Afghanistan | AFG | 2022-01-02 | v8 | TRUE
https://raw.githubusercontent.com/mrc-ide/global-lmic-reports/master/AFG/projections.csv | 2021-01-10 | hospital_demand | 271.98 | 290.45 | 302.24 | 305.24 | 318.93 | 345.02 | Pessimistic | Afghanistan | AFG | 2022-01-02 | v8 | TRUE
https://raw.githubusercontent.com/mrc-ide/global-lmic-reports/master/AFG/projections.csv | 2021-01-10 | ICU_demand | 116.47 | 124.48 | 128.73 | 130 | 135.47 | 145.6 | Pessimistic | Afghanistan | AFG | 2022-01-02 | v8 | TRUE
https://raw.githubusercontent.com/mrc-ide/global-lmic-reports/master/AFG/projections.csv | 2021-01-10 | hospital_incidence | 20.02 | 21.27 | 22.54 | 22.62 | 23.71 | 26.39 | Pessimistic | Afghanistan | AFG | 2022-01-02 | v8 | TRUE
https://raw.githubusercontent.com/mrc-ide/global-lmic-reports/master/AFG/projections.csv | 2021-01-10 | ICU_incidence | 5.72 | 6.08 | 6.44 | 6.47 | 6.78 | 7.54 | Pessimistic | Afghanistan | AFG | 2022-01-02 | v8 | TRUE
https://raw.githubusercontent.com/mrc-ide/global-lmic-reports/master/AFG/projections.csv | 2021-01-10 | prevalence | 11254.42 | 12174.12 | 12729.21 | 12739.33 | 13217.17 | 14762.9 | Pessimistic | Afghanistan | AFG | 2022-01-02 | v8 | TRUE
https://raw.githubusercontent.com/mrc-ide/global-lmic-reports/master/AFG/projections.csv | 2021-01-10 | cumulative_infections | 1000997.75 | 1039655.09 | 1074566.62 | 1076172.23 | 1090058.35 | 1192250.91 | Pessimistic | Afghanistan | AFG | 2022-01-02 | v8 | TRUE
https://raw.githubusercontent.com/mrc-ide/global-lmic-reports/master/AFG/projections.csv | 2021-01-10 | cumulative_deaths | 2051.18 | 2153.45 | 2220.62 | 2227.28 | 2269.14 | 2496.35 | Pessimistic | Afghanistan | AFG | 2022-01-02 | v8 | TRUE
https://raw.githubusercontent.com/mrc-ide/global-lmic-reports/master/AFG/projections.csv | 2021-01-10 | Rt | 0.6 | 0.62 | 0.63 | 0.63 | 0.64 | 0.67 | Pessimistic | Afghanistan | AFG | 2022-01-02 | v8 | TRUE
https://raw.githubusercontent.com/mrc-ide/global-lmic-reports/master/AFG/projections.csv | 2021-01-10 | Reff | 0.59 | 0.61 | 0.61 | 0.61 | 0.62 | 0.65 | Pessimistic | Afghanistan | AFG | 2022-01-02 | v8 | TRUE
https://raw.githubusercontent.com/mrc-ide/global-lmic-reports/master/AFG/projections.csv | 2021-01-10 | infections | 1149.45 | 1266.37 | 1313.72 | 1311.38 | 1359.24 | 1504.77 | Relax Interventions 50% | Afghanistan | AFG | 2022-01-02 | v8 | TRUE
https://raw.githubusercontent.com/mrc-ide/global-lmic-reports/master/AFG/projections.csv | 2021-01-10 | deaths | 7.99 | 8.55 | 8.84 | 8.92 | 9.32 | 10.01 | Relax Interventions 50% | Afghanistan | AFG | 2022-01-02 | v8 | TRUE
https://raw.githubusercontent.com/mrc-ide/global-lmic-reports/master/AFG/projections.csv | 2021-01-10 | hospital_demand | 271.98 | 290.45 | 302.24 | 305.24 | 318.93 | 345.02 | Relax Interventions 50% | Afghanistan | AFG | 2022-01-02 | v8 | TRUE
https://raw.githubusercontent.com/mrc-ide/global-lmic-reports/master/AFG/projections.csv | 2021-01-10 | ICU_demand | 116.47 | 124.48 | 128.73 | 130 | 135.47 | 145.6 | Relax Interventions 50% | Afghanistan | AFG | 2022-01-02 | v8 | TRUE
https://raw.githubusercontent.com/mrc-ide/global-lmic-reports/master/AFG/projections.csv | 2021-01-10 | hospital_incidence | 20.02 | 21.27 | 22.54 | 22.62 | 23.71 | 26.39 | Relax Interventions 50% | Afghanistan | AFG | 2022-01-02 | v8 | TRUE
https://raw.githubusercontent.com/mrc-ide/global-lmic-reports/master/AFG/projections.csv | 2021-01-10 | ICU_incidence | 5.72 | 6.08 | 6.44 | 6.47 | 6.78 | 7.54 | Relax Interventions 50% | Afghanistan | AFG | 2022-01-02 | v8 | TRUE
https://raw.githubusercontent.com/mrc-ide/global-lmic-reports/master/AFG/projections.csv | 2021-01-10 | prevalence | 11254.42 | 12174.12 | 12729.21 | 12739.33 | 13217.17 | 14762.9 | Relax Interventions 50% | Afghanistan | AFG | 2022-01-02 | v8 | TRUE
https://raw.githubusercontent.com/mrc-ide/global-lmic-reports/master/AFG/projections.csv | 2021-01-10 | cumulative_infections | 1000997.75 | 1039655.09 | 1074566.62 | 1076172.23 | 1090058.35 | 1192250.91 | Relax Interventions 50% | Afghanistan | AFG | 2022-01-02 | v8 | TRUE
https://raw.githubusercontent.com/mrc-ide/global-lmic-reports/master/AFG/projections.csv | 2021-01-10 | cumulative_deaths | 2051.18 | 2153.45 | 2220.62 | 2227.28 | 2269.14 | 2496.35 | Relax Interventions 50% | Afghanistan | AFG | 2022-01-02 | v8 | TRUE
https://raw.githubusercontent.com/mrc-ide/global-lmic-reports/master/AFG/projections.csv | 2021-01-10 | Rt | 0.6 | 0.62 | 0.63 | 0.63 | 0.64 | 0.67 | Relax Interventions 50% | Afghanistan | AFG | 2022-01-02 | v8 | TRUE
https://raw.githubusercontent.com/mrc-ide/global-lmic-reports/master/AFG/projections.csv | 2021-01-10 | Reff | 0.59 | 0.61 | 0.61 | 0.61 | 0.62 | 0.65 | Relax Interventions 50% | Afghanistan | AFG | 2022-01-02 | v8 | TRUE
https://raw.githubusercontent.com/mrc-ide/global-lmic-reports/master/AFG/projections.csv | 2021-01-10 | infections | 1150.87 | 1214.77 | 1286.31 | 1288.07 | 1348.34 | 1449.78 | Surged Additional 50% Reduction | Afghanistan | AFG | 2022-01-02 | v8 | TRUE
https://raw.githubusercontent.com/mrc-ide/global-lmic-reports/master/AFG/projections.csv | 2021-01-10 | deaths | 7.75 | 8.38 | 8.73 | 8.74 | 9.02 | 9.89 | Surged Additional 50% Reduction | Afghanistan | AFG | 2022-01-02 | v8 | TRUE
https://raw.githubusercontent.com/mrc-ide/global-lmic-reports/master/AFG/projections.csv | 2021-01-10 | hospital_demand | 264.64 | 283.31 | 297.93 | 299 | 310.81 | 336.07 | Surged Additional 50% Reduction | Afghanistan | AFG | 2022-01-02 | v8 | TRUE
https://raw.githubusercontent.com/mrc-ide/global-lmic-reports/master/AFG/projections.csv | 2021-01-10 | ICU_demand | 113.22 | 121.97 | 126.87 | 127.37 | 131.47 | 143.5 | Surged Additional 50% Reduction | Afghanistan | AFG | 2022-01-02 | v8 | TRUE
https://raw.githubusercontent.com/mrc-ide/global-lmic-reports/master/AFG/projections.csv | 2021-01-10 | hospital_incidence | 19.55 | 20.9 | 22.19 | 22.19 | 23.26 | 24.81 | Surged Additional 50% Reduction | Afghanistan | AFG | 2022-01-02 | v8 | TRUE
https://raw.githubusercontent.com/mrc-ide/global-lmic-reports/master/AFG/projections.csv | 2021-01-10 | ICU_incidence | 5.59 | 5.98 | 6.34 | 6.34 | 6.65 | 7.09 | Surged Additional 50% Reduction | Afghanistan | AFG | 2022-01-02 | v8 | TRUE
https://raw.githubusercontent.com/mrc-ide/global-lmic-reports/master/AFG/projections.csv | 2021-01-10 | prevalence | 11057.83 | 11781.06 | 12529.58 | 12497.94 | 13150.61 | 14087.72 | Surged Additional 50% Reduction | Afghanistan | AFG | 2022-01-02 | v8 | TRUE
https://raw.githubusercontent.com/mrc-ide/global-lmic-reports/master/AFG/projections.csv | 2021-01-10 | cumulative_infections | 993482.3 | 1036965.85 | 1066266.23 | 1065187.54 | 1094701.32 | 1144665.81 | Surged Additional 50% Reduction | Afghanistan | AFG | 2022-01-02 | v8 | TRUE
https://raw.githubusercontent.com/mrc-ide/global-lmic-reports/master/AFG/projections.csv | 2021-01-10 | cumulative_deaths | 2047.6 | 2135.57 | 2198.93 | 2192.17 | 2251.21 | 2353.67 | Surged Additional 50% Reduction | Afghanistan | AFG | 2022-01-02 | v8 | TRUE
https://raw.githubusercontent.com/mrc-ide/global-lmic-reports/master/AFG/projections.csv | 2021-01-10 | Rt | 0.6 | 0.62 | 0.63 | 0.63 | 0.64 | 0.65 | Surged Additional 50% Reduction | Afghanistan | AFG | 2022-01-02 | v8 | TRUE
https://raw.githubusercontent.com/mrc-ide/global-lmic-reports/master/AFG/projections.csv | 2021-01-10 | Reff | 0.59 | 0.6 | 0.61 | 0.61 | 0.62 | 0.64 | Surged Additional 50% Reduction | Afghanistan | AFG | 2022-01-02 | v8 | TRUE
https://raw.githubusercontent.com/mrc-ide/global-lmic-reports/master/AFG/projections.csv | 2021-01-10 | infections | 1150.87 | 1214.77 | 1286.31 | 1288.07 | 1348.34 | 1449.78 | Surged Maintain Status Quo | Afghanistan | AFG | 2022-01-02 | v8 | TRUE
https://raw.githubusercontent.com/mrc-ide/global-lmic-reports/master/AFG/projections.csv | 2021-01-10 | deaths | 7.75 | 8.38 | 8.73 | 8.74 | 9.02 | 9.89 | Surged Maintain Status Quo | Afghanistan | AFG | 2022-01-02 | v8 | TRUE
https://raw.githubusercontent.com/mrc-ide/global-lmic-reports/master/AFG/projections.csv | 2021-01-10 | hospital_demand | 264.64 | 283.31 | 297.93 | 299 | 310.81 | 336.07 | Surged Maintain Status Quo | Afghanistan | AFG | 2022-01-02 | v8 | TRUE
https://raw.githubusercontent.com/mrc-ide/global-lmic-reports/master/AFG/projections.csv | 2021-01-10 | ICU_demand | 113.22 | 121.97 | 126.87 | 127.37 | 131.47 | 143.5 | Surged Maintain Status Quo | Afghanistan | AFG | 2022-01-02 | v8 | TRUE
https://raw.githubusercontent.com/mrc-ide/global-lmic-reports/master/AFG/projections.csv | 2021-01-10 | hospital_incidence | 19.55 | 20.9 | 22.19 | 22.19 | 23.26 | 24.81 | Surged Maintain Status Quo | Afghanistan | AFG | 2022-01-02 | v8 | TRUE
https://raw.githubusercontent.com/mrc-ide/global-lmic-reports/master/AFG/projections.csv | 2021-01-10 | ICU_incidence | 5.59 | 5.98 | 6.34 | 6.34 | 6.65 | 7.09 | Surged Maintain Status Quo | Afghanistan | AFG | 2022-01-02 | v8 | TRUE
https://raw.githubusercontent.com/mrc-ide/global-lmic-reports/master/AFG/projections.csv | 2021-01-10 | prevalence | 11057.83 | 11781.06 | 12529.58 | 12497.94 | 13150.61 | 14087.72 | Surged Maintain Status Quo | Afghanistan | AFG | 2022-01-02 | v8 | TRUE
https://raw.githubusercontent.com/mrc-ide/global-lmic-reports/master/AFG/projections.csv | 2021-01-10 | cumulative_infections | 993482.3 | 1036965.85 | 1066266.23 | 1065187.54 | 1094701.32 | 1144665.81 | Surged Maintain Status Quo | Afghanistan | AFG | 2022-01-02 | v8 | TRUE
https://raw.githubusercontent.com/mrc-ide/global-lmic-reports/master/AFG/projections.csv | 2021-01-10 | cumulative_deaths | 2047.6 | 2135.57 | 2198.93 | 2192.17 | 2251.21 | 2353.67 | Surged Maintain Status Quo | Afghanistan | AFG | 2022-01-02 | v8 | TRUE
https://raw.githubusercontent.com/mrc-ide/global-lmic-reports/master/AFG/projections.csv | 2021-01-10 | Rt | 0.6 | 0.62 | 0.63 | 0.63 | 0.64 | 0.65 | Surged Maintain Status Quo | Afghanistan | AFG | 2022-01-02 | v8 | TRUE
https://raw.githubusercontent.com/mrc-ide/global-lmic-reports/master/AFG/projections.csv | 2021-01-10 | Reff | 0.59 | 0.6 | 0.61 | 0.61 | 0.62 | 0.64 | Surged Maintain Status Quo | Afghanistan | AFG | 2022-01-02 | v8 | TRUE
https://raw.githubusercontent.com/mrc-ide/global-lmic-reports/master/AFG/projections.csv | 2021-01-10 | infections | 1150.87 | 1214.77 | 1286.31 | 1288.07 | 1348.34 | 1449.78 | Surged Optimistic | Afghanistan | AFG | 2022-01-02 | v8 | TRUE
https://raw.githubusercontent.com/mrc-ide/global-lmic-reports/master/AFG/projections.csv | 2021-01-10 | deaths | 7.75 | 8.38 | 8.73 | 8.74 | 9.02 | 9.89 | Surged Optimistic | Afghanistan | AFG | 2022-01-02 | v8 | TRUE
https://raw.githubusercontent.com/mrc-ide/global-lmic-reports/master/AFG/projections.csv | 2021-01-10 | hospital_demand | 264.64 | 283.31 | 297.93 | 299 | 310.81 | 336.07 | Surged Optimistic | Afghanistan | AFG | 2022-01-02 | v8 | TRUE
https://raw.githubusercontent.com/mrc-ide/global-lmic-reports/master/AFG/projections.csv | 2021-01-10 | ICU_demand | 113.22 | 121.97 | 126.87 | 127.37 | 131.47 | 143.5 | Surged Optimistic | Afghanistan | AFG | 2022-01-02 | v8 | TRUE
https://raw.githubusercontent.com/mrc-ide/global-lmic-reports/master/AFG/projections.csv | 2021-01-10 | hospital_incidence | 19.55 | 20.9 | 22.19 | 22.19 | 23.26 | 24.81 | Surged Optimistic | Afghanistan | AFG | 2022-01-02 | v8 | TRUE
https://raw.githubusercontent.com/mrc-ide/global-lmic-reports/master/AFG/projections.csv | 2021-01-10 | ICU_incidence | 5.59 | 5.98 | 6.34 | 6.34 | 6.65 | 7.09 | Surged Optimistic | Afghanistan | AFG | 2022-01-02 | v8 | TRUE
https://raw.githubusercontent.com/mrc-ide/global-lmic-reports/master/AFG/projections.csv | 2021-01-10 | prevalence | 11057.83 | 11781.06 | 12529.58 | 12497.94 | 13150.61 | 14087.72 | Surged Optimistic | Afghanistan | AFG | 2022-01-02 | v8 | TRUE
https://raw.githubusercontent.com/mrc-ide/global-lmic-reports/master/AFG/projections.csv | 2021-01-10 | cumulative_infections | 993482.3 | 1036965.85 | 1066266.23 | 1065187.54 | 1094701.32 | 1144665.81 | Surged Optimistic | Afghanistan | AFG | 2022-01-02 | v8 | TRUE
https://raw.githubusercontent.com/mrc-ide/global-lmic-reports/master/AFG/projections.csv | 2021-01-10 | cumulative_deaths | 2047.6 | 2135.57 | 2198.93 | 2192.17 | 2251.21 | 2353.67 | Surged Optimistic | Afghanistan | AFG | 2022-01-02 | v8 | TRUE
https://raw.githubusercontent.com/mrc-ide/global-lmic-reports/master/AFG/projections.csv | 2021-01-10 | Rt | 0.6 | 0.62 | 0.63 | 0.63 | 0.64 | 0.65 | Surged Optimistic | Afghanistan | AFG | 2022-01-02 | v8 | TRUE
https://raw.githubusercontent.com/mrc-ide/global-lmic-reports/master/AFG/projections.csv | 2021-01-10 | Reff | 0.59 | 0.6 | 0.61 | 0.61 | 0.62 | 0.64 | Surged Optimistic | Afghanistan | AFG | 2022-01-02 | v8 | TRUE
https://raw.githubusercontent.com/mrc-ide/global-lmic-reports/master/AFG/projections.csv | 2021-01-10 | infections | 1150.87 | 1214.77 | 1286.31 | 1288.07 | 1348.34 | 1449.78 | Surged Pessimistic | Afghanistan | AFG | 2022-01-02 | v8 | TRUE
https://raw.githubusercontent.com/mrc-ide/global-lmic-reports/master/AFG/projections.csv | 2021-01-10 | deaths | 7.75 | 8.38 | 8.73 | 8.74 | 9.02 | 9.89 | Surged Pessimistic | Afghanistan | AFG | 2022-01-02 | v8 | TRUE
https://raw.githubusercontent.com/mrc-ide/global-lmic-reports/master/AFG/projections.csv | 2021-01-10 | hospital_demand | 264.64 | 283.31 | 297.93 | 299 | 310.81 | 336.07 | Surged Pessimistic | Afghanistan | AFG | 2022-01-02 | v8 | TRUE
https://raw.githubusercontent.com/mrc-ide/global-lmic-reports/master/AFG/projections.csv | 2021-01-10 | ICU_demand | 113.22 | 121.97 | 126.87 | 127.37 | 131.47 | 143.5 | Surged Pessimistic | Afghanistan | AFG | 2022-01-02 | v8 | TRUE
https://raw.githubusercontent.com/mrc-ide/global-lmic-reports/master/AFG/projections.csv | 2021-01-10 | hospital_incidence | 19.55 | 20.9 | 22.19 | 22.19 | 23.26 | 24.81 | Surged Pessimistic | Afghanistan | AFG | 2022-01-02 | v8 | TRUE
https://raw.githubusercontent.com/mrc-ide/global-lmic-reports/master/AFG/projections.csv | 2021-01-10 | ICU_incidence | 5.59 | 5.98 | 6.34 | 6.34 | 6.65 | 7.09 | Surged Pessimistic | Afghanistan | AFG | 2022-01-02 | v8 | TRUE
https://raw.githubusercontent.com/mrc-ide/global-lmic-reports/master/AFG/projections.csv | 2021-01-10 | prevalence | 11057.83 | 11781.06 | 12529.58 | 12497.94 | 13150.61 | 14087.72 | Surged Pessimistic | Afghanistan | AFG | 2022-01-02 | v8 | TRUE
https://raw.githubusercontent.com/mrc-ide/global-lmic-reports/master/AFG/projections.csv | 2021-01-10 | cumulative_infections | 993482.3 | 1036965.85 | 1066266.23 | 1065187.54 | 1094701.32 | 1144665.81 | Surged Pessimistic | Afghanistan | AFG | 2022-01-02 | v8 | TRUE
https://raw.githubusercontent.com/mrc-ide/global-lmic-reports/master/AFG/projections.csv | 2021-01-10 | cumulative_deaths | 2047.6 | 2135.57 | 2198.93 | 2192.17 | 2251.21 | 2353.67 | Surged Pessimistic | Afghanistan | AFG | 2022-01-02 | v8 | TRUE
https://raw.githubusercontent.com/mrc-ide/global-lmic-reports/master/AFG/projections.csv | 2021-01-10 | Rt | 0.6 | 0.62 | 0.63 | 0.63 | 0.64 | 0.65 | Surged Pessimistic | Afghanistan | AFG | 2022-01-02 | v8 | TRUE
https://raw.githubusercontent.com/mrc-ide/global-lmic-reports/master/AFG/projections.csv | 2021-01-10 | Reff | 0.59 | 0.6 | 0.61 | 0.61 | 0.62 | 0.64 | Surged Pessimistic | Afghanistan | AFG | 2022-01-02 | v8 | TRUE
https://raw.githubusercontent.com/mrc-ide/global-lmic-reports/master/AFG/projections.csv | 2021-01-10 | infections | 1150.87 | 1214.77 | 1286.31 | 1288.07 | 1348.34 | 1449.78 | Surged Relax Interventions 50% | Afghanistan | AFG | 2022-01-02 | v8 | TRUE
https://raw.githubusercontent.com/mrc-ide/global-lmic-reports/master/AFG/projections.csv | 2021-01-10 | deaths | 7.75 | 8.38 | 8.73 | 8.74 | 9.02 | 9.89 | Surged Relax Interventions 50% | Afghanistan | AFG | 2022-01-02 | v8 | TRUE
https://raw.githubusercontent.com/mrc-ide/global-lmic-reports/master/AFG/projections.csv | 2021-01-10 | hospital_demand | 264.64 | 283.31 | 297.93 | 299 | 310.81 | 336.07 | Surged Relax Interventions 50% | Afghanistan | AFG | 2022-01-02 | v8 | TRUE
https://raw.githubusercontent.com/mrc-ide/global-lmic-reports/master/AFG/projections.csv | 2021-01-10 | ICU_demand | 113.22 | 121.97 | 126.87 | 127.37 | 131.47 | 143.5 | Surged Relax Interventions 50% | Afghanistan | AFG | 2022-01-02 | v8 | TRUE
https://raw.githubusercontent.com/mrc-ide/global-lmic-reports/master/AFG/projections.csv | 2021-01-10 | hospital_incidence | 19.55 | 20.9 | 22.19 | 22.19 | 23.26 | 24.81 | Surged Relax Interventions 50% | Afghanistan | AFG | 2022-01-02 | v8 | TRUE
https://raw.githubusercontent.com/mrc-ide/global-lmic-reports/master/AFG/projections.csv | 2021-01-10 | ICU_incidence | 5.59 | 5.98 | 6.34 | 6.34 | 6.65 | 7.09 | Surged Relax Interventions 50% | Afghanistan | AFG | 2022-01-02 | v8 | TRUE
https://raw.githubusercontent.com/mrc-ide/global-lmic-reports/master/AFG/projections.csv | 2021-01-10 | prevalence | 11057.83 | 11781.06 | 12529.58 | 12497.94 | 13150.61 | 14087.72 | Surged Relax Interventions 50% | Afghanistan | AFG | 2022-01-02 | v8 | TRUE
https://raw.githubusercontent.com/mrc-ide/global-lmic-reports/master/AFG/projections.csv | 2021-01-10 | cumulative_infections | 993482.3 | 1036965.85 | 1066266.23 | 1065187.54 | 1094701.32 | 1144665.81 | Surged Relax Interventions 50% | Afghanistan | AFG | 2022-01-02 | v8 | TRUE
https://raw.githubusercontent.com/mrc-ide/global-lmic-reports/master/AFG/projections.csv | 2021-01-10 | cumulative_deaths | 2047.6 | 2135.57 | 2198.93 | 2192.17 | 2251.21 | 2353.67 | Surged Relax Interventions 50% | Afghanistan | AFG | 2022-01-02 | v8 | TRUE
https://raw.githubusercontent.com/mrc-ide/global-lmic-reports/master/AFG/projections.csv | 2021-01-10 | Rt | 0.6 | 0.62 | 0.63 | 0.63 | 0.64 | 0.65 | Surged Relax Interventions 50% | Afghanistan | AFG | 2022-01-02 | v8 | TRUE
https://raw.githubusercontent.com/mrc-ide/global-lmic-reports/master/AFG/projections.csv | 2021-01-10 | Reff | 0.59 | 0.6 | 0.61 | 0.61 | 0.62 | 0.64 | Surged Relax Interventions 50% | Afghanistan | AFG | 2022-01-02 | v8 | TRUE
https://raw.githubusercontent.com/mrc-ide/global-lmic-reports/master/AFG/projections.csv | 2021-01-11 | infections | 1115.25 | 1226.73 | 1282.85 | 1277.18 | 1318.17 | 1435.42 | Additional 50% Reduction | Afghanistan | AFG | 2022-01-02 | v8 | TRUE
https://raw.githubusercontent.com/mrc-ide/global-lmic-reports/master/AFG/projections.csv | 2021-01-11 | deaths | 7.72 | 8.25 | 8.54 | 8.62 | 9 | 9.67 | Additional 50% Reduction | Afghanistan | AFG | 2022-01-02 | v8 | TRUE
https://raw.githubusercontent.com/mrc-ide/global-lmic-reports/master/AFG/projections.csv | 2021-01-11 | hospital_demand | 260.4 | 278.04 | 289.28 | 292.57 | 305.15 | 331.82 | Additional 50% Reduction | Afghanistan | AFG | 2022-01-02 | v8 | TRUE
https://raw.githubusercontent.com/mrc-ide/global-lmic-reports/master/AFG/projections.csv | 2021-01-11 | ICU_demand | 112.22 | 119.92 | 124.27 | 125.4 | 130.83 | 140.37 | Additional 50% Reduction | Afghanistan | AFG | 2022-01-02 | v8 | TRUE
https://raw.githubusercontent.com/mrc-ide/global-lmic-reports/master/AFG/projections.csv | 2021-01-11 | hospital_incidence | 18.73 | 19.97 | 21.06 | 21.18 | 22.16 | 24.67 | Additional 50% Reduction | Afghanistan | AFG | 2022-01-02 | v8 | TRUE
https://raw.githubusercontent.com/mrc-ide/global-lmic-reports/master/AFG/projections.csv | 2021-01-11 | ICU_incidence | 5.35 | 5.71 | 6.02 | 6.05 | 6.34 | 7.05 | Additional 50% Reduction | Afghanistan | AFG | 2022-01-02 | v8 | TRUE
https://raw.githubusercontent.com/mrc-ide/global-lmic-reports/master/AFG/projections.csv | 2021-01-11 | prevalence | 10515.29 | 11413.75 | 11933.81 | 11918.68 | 12345.04 | 13794.12 | Additional 50% Reduction | Afghanistan | AFG | 2022-01-02 | v8 | TRUE
https://raw.githubusercontent.com/mrc-ide/global-lmic-reports/master/AFG/projections.csv | 2021-01-11 | cumulative_infections | 1002270.1 | 1040844.63 | 1075740.9 | 1077449.4 | 1091368.06 | 1193516.41 | Additional 50% Reduction | Afghanistan | AFG | 2022-01-02 | v8 | TRUE
https://raw.githubusercontent.com/mrc-ide/global-lmic-reports/master/AFG/projections.csv | 2021-01-11 | cumulative_deaths | 2059.74 | 2161.56 | 2229.61 | 2235.9 | 2277.79 | 2505.53 | Additional 50% Reduction | Afghanistan | AFG | 2022-01-02 | v8 | TRUE
https://raw.githubusercontent.com/mrc-ide/global-lmic-reports/master/AFG/projections.csv | 2021-01-11 | Rt | 0.61 | 0.63 | 0.63 | 0.64 | 0.64 | 0.67 | Additional 50% Reduction | Afghanistan | AFG | 2022-01-02 | v8 | TRUE
https://raw.githubusercontent.com/mrc-ide/global-lmic-reports/master/AFG/projections.csv | 2021-01-11 | Reff | 0.59 | 0.61 | 0.62 | 0.62 | 0.63 | 0.65 | Additional 50% Reduction | Afghanistan | AFG | 2022-01-02 | v8 | TRUE
https://raw.githubusercontent.com/mrc-ide/global-lmic-reports/master/AFG/projections.csv | 2021-01-11 | infections | 1115.25 | 1226.73 | 1282.85 | 1277.18 | 1318.17 | 1435.42 | Maintain Status Quo | Afghanistan | AFG | 2022-01-02 | v8 | TRUE
https://raw.githubusercontent.com/mrc-ide/global-lmic-reports/master/AFG/projections.csv | 2021-01-11 | deaths | 7.72 | 8.25 | 8.54 | 8.62 | 9 | 9.67 | Maintain Status Quo | Afghanistan | AFG | 2022-01-02 | v8 | TRUE
https://raw.githubusercontent.com/mrc-ide/global-lmic-reports/master/AFG/projections.csv | 2021-01-11 | hospital_demand | 260.4 | 278.04 | 289.28 | 292.57 | 305.15 | 331.82 | Maintain Status Quo | Afghanistan | AFG | 2022-01-02 | v8 | TRUE
https://raw.githubusercontent.com/mrc-ide/global-lmic-reports/master/AFG/projections.csv | 2021-01-11 | ICU_demand | 112.22 | 119.92 | 124.27 | 125.4 | 130.83 | 140.37 | Maintain Status Quo | Afghanistan | AFG | 2022-01-02 | v8 | TRUE
https://raw.githubusercontent.com/mrc-ide/global-lmic-reports/master/AFG/projections.csv | 2021-01-11 | hospital_incidence | 18.73 | 19.97 | 21.06 | 21.18 | 22.16 | 24.67 | Maintain Status Quo | Afghanistan | AFG | 2022-01-02 | v8 | TRUE
https://raw.githubusercontent.com/mrc-ide/global-lmic-reports/master/AFG/projections.csv | 2021-01-11 | ICU_incidence | 5.35 | 5.71 | 6.02 | 6.05 | 6.34 | 7.05 | Maintain Status Quo | Afghanistan | AFG | 2022-01-02 | v8 | TRUE
https://raw.githubusercontent.com/mrc-ide/global-lmic-reports/master/AFG/projections.csv | 2021-01-11 | prevalence | 10515.29 | 11413.75 | 11933.81 | 11918.68 | 12345.04 | 13794.12 | Maintain Status Quo | Afghanistan | AFG | 2022-01-02 | v8 | TRUE
https://raw.githubusercontent.com/mrc-ide/global-lmic-reports/master/AFG/projections.csv | 2021-01-11 | cumulative_infections | 1002270.1 | 1040844.63 | 1075740.9 | 1077449.4 | 1091368.06 | 1193516.41 | Maintain Status Quo | Afghanistan | AFG | 2022-01-02 | v8 | TRUE
https://raw.githubusercontent.com/mrc-ide/global-lmic-reports/master/AFG/projections.csv | 2021-01-11 | cumulative_deaths | 2059.74 | 2161.56 | 2229.61 | 2235.9 | 2277.79 | 2505.53 | Maintain Status Quo | Afghanistan | AFG | 2022-01-02 | v8 | TRUE
https://raw.githubusercontent.com/mrc-ide/global-lmic-reports/master/AFG/projections.csv | 2021-01-11 | Rt | 0.61 | 0.63 | 0.63 | 0.64 | 0.64 | 0.67 | Maintain Status Quo | Afghanistan | AFG | 2022-01-02 | v8 | TRUE
https://raw.githubusercontent.com/mrc-ide/global-lmic-reports/master/AFG/projections.csv | 2021-01-11 | Reff | 0.59 | 0.61 | 0.62 | 0.62 | 0.63 | 0.65 | Maintain Status Quo | Afghanistan | AFG | 2022-01-02 | v8 | TRUE
https://raw.githubusercontent.com/mrc-ide/global-lmic-reports/master/AFG/projections.csv | 2021-01-11 | infections | 1115.25 | 1226.73 | 1282.85 | 1277.18 | 1318.17 | 1435.42 | Optimistic | Afghanistan | AFG | 2022-01-02 | v8 | TRUE
https://raw.githubusercontent.com/mrc-ide/global-lmic-reports/master/AFG/projections.csv | 2021-01-11 | deaths | 7.72 | 8.25 | 8.54 | 8.62 | 9 | 9.67 | Optimistic | Afghanistan | AFG | 2022-01-02 | v8 | TRUE
https://raw.githubusercontent.com/mrc-ide/global-lmic-reports/master/AFG/projections.csv | 2021-01-11 | hospital_demand | 260.4 | 278.04 | 289.28 | 292.57 | 305.15 | 331.82 | Optimistic | Afghanistan | AFG | 2022-01-02 | v8 | TRUE
https://raw.githubusercontent.com/mrc-ide/global-lmic-reports/master/AFG/projections.csv | 2021-01-11 | ICU_demand | 112.22 | 119.92 | 124.27 | 125.4 | 130.83 | 140.37 | Optimistic | Afghanistan | AFG | 2022-01-02 | v8 | TRUE
https://raw.githubusercontent.com/mrc-ide/global-lmic-reports/master/AFG/projections.csv | 2021-01-11 | hospital_incidence | 18.73 | 19.97 | 21.06 | 21.18 | 22.16 | 24.67 | Optimistic | Afghanistan | AFG | 2022-01-02 | v8 | TRUE
https://raw.githubusercontent.com/mrc-ide/global-lmic-reports/master/AFG/projections.csv | 2021-01-11 | ICU_incidence | 5.35 | 5.71 | 6.02 | 6.05 | 6.34 | 7.05 | Optimistic | Afghanistan | AFG | 2022-01-02 | v8 | TRUE
https://raw.githubusercontent.com/mrc-ide/global-lmic-reports/master/AFG/projections.csv | 2021-01-11 | prevalence | 10515.29 | 11413.75 | 11933.81 | 11918.68 | 12345.04 | 13794.12 | Optimistic | Afghanistan | AFG | 2022-01-02 | v8 | TRUE
https://raw.githubusercontent.com/mrc-ide/global-lmic-reports/master/AFG/projections.csv | 2021-01-11 | cumulative_infections | 1002270.1 | 1040844.63 | 1075740.9 | 1077449.4 | 1091368.06 | 1193516.41 | Optimistic | Afghanistan | AFG | 2022-01-02 | v8 | TRUE
https://raw.githubusercontent.com/mrc-ide/global-lmic-reports/master/AFG/projections.csv | 2021-01-11 | cumulative_deaths | 2059.74 | 2161.56 | 2229.61 | 2235.9 | 2277.79 | 2505.53 | Optimistic | Afghanistan | AFG | 2022-01-02 | v8 | TRUE
https://raw.githubusercontent.com/mrc-ide/global-lmic-reports/master/AFG/projections.csv | 2021-01-11 | Rt | 0.61 | 0.63 | 0.63 | 0.64 | 0.64 | 0.67 | Optimistic | Afghanistan | AFG | 2022-01-02 | v8 | TRUE
https://raw.githubusercontent.com/mrc-ide/global-lmic-reports/master/AFG/projections.csv | 2021-01-11 | Reff | 0.59 | 0.61 | 0.62 | 0.62 | 0.63 | 0.65 | Optimistic | Afghanistan | AFG | 2022-01-02 | v8 | TRUE
https://raw.githubusercontent.com/mrc-ide/global-lmic-reports/master/AFG/projections.csv | 2021-01-11 | infections | 1115.25 | 1226.73 | 1282.85 | 1277.18 | 1318.17 | 1435.42 | Pessimistic | Afghanistan | AFG | 2022-01-02 | v8 | TRUE
https://raw.githubusercontent.com/mrc-ide/global-lmic-reports/master/AFG/projections.csv | 2021-01-11 | deaths | 7.72 | 8.25 | 8.54 | 8.62 | 9 | 9.67 | Pessimistic | Afghanistan | AFG | 2022-01-02 | v8 | TRUE
https://raw.githubusercontent.com/mrc-ide/global-lmic-reports/master/AFG/projections.csv | 2021-01-11 | hospital_demand | 260.4 | 278.04 | 289.28 | 292.57 | 305.15 | 331.82 | Pessimistic | Afghanistan | AFG | 2022-01-02 | v8 | TRUE
https://raw.githubusercontent.com/mrc-ide/global-lmic-reports/master/AFG/projections.csv | 2021-01-11 | ICU_demand | 112.22 | 119.92 | 124.27 | 125.4 | 130.83 | 140.37 | Pessimistic | Afghanistan | AFG | 2022-01-02 | v8 | TRUE
https://raw.githubusercontent.com/mrc-ide/global-lmic-reports/master/AFG/projections.csv | 2021-01-11 | hospital_incidence | 18.73 | 19.97 | 21.06 | 21.18 | 22.16 | 24.67 | Pessimistic | Afghanistan | AFG | 2022-01-02 | v8 | TRUE
https://raw.githubusercontent.com/mrc-ide/global-lmic-reports/master/AFG/projections.csv | 2021-01-11 | ICU_incidence | 5.35 | 5.71 | 6.02 | 6.05 | 6.34 | 7.05 | Pessimistic | Afghanistan | AFG | 2022-01-02 | v8 | TRUE
https://raw.githubusercontent.com/mrc-ide/global-lmic-reports/master/AFG/projections.csv | 2021-01-11 | prevalence | 10515.29 | 11413.75 | 11933.81 | 11918.68 | 12345.04 | 13794.12 | Pessimistic | Afghanistan | AFG | 2022-01-02 | v8 | TRUE
https://raw.githubusercontent.com/mrc-ide/global-lmic-reports/master/AFG/projections.csv | 2021-01-11 | cumulative_infections | 1002270.1 | 1040844.63 | 1075740.9 | 1077449.4 | 1091368.06 | 1193516.41 | Pessimistic | Afghanistan | AFG | 2022-01-02 | v8 | TRUE
https://raw.githubusercontent.com/mrc-ide/global-lmic-reports/master/AFG/projections.csv | 2021-01-11 | cumulative_deaths | 2059.74 | 2161.56 | 2229.61 | 2235.9 | 2277.79 | 2505.53 | Pessimistic | Afghanistan | AFG | 2022-01-02 | v8 | TRUE
https://raw.githubusercontent.com/mrc-ide/global-lmic-reports/master/AFG/projections.csv | 2021-01-11 | Rt | 0.61 | 0.63 | 0.63 | 0.64 | 0.64 | 0.67 | Pessimistic | Afghanistan | AFG | 2022-01-02 | v8 | TRUE
https://raw.githubusercontent.com/mrc-ide/global-lmic-reports/master/AFG/projections.csv | 2021-01-11 | Reff | 0.59 | 0.61 | 0.62 | 0.62 | 0.63 | 0.65 | Pessimistic | Afghanistan | AFG | 2022-01-02 | v8 | TRUE
https://raw.githubusercontent.com/mrc-ide/global-lmic-reports/master/AFG/projections.csv | 2021-01-11 | infections | 1115.25 | 1226.73 | 1282.85 | 1277.18 | 1318.17 | 1435.42 | Relax Interventions 50% | Afghanistan | AFG | 2022-01-02 | v8 | TRUE
https://raw.githubusercontent.com/mrc-ide/global-lmic-reports/master/AFG/projections.csv | 2021-01-11 | deaths | 7.72 | 8.25 | 8.54 | 8.62 | 9 | 9.67 | Relax Interventions 50% | Afghanistan | AFG | 2022-01-02 | v8 | TRUE
https://raw.githubusercontent.com/mrc-ide/global-lmic-reports/master/AFG/projections.csv | 2021-01-11 | hospital_demand | 260.4 | 278.04 | 289.28 | 292.57 | 305.15 | 331.82 | Relax Interventions 50% | Afghanistan | AFG | 2022-01-02 | v8 | TRUE
https://raw.githubusercontent.com/mrc-ide/global-lmic-reports/master/AFG/projections.csv | 2021-01-11 | ICU_demand | 112.22 | 119.92 | 124.27 | 125.4 | 130.83 | 140.37 | Relax Interventions 50% | Afghanistan | AFG | 2022-01-02 | v8 | TRUE
https://raw.githubusercontent.com/mrc-ide/global-lmic-reports/master/AFG/projections.csv | 2021-01-11 | hospital_incidence | 18.73 | 19.97 | 21.06 | 21.18 | 22.16 | 24.67 | Relax Interventions 50% | Afghanistan | AFG | 2022-01-02 | v8 | TRUE
https://raw.githubusercontent.com/mrc-ide/global-lmic-reports/master/AFG/projections.csv | 2021-01-11 | ICU_incidence | 5.35 | 5.71 | 6.02 | 6.05 | 6.34 | 7.05 | Relax Interventions 50% | Afghanistan | AFG | 2022-01-02 | v8 | TRUE
https://raw.githubusercontent.com/mrc-ide/global-lmic-reports/master/AFG/projections.csv | 2021-01-11 | prevalence | 10515.29 | 11413.75 | 11933.81 | 11918.68 | 12345.04 | 13794.12 | Relax Interventions 50% | Afghanistan | AFG | 2022-01-02 | v8 | TRUE
https://raw.githubusercontent.com/mrc-ide/global-lmic-reports/master/AFG/projections.csv | 2021-01-11 | cumulative_infections | 1002270.1 | 1040844.63 | 1075740.9 | 1077449.4 | 1091368.06 | 1193516.41 | Relax Interventions 50% | Afghanistan | AFG | 2022-01-02 | v8 | TRUE
https://raw.githubusercontent.com/mrc-ide/global-lmic-reports/master/AFG/projections.csv | 2021-01-11 | cumulative_deaths | 2059.74 | 2161.56 | 2229.61 | 2235.9 | 2277.79 | 2505.53 | Relax Interventions 50% | Afghanistan | AFG | 2022-01-02 | v8 | TRUE
https://raw.githubusercontent.com/mrc-ide/global-lmic-reports/master/AFG/projections.csv | 2021-01-11 | Rt | 0.61 | 0.63 | 0.63 | 0.64 | 0.64 | 0.67 | Relax Interventions 50% | Afghanistan | AFG | 2022-01-02 | v8 | TRUE
https://raw.githubusercontent.com/mrc-ide/global-lmic-reports/master/AFG/projections.csv | 2021-01-11 | Reff | 0.59 | 0.61 | 0.62 | 0.62 | 0.63 | 0.65 | Relax Interventions 50% | Afghanistan | AFG | 2022-01-02 | v8 | TRUE
https://raw.githubusercontent.com/mrc-ide/global-lmic-reports/master/AFG/projections.csv | 2021-01-11 | infections | 1103.62 | 1179.78 | 1244.9 | 1251.77 | 1313.57 | 1425.46 | Surged Additional 50% Reduction | Afghanistan | AFG | 2022-01-02 | v8 | TRUE
https://raw.githubusercontent.com/mrc-ide/global-lmic-reports/master/AFG/projections.csv | 2021-01-11 | deaths | 7.49 | 8.07 | 8.43 | 8.44 | 8.73 | 9.53 | Surged Additional 50% Reduction | Afghanistan | AFG | 2022-01-02 | v8 | TRUE
https://raw.githubusercontent.com/mrc-ide/global-lmic-reports/master/AFG/projections.csv | 2021-01-11 | hospital_demand | 253.66 | 271.45 | 285.77 | 286.63 | 298.26 | 321.89 | Surged Additional 50% Reduction | Afghanistan | AFG | 2022-01-02 | v8 | TRUE
https://raw.githubusercontent.com/mrc-ide/global-lmic-reports/master/AFG/projections.csv | 2021-01-11 | ICU_demand | 109.18 | 117.35 | 122.3 | 122.87 | 126.87 | 138.34 | Surged Additional 50% Reduction | Afghanistan | AFG | 2022-01-02 | v8 | TRUE
https://raw.githubusercontent.com/mrc-ide/global-lmic-reports/master/AFG/projections.csv | 2021-01-11 | hospital_incidence | 18.34 | 19.56 | 20.79 | 20.77 | 21.77 | 23.24 | Surged Additional 50% Reduction | Afghanistan | AFG | 2022-01-02 | v8 | TRUE
https://raw.githubusercontent.com/mrc-ide/global-lmic-reports/master/AFG/projections.csv | 2021-01-11 | ICU_incidence | 5.24 | 5.59 | 5.94 | 5.94 | 6.22 | 6.64 | Surged Additional 50% Reduction | Afghanistan | AFG | 2022-01-02 | v8 | TRUE
https://raw.githubusercontent.com/mrc-ide/global-lmic-reports/master/AFG/projections.csv | 2021-01-11 | prevalence | 10341.73 | 11027.58 | 11734.57 | 11692.11 | 12332.52 | 13222.75 | Surged Additional 50% Reduction | Afghanistan | AFG | 2022-01-02 | v8 | TRUE
https://raw.githubusercontent.com/mrc-ide/global-lmic-reports/master/AFG/projections.csv | 2021-01-11 | cumulative_infections | 994643.68 | 1038204.46 | 1067404.98 | 1066439.3 | 1095936.21 | 1146012.14 | Surged Additional 50% Reduction | Afghanistan | AFG | 2022-01-02 | v8 | TRUE
https://raw.githubusercontent.com/mrc-ide/global-lmic-reports/master/AFG/projections.csv | 2021-01-11 | cumulative_deaths | 2055.26 | 2143.7 | 2207.36 | 2200.62 | 2260.14 | 2362.94 | Surged Additional 50% Reduction | Afghanistan | AFG | 2022-01-02 | v8 | TRUE
https://raw.githubusercontent.com/mrc-ide/global-lmic-reports/master/AFG/projections.csv | 2021-01-11 | Rt | 0.61 | 0.62 | 0.63 | 0.63 | 0.64 | 0.66 | Surged Additional 50% Reduction | Afghanistan | AFG | 2022-01-02 | v8 | TRUE
https://raw.githubusercontent.com/mrc-ide/global-lmic-reports/master/AFG/projections.csv | 2021-01-11 | Reff | 0.59 | 0.61 | 0.61 | 0.62 | 0.63 | 0.64 | Surged Additional 50% Reduction | Afghanistan | AFG | 2022-01-02 | v8 | TRUE
https://raw.githubusercontent.com/mrc-ide/global-lmic-reports/master/AFG/projections.csv | 2021-01-11 | infections | 1103.62 | 1179.78 | 1244.9 | 1251.77 | 1313.57 | 1425.46 | Surged Maintain Status Quo | Afghanistan | AFG | 2022-01-02 | v8 | TRUE
https://raw.githubusercontent.com/mrc-ide/global-lmic-reports/master/AFG/projections.csv | 2021-01-11 | deaths | 7.49 | 8.07 | 8.43 | 8.44 | 8.73 | 9.53 | Surged Maintain Status Quo | Afghanistan | AFG | 2022-01-02 | v8 | TRUE
https://raw.githubusercontent.com/mrc-ide/global-lmic-reports/master/AFG/projections.csv | 2021-01-11 | hospital_demand | 253.66 | 271.45 | 285.77 | 286.63 | 298.26 | 321.89 | Surged Maintain Status Quo | Afghanistan | AFG | 2022-01-02 | v8 | TRUE
https://raw.githubusercontent.com/mrc-ide/global-lmic-reports/master/AFG/projections.csv | 2021-01-11 | ICU_demand | 109.18 | 117.35 | 122.3 | 122.87 | 126.87 | 138.34 | Surged Maintain Status Quo | Afghanistan | AFG | 2022-01-02 | v8 | TRUE
https://raw.githubusercontent.com/mrc-ide/global-lmic-reports/master/AFG/projections.csv | 2021-01-11 | hospital_incidence | 18.34 | 19.56 | 20.79 | 20.77 | 21.77 | 23.24 | Surged Maintain Status Quo | Afghanistan | AFG | 2022-01-02 | v8 | TRUE
https://raw.githubusercontent.com/mrc-ide/global-lmic-reports/master/AFG/projections.csv | 2021-01-11 | ICU_incidence | 5.24 | 5.59 | 5.94 | 5.94 | 6.22 | 6.64 | Surged Maintain Status Quo | Afghanistan | AFG | 2022-01-02 | v8 | TRUE
https://raw.githubusercontent.com/mrc-ide/global-lmic-reports/master/AFG/projections.csv | 2021-01-11 | prevalence | 10341.73 | 11027.58 | 11734.57 | 11692.11 | 12332.52 | 13222.75 | Surged Maintain Status Quo | Afghanistan | AFG | 2022-01-02 | v8 | TRUE
https://raw.githubusercontent.com/mrc-ide/global-lmic-reports/master/AFG/projections.csv | 2021-01-11 | cumulative_infections | 994643.68 | 1038204.46 | 1067404.98 | 1066439.3 | 1095936.21 | 1146012.14 | Surged Maintain Status Quo | Afghanistan | AFG | 2022-01-02 | v8 | TRUE
https://raw.githubusercontent.com/mrc-ide/global-lmic-reports/master/AFG/projections.csv | 2021-01-11 | cumulative_deaths | 2055.26 | 2143.7 | 2207.36 | 2200.62 | 2260.14 | 2362.94 | Surged Maintain Status Quo | Afghanistan | AFG | 2022-01-02 | v8 | TRUE
https://raw.githubusercontent.com/mrc-ide/global-lmic-reports/master/AFG/projections.csv | 2021-01-11 | Rt | 0.61 | 0.62 | 0.63 | 0.63 | 0.64 | 0.66 | Surged Maintain Status Quo | Afghanistan | AFG | 2022-01-02 | v8 | TRUE
https://raw.githubusercontent.com/mrc-ide/global-lmic-reports/master/AFG/projections.csv | 2021-01-11 | Reff | 0.59 | 0.61 | 0.61 | 0.62 | 0.63 | 0.64 | Surged Maintain Status Quo | Afghanistan | AFG | 2022-01-02 | v8 | TRUE
https://raw.githubusercontent.com/mrc-ide/global-lmic-reports/master/AFG/projections.csv | 2021-01-11 | infections | 1103.62 | 1179.78 | 1244.9 | 1251.77 | 1313.57 | 1425.46 | Surged Optimistic | Afghanistan | AFG | 2022-01-02 | v8 | TRUE
https://raw.githubusercontent.com/mrc-ide/global-lmic-reports/master/AFG/projections.csv | 2021-01-11 | deaths | 7.49 | 8.07 | 8.43 | 8.44 | 8.73 | 9.53 | Surged Optimistic | Afghanistan | AFG | 2022-01-02 | v8 | TRUE
https://raw.githubusercontent.com/mrc-ide/global-lmic-reports/master/AFG/projections.csv | 2021-01-11 | hospital_demand | 253.66 | 271.45 | 285.77 | 286.63 | 298.26 | 321.89 | Surged Optimistic | Afghanistan | AFG | 2022-01-02 | v8 | TRUE
https://raw.githubusercontent.com/mrc-ide/global-lmic-reports/master/AFG/projections.csv | 2021-01-11 | ICU_demand | 109.18 | 117.35 | 122.3 | 122.87 | 126.87 | 138.34 | Surged Optimistic | Afghanistan | AFG | 2022-01-02 | v8 | TRUE
https://raw.githubusercontent.com/mrc-ide/global-lmic-reports/master/AFG/projections.csv | 2021-01-11 | hospital_incidence | 18.34 | 19.56 | 20.79 | 20.77 | 21.77 | 23.24 | Surged Optimistic | Afghanistan | AFG | 2022-01-02 | v8 | TRUE
https://raw.githubusercontent.com/mrc-ide/global-lmic-reports/master/AFG/projections.csv | 2021-01-11 | ICU_incidence | 5.24 | 5.59 | 5.94 | 5.94 | 6.22 | 6.64 | Surged Optimistic | Afghanistan | AFG | 2022-01-02 | v8 | TRUE
https://raw.githubusercontent.com/mrc-ide/global-lmic-reports/master/AFG/projections.csv | 2021-01-11 | prevalence | 10341.73 | 11027.58 | 11734.57 | 11692.11 | 12332.52 | 13222.75 | Surged Optimistic | Afghanistan | AFG | 2022-01-02 | v8 | TRUE
https://raw.githubusercontent.com/mrc-ide/global-lmic-reports/master/AFG/projections.csv | 2021-01-11 | cumulative_infections | 994643.68 | 1038204.46 | 1067404.98 | 1066439.3 | 1095936.21 | 1146012.14 | Surged Optimistic | Afghanistan | AFG | 2022-01-02 | v8 | TRUE
https://raw.githubusercontent.com/mrc-ide/global-lmic-reports/master/AFG/projections.csv | 2021-01-11 | cumulative_deaths | 2055.26 | 2143.7 | 2207.36 | 2200.62 | 2260.14 | 2362.94 | Surged Optimistic | Afghanistan | AFG | 2022-01-02 | v8 | TRUE
https://raw.githubusercontent.com/mrc-ide/global-lmic-reports/master/AFG/projections.csv | 2021-01-11 | Rt | 0.61 | 0.62 | 0.63 | 0.63 | 0.64 | 0.66 | Surged Optimistic | Afghanistan | AFG | 2022-01-02 | v8 | TRUE
https://raw.githubusercontent.com/mrc-ide/global-lmic-reports/master/AFG/projections.csv | 2021-01-11 | Reff | 0.59 | 0.61 | 0.61 | 0.62 | 0.63 | 0.64 | Surged Optimistic | Afghanistan | AFG | 2022-01-02 | v8 | TRUE
https://raw.githubusercontent.com/mrc-ide/global-lmic-reports/master/AFG/projections.csv | 2021-01-11 | infections | 1103.62 | 1179.78 | 1244.9 | 1251.77 | 1313.57 | 1425.46 | Surged Pessimistic | Afghanistan | AFG | 2022-01-02 | v8 | TRUE
https://raw.githubusercontent.com/mrc-ide/global-lmic-reports/master/AFG/projections.csv | 2021-01-11 | deaths | 7.49 | 8.07 | 8.43 | 8.44 | 8.73 | 9.53 | Surged Pessimistic | Afghanistan | AFG | 2022-01-02 | v8 | TRUE
https://raw.githubusercontent.com/mrc-ide/global-lmic-reports/master/AFG/projections.csv | 2021-01-11 | hospital_demand | 253.66 | 271.45 | 285.77 | 286.63 | 298.26 | 321.89 | Surged Pessimistic | Afghanistan | AFG | 2022-01-02 | v8 | TRUE
https://raw.githubusercontent.com/mrc-ide/global-lmic-reports/master/AFG/projections.csv | 2021-01-11 | ICU_demand | 109.18 | 117.35 | 122.3 | 122.87 | 126.87 | 138.34 | Surged Pessimistic | Afghanistan | AFG | 2022-01-02 | v8 | TRUE
https://raw.githubusercontent.com/mrc-ide/global-lmic-reports/master/AFG/projections.csv | 2021-01-11 | hospital_incidence | 18.34 | 19.56 | 20.79 | 20.77 | 21.77 | 23.24 | Surged Pessimistic | Afghanistan | AFG | 2022-01-02 | v8 | TRUE
https://raw.githubusercontent.com/mrc-ide/global-lmic-reports/master/AFG/projections.csv | 2021-01-11 | ICU_incidence | 5.24 | 5.59 | 5.94 | 5.94 | 6.22 | 6.64 | Surged Pessimistic | Afghanistan | AFG | 2022-01-02 | v8 | TRUE
https://raw.githubusercontent.com/mrc-ide/global-lmic-reports/master/AFG/projections.csv | 2021-01-11 | prevalence | 10341.73 | 11027.58 | 11734.57 | 11692.11 | 12332.52 | 13222.75 | Surged Pessimistic | Afghanistan | AFG | 2022-01-02 | v8 | TRUE
https://raw.githubusercontent.com/mrc-ide/global-lmic-reports/master/AFG/projections.csv | 2021-01-11 | cumulative_infections | 994643.68 | 1038204.46 | 1067404.98 | 1066439.3 | 1095936.21 | 1146012.14 | Surged Pessimistic | Afghanistan | AFG | 2022-01-02 | v8 | TRUE
https://raw.githubusercontent.com/mrc-ide/global-lmic-reports/master/AFG/projections.csv | 2021-01-11 | cumulative_deaths | 2055.26 | 2143.7 | 2207.36 | 2200.62 | 2260.14 | 2362.94 | Surged Pessimistic | Afghanistan | AFG | 2022-01-02 | v8 | TRUE
https://raw.githubusercontent.com/mrc-ide/global-lmic-reports/master/AFG/projections.csv | 2021-01-11 | Rt | 0.61 | 0.62 | 0.63 | 0.63 | 0.64 | 0.66 | Surged Pessimistic | Afghanistan | AFG | 2022-01-02 | v8 | TRUE
https://raw.githubusercontent.com/mrc-ide/global-lmic-reports/master/AFG/projections.csv | 2021-01-11 | Reff | 0.59 | 0.61 | 0.61 | 0.62 | 0.63 | 0.64 | Surged Pessimistic | Afghanistan | AFG | 2022-01-02 | v8 | TRUE
https://raw.githubusercontent.com/mrc-ide/global-lmic-reports/master/AFG/projections.csv | 2021-01-11 | infections | 1103.62 | 1179.78 | 1244.9 | 1251.77 | 1313.57 | 1425.46 | Surged Relax Interventions 50% | Afghanistan | AFG | 2022-01-02 | v8 | TRUE
https://raw.githubusercontent.com/mrc-ide/global-lmic-reports/master/AFG/projections.csv | 2021-01-11 | deaths | 7.49 | 8.07 | 8.43 | 8.44 | 8.73 | 9.53 | Surged Relax Interventions 50% | Afghanistan | AFG | 2022-01-02 | v8 | TRUE
https://raw.githubusercontent.com/mrc-ide/global-lmic-reports/master/AFG/projections.csv | 2021-01-11 | hospital_demand | 253.66 | 271.45 | 285.77 | 286.63 | 298.26 | 321.89 | Surged Relax Interventions 50% | Afghanistan | AFG | 2022-01-02 | v8 | TRUE
https://raw.githubusercontent.com/mrc-ide/global-lmic-reports/master/AFG/projections.csv | 2021-01-11 | ICU_demand | 109.18 | 117.35 | 122.3 | 122.87 | 126.87 | 138.34 | Surged Relax Interventions 50% | Afghanistan | AFG | 2022-01-02 | v8 | TRUE
https://raw.githubusercontent.com/mrc-ide/global-lmic-reports/master/AFG/projections.csv | 2021-01-11 | hospital_incidence | 18.34 | 19.56 | 20.79 | 20.77 | 21.77 | 23.24 | Surged Relax Interventions 50% | Afghanistan | AFG | 2022-01-02 | v8 | TRUE
https://raw.githubusercontent.com/mrc-ide/global-lmic-reports/master/AFG/projections.csv | 2021-01-11 | ICU_incidence | 5.24 | 5.59 | 5.94 | 5.94 | 6.22 | 6.64 | Surged Relax Interventions 50% | Afghanistan | AFG | 2022-01-02 | v8 | TRUE
https://raw.githubusercontent.com/mrc-ide/global-lmic-reports/master/AFG/projections.csv | 2021-01-11 | prevalence | 10341.73 | 11027.58 | 11734.57 | 11692.11 | 12332.52 | 13222.75 | Surged Relax Interventions 50% | Afghanistan | AFG | 2022-01-02 | v8 | TRUE
https://raw.githubusercontent.com/mrc-ide/global-lmic-reports/master/AFG/projections.csv | 2021-01-11 | cumulative_infections | 994643.68 | 1038204.46 | 1067404.98 | 1066439.3 | 1095936.21 | 1146012.14 | Surged Relax Interventions 50% | Afghanistan | AFG | 2022-01-02 | v8 | TRUE
https://raw.githubusercontent.com/mrc-ide/global-lmic-reports/master/AFG/projections.csv | 2021-01-11 | cumulative_deaths | 2055.26 | 2143.7 | 2207.36 | 2200.62 | 2260.14 | 2362.94 | Surged Relax Interventions 50% | Afghanistan | AFG | 2022-01-02 | v8 | TRUE
https://raw.githubusercontent.com/mrc-ide/global-lmic-reports/master/AFG/projections.csv | 2021-01-11 | Rt | 0.61 | 0.62 | 0.63 | 0.63 | 0.64 | 0.66 | Surged Relax Interventions 50% | Afghanistan | AFG | 2022-01-02 | v8 | TRUE
https://raw.githubusercontent.com/mrc-ide/global-lmic-reports/master/AFG/projections.csv | 2021-01-11 | Reff | 0.59 | 0.61 | 0.61 | 0.62 | 0.63 | 0.64 | Surged Relax Interventions 50% | Afghanistan | AFG | 2022-01-02 | v8 | TRUE
https://raw.githubusercontent.com/mrc-ide/global-lmic-reports/master/AFG/projections.csv | 2021-01-12 | infections | 1043.82 | 1150.38 | 1205.81 | 1198.55 | 1242.5 | 1349.58 | Additional 50% Reduction | Afghanistan | AFG | 2022-01-02 | v8 | TRUE
https://raw.githubusercontent.com/mrc-ide/global-lmic-reports/master/AFG/projections.csv | 2021-01-12 | deaths | 7.43 | 7.94 | 8.24 | 8.31 | 8.68 | 9.32 | Additional 50% Reduction | Afghanistan | AFG | 2022-01-02 | v8 | TRUE
https://raw.githubusercontent.com/mrc-ide/global-lmic-reports/master/AFG/projections.csv | 2021-01-12 | hospital_demand | 248.76 | 265.64 | 276.33 | 279.79 | 291.28 | 318.22 | Additional 50% Reduction | Afghanistan | AFG | 2022-01-02 | v8 | TRUE
https://raw.githubusercontent.com/mrc-ide/global-lmic-reports/master/AFG/projections.csv | 2021-01-12 | ICU_demand | 107.92 | 115.33 | 119.74 | 120.73 | 125.86 | 135.07 | Additional 50% Reduction | Afghanistan | AFG | 2022-01-02 | v8 | TRUE
https://raw.githubusercontent.com/mrc-ide/global-lmic-reports/master/AFG/projections.csv | 2021-01-12 | hospital_incidence | 17.5 | 18.7 | 19.67 | 19.8 | 20.68 | 23.05 | Additional 50% Reduction | Afghanistan | AFG | 2022-01-02 | v8 | TRUE
https://raw.githubusercontent.com/mrc-ide/global-lmic-reports/master/AFG/projections.csv | 2021-01-12 | ICU_incidence | 5 | 5.35 | 5.62 | 5.66 | 5.91 | 6.59 | Additional 50% Reduction | Afghanistan | AFG | 2022-01-02 | v8 | TRUE
https://raw.githubusercontent.com/mrc-ide/global-lmic-reports/master/AFG/projections.csv | 2021-01-12 | prevalence | 9820.41 | 10703.07 | 11166.34 | 11160.84 | 11543.9 | 12898.45 | Additional 50% Reduction | Afghanistan | AFG | 2022-01-02 | v8 | TRUE
https://raw.githubusercontent.com/mrc-ide/global-lmic-reports/master/AFG/projections.csv | 2021-01-12 | cumulative_infections | 1003464.36 | 1041956.49 | 1076808.91 | 1078647.96 | 1092593.54 | 1194703.4 | Additional 50% Reduction | Afghanistan | AFG | 2022-01-02 | v8 | TRUE
https://raw.githubusercontent.com/mrc-ide/global-lmic-reports/master/AFG/projections.csv | 2021-01-12 | cumulative_deaths | 2068 | 2169.4 | 2237.98 | 2244.22 | 2286.16 | 2514.35 | Additional 50% Reduction | Afghanistan | AFG | 2022-01-02 | v8 | TRUE
https://raw.githubusercontent.com/mrc-ide/global-lmic-reports/master/AFG/projections.csv | 2021-01-12 | Rt | 0.6 | 0.62 | 0.63 | 0.63 | 0.63 | 0.66 | Additional 50% Reduction | Afghanistan | AFG | 2022-01-02 | v8 | TRUE
https://raw.githubusercontent.com/mrc-ide/global-lmic-reports/master/AFG/projections.csv | 2021-01-12 | Reff | 0.59 | 0.6 | 0.61 | 0.61 | 0.62 | 0.64 | Additional 50% Reduction | Afghanistan | AFG | 2022-01-02 | v8 | TRUE
https://raw.githubusercontent.com/mrc-ide/global-lmic-reports/master/AFG/projections.csv | 2021-01-12 | infections | 1043.82 | 1150.38 | 1205.81 | 1198.55 | 1242.5 | 1349.58 | Maintain Status Quo | Afghanistan | AFG | 2022-01-02 | v8 | TRUE
https://raw.githubusercontent.com/mrc-ide/global-lmic-reports/master/AFG/projections.csv | 2021-01-12 | deaths | 7.43 | 7.94 | 8.24 | 8.31 | 8.68 | 9.32 | Maintain Status Quo | Afghanistan | AFG | 2022-01-02 | v8 | TRUE
https://raw.githubusercontent.com/mrc-ide/global-lmic-reports/master/AFG/projections.csv | 2021-01-12 | hospital_demand | 248.76 | 265.64 | 276.33 | 279.79 | 291.28 | 318.22 | Maintain Status Quo | Afghanistan | AFG | 2022-01-02 | v8 | TRUE
https://raw.githubusercontent.com/mrc-ide/global-lmic-reports/master/AFG/projections.csv | 2021-01-12 | ICU_demand | 107.92 | 115.33 | 119.74 | 120.73 | 125.86 | 135.07 | Maintain Status Quo | Afghanistan | AFG | 2022-01-02 | v8 | TRUE
https://raw.githubusercontent.com/mrc-ide/global-lmic-reports/master/AFG/projections.csv | 2021-01-12 | hospital_incidence | 17.5 | 18.7 | 19.67 | 19.8 | 20.68 | 23.05 | Maintain Status Quo | Afghanistan | AFG | 2022-01-02 | v8 | TRUE
https://raw.githubusercontent.com/mrc-ide/global-lmic-reports/master/AFG/projections.csv | 2021-01-12 | ICU_incidence | 5 | 5.35 | 5.62 | 5.66 | 5.91 | 6.59 | Maintain Status Quo | Afghanistan | AFG | 2022-01-02 | v8 | TRUE
https://raw.githubusercontent.com/mrc-ide/global-lmic-reports/master/AFG/projections.csv | 2021-01-12 | prevalence | 9820.41 | 10703.07 | 11166.34 | 11160.84 | 11543.9 | 12898.45 | Maintain Status Quo | Afghanistan | AFG | 2022-01-02 | v8 | TRUE
https://raw.githubusercontent.com/mrc-ide/global-lmic-reports/master/AFG/projections.csv | 2021-01-12 | cumulative_infections | 1003464.36 | 1041956.49 | 1076808.91 | 1078647.96 | 1092593.54 | 1194703.4 | Maintain Status Quo | Afghanistan | AFG | 2022-01-02 | v8 | TRUE
https://raw.githubusercontent.com/mrc-ide/global-lmic-reports/master/AFG/projections.csv | 2021-01-12 | cumulative_deaths | 2068 | 2169.4 | 2237.98 | 2244.22 | 2286.16 | 2514.35 | Maintain Status Quo | Afghanistan | AFG | 2022-01-02 | v8 | TRUE
https://raw.githubusercontent.com/mrc-ide/global-lmic-reports/master/AFG/projections.csv | 2021-01-12 | Rt | 0.6 | 0.62 | 0.63 | 0.63 | 0.63 | 0.66 | Maintain Status Quo | Afghanistan | AFG | 2022-01-02 | v8 | TRUE
https://raw.githubusercontent.com/mrc-ide/global-lmic-reports/master/AFG/projections.csv | 2021-01-12 | Reff | 0.59 | 0.6 | 0.61 | 0.61 | 0.62 | 0.64 | Maintain Status Quo | Afghanistan | AFG | 2022-01-02 | v8 | TRUE
https://raw.githubusercontent.com/mrc-ide/global-lmic-reports/master/AFG/projections.csv | 2021-01-12 | infections | 1043.82 | 1150.38 | 1205.81 | 1198.55 | 1242.5 | 1349.58 | Optimistic | Afghanistan | AFG | 2022-01-02 | v8 | TRUE
https://raw.githubusercontent.com/mrc-ide/global-lmic-reports/master/AFG/projections.csv | 2021-01-12 | deaths | 7.43 | 7.94 | 8.24 | 8.31 | 8.68 | 9.32 | Optimistic | Afghanistan | AFG | 2022-01-02 | v8 | TRUE
https://raw.githubusercontent.com/mrc-ide/global-lmic-reports/master/AFG/projections.csv | 2021-01-12 | hospital_demand | 248.76 | 265.64 | 276.33 | 279.79 | 291.28 | 318.22 | Optimistic | Afghanistan | AFG | 2022-01-02 | v8 | TRUE
https://raw.githubusercontent.com/mrc-ide/global-lmic-reports/master/AFG/projections.csv | 2021-01-12 | ICU_demand | 107.92 | 115.33 | 119.74 | 120.73 | 125.86 | 135.07 | Optimistic | Afghanistan | AFG | 2022-01-02 | v8 | TRUE
https://raw.githubusercontent.com/mrc-ide/global-lmic-reports/master/AFG/projections.csv | 2021-01-12 | hospital_incidence | 17.5 | 18.7 | 19.67 | 19.8 | 20.68 | 23.05 | Optimistic | Afghanistan | AFG | 2022-01-02 | v8 | TRUE
https://raw.githubusercontent.com/mrc-ide/global-lmic-reports/master/AFG/projections.csv | 2021-01-12 | ICU_incidence | 5 | 5.35 | 5.62 | 5.66 | 5.91 | 6.59 | Optimistic | Afghanistan | AFG | 2022-01-02 | v8 | TRUE
https://raw.githubusercontent.com/mrc-ide/global-lmic-reports/master/AFG/projections.csv | 2021-01-12 | prevalence | 9820.41 | 10703.07 | 11166.34 | 11160.84 | 11543.9 | 12898.45 | Optimistic | Afghanistan | AFG | 2022-01-02 | v8 | TRUE
https://raw.githubusercontent.com/mrc-ide/global-lmic-reports/master/AFG/projections.csv | 2021-01-12 | cumulative_infections | 1003464.36 | 1041956.49 | 1076808.91 | 1078647.96 | 1092593.54 | 1194703.4 | Optimistic | Afghanistan | AFG | 2022-01-02 | v8 | TRUE
https://raw.githubusercontent.com/mrc-ide/global-lmic-reports/master/AFG/projections.csv | 2021-01-12 | cumulative_deaths | 2068 | 2169.4 | 2237.98 | 2244.22 | 2286.16 | 2514.35 | Optimistic | Afghanistan | AFG | 2022-01-02 | v8 | TRUE
https://raw.githubusercontent.com/mrc-ide/global-lmic-reports/master/AFG/projections.csv | 2021-01-12 | Rt | 0.6 | 0.62 | 0.63 | 0.63 | 0.63 | 0.66 | Optimistic | Afghanistan | AFG | 2022-01-02 | v8 | TRUE
https://raw.githubusercontent.com/mrc-ide/global-lmic-reports/master/AFG/projections.csv | 2021-01-12 | Reff | 0.59 | 0.6 | 0.61 | 0.61 | 0.62 | 0.64 | Optimistic | Afghanistan | AFG | 2022-01-02 | v8 | TRUE
https://raw.githubusercontent.com/mrc-ide/global-lmic-reports/master/AFG/projections.csv | 2021-01-12 | infections | 1043.82 | 1150.38 | 1205.81 | 1198.55 | 1242.5 | 1349.58 | Pessimistic | Afghanistan | AFG | 2022-01-02 | v8 | TRUE
https://raw.githubusercontent.com/mrc-ide/global-lmic-reports/master/AFG/projections.csv | 2021-01-12 | deaths | 7.43 | 7.94 | 8.24 | 8.31 | 8.68 | 9.32 | Pessimistic | Afghanistan | AFG | 2022-01-02 | v8 | TRUE
https://raw.githubusercontent.com/mrc-ide/global-lmic-reports/master/AFG/projections.csv | 2021-01-12 | hospital_demand | 248.76 | 265.64 | 276.33 | 279.79 | 291.28 | 318.22 | Pessimistic | Afghanistan | AFG | 2022-01-02 | v8 | TRUE
https://raw.githubusercontent.com/mrc-ide/global-lmic-reports/master/AFG/projections.csv | 2021-01-12 | ICU_demand | 107.92 | 115.33 | 119.74 | 120.73 | 125.86 | 135.07 | Pessimistic | Afghanistan | AFG | 2022-01-02 | v8 | TRUE
https://raw.githubusercontent.com/mrc-ide/global-lmic-reports/master/AFG/projections.csv | 2021-01-12 | hospital_incidence | 17.5 | 18.7 | 19.67 | 19.8 | 20.68 | 23.05 | Pessimistic | Afghanistan | AFG | 2022-01-02 | v8 | TRUE
https://raw.githubusercontent.com/mrc-ide/global-lmic-reports/master/AFG/projections.csv | 2021-01-12 | ICU_incidence | 5 | 5.35 | 5.62 | 5.66 | 5.91 | 6.59 | Pessimistic | Afghanistan | AFG | 2022-01-02 | v8 | TRUE
https://raw.githubusercontent.com/mrc-ide/global-lmic-reports/master/AFG/projections.csv | 2021-01-12 | prevalence | 9820.41 | 10703.07 | 11166.34 | 11160.84 | 11543.9 | 12898.45 | Pessimistic | Afghanistan | AFG | 2022-01-02 | v8 | TRUE
https://raw.githubusercontent.com/mrc-ide/global-lmic-reports/master/AFG/projections.csv | 2021-01-12 | cumulative_infections | 1003464.36 | 1041956.49 | 1076808.91 | 1078647.96 | 1092593.54 | 1194703.4 | Pessimistic | Afghanistan | AFG | 2022-01-02 | v8 | TRUE
https://raw.githubusercontent.com/mrc-ide/global-lmic-reports/master/AFG/projections.csv | 2021-01-12 | cumulative_deaths | 2068 | 2169.4 | 2237.98 | 2244.22 | 2286.16 | 2514.35 | Pessimistic | Afghanistan | AFG | 2022-01-02 | v8 | TRUE
https://raw.githubusercontent.com/mrc-ide/global-lmic-reports/master/AFG/projections.csv | 2021-01-12 | Rt | 0.6 | 0.62 | 0.63 | 0.63 | 0.63 | 0.66 | Pessimistic | Afghanistan | AFG | 2022-01-02 | v8 | TRUE
https://raw.githubusercontent.com/mrc-ide/global-lmic-reports/master/AFG/projections.csv | 2021-01-12 | Reff | 0.59 | 0.6 | 0.61 | 0.61 | 0.62 | 0.64 | Pessimistic | Afghanistan | AFG | 2022-01-02 | v8 | TRUE
https://raw.githubusercontent.com/mrc-ide/global-lmic-reports/master/AFG/projections.csv | 2021-01-12 | infections | 1043.82 | 1150.38 | 1205.81 | 1198.55 | 1242.5 | 1349.58 | Relax Interventions 50% | Afghanistan | AFG | 2022-01-02 | v8 | TRUE
https://raw.githubusercontent.com/mrc-ide/global-lmic-reports/master/AFG/projections.csv | 2021-01-12 | deaths | 7.43 | 7.94 | 8.24 | 8.31 | 8.68 | 9.32 | Relax Interventions 50% | Afghanistan | AFG | 2022-01-02 | v8 | TRUE
https://raw.githubusercontent.com/mrc-ide/global-lmic-reports/master/AFG/projections.csv | 2021-01-12 | hospital_demand | 248.76 | 265.64 | 276.33 | 279.79 | 291.28 | 318.22 | Relax Interventions 50% | Afghanistan | AFG | 2022-01-02 | v8 | TRUE
https://raw.githubusercontent.com/mrc-ide/global-lmic-reports/master/AFG/projections.csv | 2021-01-12 | ICU_demand | 107.92 | 115.33 | 119.74 | 120.73 | 125.86 | 135.07 | Relax Interventions 50% | Afghanistan | AFG | 2022-01-02 | v8 | TRUE
https://raw.githubusercontent.com/mrc-ide/global-lmic-reports/master/AFG/projections.csv | 2021-01-12 | hospital_incidence | 17.5 | 18.7 | 19.67 | 19.8 | 20.68 | 23.05 | Relax Interventions 50% | Afghanistan | AFG | 2022-01-02 | v8 | TRUE
https://raw.githubusercontent.com/mrc-ide/global-lmic-reports/master/AFG/projections.csv | 2021-01-12 | ICU_incidence | 5 | 5.35 | 5.62 | 5.66 | 5.91 | 6.59 | Relax Interventions 50% | Afghanistan | AFG | 2022-01-02 | v8 | TRUE
https://raw.githubusercontent.com/mrc-ide/global-lmic-reports/master/AFG/projections.csv | 2021-01-12 | prevalence | 9820.41 | 10703.07 | 11166.34 | 11160.84 | 11543.9 | 12898.45 | Relax Interventions 50% | Afghanistan | AFG | 2022-01-02 | v8 | TRUE
https://raw.githubusercontent.com/mrc-ide/global-lmic-reports/master/AFG/projections.csv | 2021-01-12 | cumulative_infections | 1003464.36 | 1041956.49 | 1076808.91 | 1078647.96 | 1092593.54 | 1194703.4 | Relax Interventions 50% | Afghanistan | AFG | 2022-01-02 | v8 | TRUE
https://raw.githubusercontent.com/mrc-ide/global-lmic-reports/master/AFG/projections.csv | 2021-01-12 | cumulative_deaths | 2068 | 2169.4 | 2237.98 | 2244.22 | 2286.16 | 2514.35 | Relax Interventions 50% | Afghanistan | AFG | 2022-01-02 | v8 | TRUE
https://raw.githubusercontent.com/mrc-ide/global-lmic-reports/master/AFG/projections.csv | 2021-01-12 | Rt | 0.6 | 0.62 | 0.63 | 0.63 | 0.63 | 0.66 | Relax Interventions 50% | Afghanistan | AFG | 2022-01-02 | v8 | TRUE
https://raw.githubusercontent.com/mrc-ide/global-lmic-reports/master/AFG/projections.csv | 2021-01-12 | Reff | 0.59 | 0.6 | 0.61 | 0.61 | 0.62 | 0.64 | Relax Interventions 50% | Afghanistan | AFG | 2022-01-02 | v8 | TRUE
https://raw.githubusercontent.com/mrc-ide/global-lmic-reports/master/AFG/projections.csv | 2021-01-12 | infections | 1033.26 | 1109.21 | 1166.04 | 1174.38 | 1230.48 | 1342.61 | Surged Additional 50% Reduction | Afghanistan | AFG | 2022-01-02 | v8 | TRUE
https://raw.githubusercontent.com/mrc-ide/global-lmic-reports/master/AFG/projections.csv | 2021-01-12 | deaths | 7.22 | 7.76 | 8.11 | 8.14 | 8.42 | 9.18 | Surged Additional 50% Reduction | Afghanistan | AFG | 2022-01-02 | v8 | TRUE
https://raw.githubusercontent.com/mrc-ide/global-lmic-reports/master/AFG/projections.csv | 2021-01-12 | hospital_demand | 242.59 | 259.54 | 273.46 | 274.14 | 285.43 | 307.69 | Surged Additional 50% Reduction | Afghanistan | AFG | 2022-01-02 | v8 | TRUE
https://raw.githubusercontent.com/mrc-ide/global-lmic-reports/master/AFG/projections.csv | 2021-01-12 | ICU_demand | 105.07 | 112.69 | 117.75 | 118.3 | 122.24 | 133.12 | Surged Additional 50% Reduction | Afghanistan | AFG | 2022-01-02 | v8 | TRUE
https://raw.githubusercontent.com/mrc-ide/global-lmic-reports/master/AFG/projections.csv | 2021-01-12 | hospital_incidence | 17.18 | 18.28 | 19.41 | 19.42 | 20.36 | 21.75 | Surged Additional 50% Reduction | Afghanistan | AFG | 2022-01-02 | v8 | TRUE
https://raw.githubusercontent.com/mrc-ide/global-lmic-reports/master/AFG/projections.csv | 2021-01-12 | ICU_incidence | 4.91 | 5.22 | 5.55 | 5.55 | 5.82 | 6.22 | Surged Additional 50% Reduction | Afghanistan | AFG | 2022-01-02 | v8 | TRUE
https://raw.githubusercontent.com/mrc-ide/global-lmic-reports/master/AFG/projections.csv | 2021-01-12 | prevalence | 9673.19 | 10328.23 | 10973.76 | 10947.45 | 11570.3 | 12410.83 | Surged Additional 50% Reduction | Afghanistan | AFG | 2022-01-02 | v8 | TRUE
https://raw.githubusercontent.com/mrc-ide/global-lmic-reports/master/AFG/projections.csv | 2021-01-12 | cumulative_infections | 995734.47 | 1039371.37 | 1068469.85 | 1067613.68 | 1097087.27 | 1147279.52 | Surged Additional 50% Reduction | Afghanistan | AFG | 2022-01-02 | v8 | TRUE
https://raw.githubusercontent.com/mrc-ide/global-lmic-reports/master/AFG/projections.csv | 2021-01-12 | cumulative_deaths | 2062.63 | 2151.54 | 2215.49 | 2208.76 | 2268.88 | 2371.86 | Surged Additional 50% Reduction | Afghanistan | AFG | 2022-01-02 | v8 | TRUE
https://raw.githubusercontent.com/mrc-ide/global-lmic-reports/master/AFG/projections.csv | 2021-01-12 | Rt | 0.6 | 0.62 | 0.62 | 0.63 | 0.63 | 0.65 | Surged Additional 50% Reduction | Afghanistan | AFG | 2022-01-02 | v8 | TRUE
https://raw.githubusercontent.com/mrc-ide/global-lmic-reports/master/AFG/projections.csv | 2021-01-12 | Reff | 0.59 | 0.6 | 0.61 | 0.61 | 0.62 | 0.63 | Surged Additional 50% Reduction | Afghanistan | AFG | 2022-01-02 | v8 | TRUE
https://raw.githubusercontent.com/mrc-ide/global-lmic-reports/master/AFG/projections.csv | 2021-01-12 | infections | 1033.26 | 1109.21 | 1166.04 | 1174.38 | 1230.48 | 1342.61 | Surged Maintain Status Quo | Afghanistan | AFG | 2022-01-02 | v8 | TRUE
https://raw.githubusercontent.com/mrc-ide/global-lmic-reports/master/AFG/projections.csv | 2021-01-12 | deaths | 7.22 | 7.76 | 8.11 | 8.14 | 8.42 | 9.18 | Surged Maintain Status Quo | Afghanistan | AFG | 2022-01-02 | v8 | TRUE
https://raw.githubusercontent.com/mrc-ide/global-lmic-reports/master/AFG/projections.csv | 2021-01-12 | hospital_demand | 242.59 | 259.54 | 273.46 | 274.14 | 285.43 | 307.69 | Surged Maintain Status Quo | Afghanistan | AFG | 2022-01-02 | v8 | TRUE
https://raw.githubusercontent.com/mrc-ide/global-lmic-reports/master/AFG/projections.csv | 2021-01-12 | ICU_demand | 105.07 | 112.69 | 117.75 | 118.3 | 122.24 | 133.12 | Surged Maintain Status Quo | Afghanistan | AFG | 2022-01-02 | v8 | TRUE
https://raw.githubusercontent.com/mrc-ide/global-lmic-reports/master/AFG/projections.csv | 2021-01-12 | hospital_incidence | 17.18 | 18.28 | 19.41 | 19.42 | 20.36 | 21.75 | Surged Maintain Status Quo | Afghanistan | AFG | 2022-01-02 | v8 | TRUE
https://raw.githubusercontent.com/mrc-ide/global-lmic-reports/master/AFG/projections.csv | 2021-01-12 | ICU_incidence | 4.91 | 5.22 | 5.55 | 5.55 | 5.82 | 6.22 | Surged Maintain Status Quo | Afghanistan | AFG | 2022-01-02 | v8 | TRUE
https://raw.githubusercontent.com/mrc-ide/global-lmic-reports/master/AFG/projections.csv | 2021-01-12 | prevalence | 9673.19 | 10328.23 | 10973.76 | 10947.45 | 11570.3 | 12410.83 | Surged Maintain Status Quo | Afghanistan | AFG | 2022-01-02 | v8 | TRUE
https://raw.githubusercontent.com/mrc-ide/global-lmic-reports/master/AFG/projections.csv | 2021-01-12 | cumulative_infections | 995734.47 | 1039371.37 | 1068469.85 | 1067613.68 | 1097087.27 | 1147279.52 | Surged Maintain Status Quo | Afghanistan | AFG | 2022-01-02 | v8 | TRUE
https://raw.githubusercontent.com/mrc-ide/global-lmic-reports/master/AFG/projections.csv | 2021-01-12 | cumulative_deaths | 2062.63 | 2151.54 | 2215.49 | 2208.76 | 2268.88 | 2371.86 | Surged Maintain Status Quo | Afghanistan | AFG | 2022-01-02 | v8 | TRUE
https://raw.githubusercontent.com/mrc-ide/global-lmic-reports/master/AFG/projections.csv | 2021-01-12 | Rt | 0.6 | 0.62 | 0.62 | 0.63 | 0.63 | 0.65 | Surged Maintain Status Quo | Afghanistan | AFG | 2022-01-02 | v8 | TRUE
https://raw.githubusercontent.com/mrc-ide/global-lmic-reports/master/AFG/projections.csv | 2021-01-12 | Reff | 0.59 | 0.6 | 0.61 | 0.61 | 0.62 | 0.63 | Surged Maintain Status Quo | Afghanistan | AFG | 2022-01-02 | v8 | TRUE
https://raw.githubusercontent.com/mrc-ide/global-lmic-reports/master/AFG/projections.csv | 2021-01-12 | infections | 1033.26 | 1109.21 | 1166.04 | 1174.38 | 1230.48 | 1342.61 | Surged Optimistic | Afghanistan | AFG | 2022-01-02 | v8 | TRUE
https://raw.githubusercontent.com/mrc-ide/global-lmic-reports/master/AFG/projections.csv | 2021-01-12 | deaths | 7.22 | 7.76 | 8.11 | 8.14 | 8.42 | 9.18 | Surged Optimistic | Afghanistan | AFG | 2022-01-02 | v8 | TRUE
https://raw.githubusercontent.com/mrc-ide/global-lmic-reports/master/AFG/projections.csv | 2021-01-12 | hospital_demand | 242.59 | 259.54 | 273.46 | 274.14 | 285.43 | 307.69 | Surged Optimistic | Afghanistan | AFG | 2022-01-02 | v8 | TRUE
https://raw.githubusercontent.com/mrc-ide/global-lmic-reports/master/AFG/projections.csv | 2021-01-12 | ICU_demand | 105.07 | 112.69 | 117.75 | 118.3 | 122.24 | 133.12 | Surged Optimistic | Afghanistan | AFG | 2022-01-02 | v8 | TRUE
https://raw.githubusercontent.com/mrc-ide/global-lmic-reports/master/AFG/projections.csv | 2021-01-12 | hospital_incidence | 17.18 | 18.28 | 19.41 | 19.42 | 20.36 | 21.75 | Surged Optimistic | Afghanistan | AFG | 2022-01-02 | v8 | TRUE
https://raw.githubusercontent.com/mrc-ide/global-lmic-reports/master/AFG/projections.csv | 2021-01-12 | ICU_incidence | 4.91 | 5.22 | 5.55 | 5.55 | 5.82 | 6.22 | Surged Optimistic | Afghanistan | AFG | 2022-01-02 | v8 | TRUE
https://raw.githubusercontent.com/mrc-ide/global-lmic-reports/master/AFG/projections.csv | 2021-01-12 | prevalence | 9673.19 | 10328.23 | 10973.76 | 10947.45 | 11570.3 | 12410.83 | Surged Optimistic | Afghanistan | AFG | 2022-01-02 | v8 | TRUE
https://raw.githubusercontent.com/mrc-ide/global-lmic-reports/master/AFG/projections.csv | 2021-01-12 | cumulative_infections | 995734.47 | 1039371.37 | 1068469.85 | 1067613.68 | 1097087.27 | 1147279.52 | Surged Optimistic | Afghanistan | AFG | 2022-01-02 | v8 | TRUE
https://raw.githubusercontent.com/mrc-ide/global-lmic-reports/master/AFG/projections.csv | 2021-01-12 | cumulative_deaths | 2062.63 | 2151.54 | 2215.49 | 2208.76 | 2268.88 | 2371.86 | Surged Optimistic | Afghanistan | AFG | 2022-01-02 | v8 | TRUE
https://raw.githubusercontent.com/mrc-ide/global-lmic-reports/master/AFG/projections.csv | 2021-01-12 | Rt | 0.6 | 0.62 | 0.62 | 0.63 | 0.63 | 0.65 | Surged Optimistic | Afghanistan | AFG | 2022-01-02 | v8 | TRUE
https://raw.githubusercontent.com/mrc-ide/global-lmic-reports/master/AFG/projections.csv | 2021-01-12 | Reff | 0.59 | 0.6 | 0.61 | 0.61 | 0.62 | 0.63 | Surged Optimistic | Afghanistan | AFG | 2022-01-02 | v8 | TRUE
https://raw.githubusercontent.com/mrc-ide/global-lmic-reports/master/AFG/projections.csv | 2021-01-12 | infections | 1033.26 | 1109.21 | 1166.04 | 1174.38 | 1230.48 | 1342.61 | Surged Pessimistic | Afghanistan | AFG | 2022-01-02 | v8 | TRUE
https://raw.githubusercontent.com/mrc-ide/global-lmic-reports/master/AFG/projections.csv | 2021-01-12 | deaths | 7.22 | 7.76 | 8.11 | 8.14 | 8.42 | 9.18 | Surged Pessimistic | Afghanistan | AFG | 2022-01-02 | v8 | TRUE
https://raw.githubusercontent.com/mrc-ide/global-lmic-reports/master/AFG/projections.csv | 2021-01-12 | hospital_demand | 242.59 | 259.54 | 273.46 | 274.14 | 285.43 | 307.69 | Surged Pessimistic | Afghanistan | AFG | 2022-01-02 | v8 | TRUE
https://raw.githubusercontent.com/mrc-ide/global-lmic-reports/master/AFG/projections.csv | 2021-01-12 | ICU_demand | 105.07 | 112.69 | 117.75 | 118.3 | 122.24 | 133.12 | Surged Pessimistic | Afghanistan | AFG | 2022-01-02 | v8 | TRUE
https://raw.githubusercontent.com/mrc-ide/global-lmic-reports/master/AFG/projections.csv | 2021-01-12 | hospital_incidence | 17.18 | 18.28 | 19.41 | 19.42 | 20.36 | 21.75 | Surged Pessimistic | Afghanistan | AFG | 2022-01-02 | v8 | TRUE
https://raw.githubusercontent.com/mrc-ide/global-lmic-reports/master/AFG/projections.csv | 2021-01-12 | ICU_incidence | 4.91 | 5.22 | 5.55 | 5.55 | 5.82 | 6.22 | Surged Pessimistic | Afghanistan | AFG | 2022-01-02 | v8 | TRUE
https://raw.githubusercontent.com/mrc-ide/global-lmic-reports/master/AFG/projections.csv | 2021-01-12 | prevalence | 9673.19 | 10328.23 | 10973.76 | 10947.45 | 11570.3 | 12410.83 | Surged Pessimistic | Afghanistan | AFG | 2022-01-02 | v8 | TRUE
https://raw.githubusercontent.com/mrc-ide/global-lmic-reports/master/AFG/projections.csv | 2021-01-12 | cumulative_infections | 995734.47 | 1039371.37 | 1068469.85 | 1067613.68 | 1097087.27 | 1147279.52 | Surged Pessimistic | Afghanistan | AFG | 2022-01-02 | v8 | TRUE
https://raw.githubusercontent.com/mrc-ide/global-lmic-reports/master/AFG/projections.csv | 2021-01-12 | cumulative_deaths | 2062.63 | 2151.54 | 2215.49 | 2208.76 | 2268.88 | 2371.86 | Surged Pessimistic | Afghanistan | AFG | 2022-01-02 | v8 | TRUE
https://raw.githubusercontent.com/mrc-ide/global-lmic-reports/master/AFG/projections.csv | 2021-01-12 | Rt | 0.6 | 0.62 | 0.62 | 0.63 | 0.63 | 0.65 | Surged Pessimistic | Afghanistan | AFG | 2022-01-02 | v8 | TRUE
https://raw.githubusercontent.com/mrc-ide/global-lmic-reports/master/AFG/projections.csv | 2021-01-12 | Reff | 0.59 | 0.6 | 0.61 | 0.61 | 0.62 | 0.63 | Surged Pessimistic | Afghanistan | AFG | 2022-01-02 | v8 | TRUE
https://raw.githubusercontent.com/mrc-ide/global-lmic-reports/master/AFG/projections.csv | 2021-01-12 | infections | 1033.26 | 1109.21 | 1166.04 | 1174.38 | 1230.48 | 1342.61 | Surged Relax Interventions 50% | Afghanistan | AFG | 2022-01-02 | v8 | TRUE
https://raw.githubusercontent.com/mrc-ide/global-lmic-reports/master/AFG/projections.csv | 2021-01-12 | deaths | 7.22 | 7.76 | 8.11 | 8.14 | 8.42 | 9.18 | Surged Relax Interventions 50% | Afghanistan | AFG | 2022-01-02 | v8 | TRUE
https://raw.githubusercontent.com/mrc-ide/global-lmic-reports/master/AFG/projections.csv | 2021-01-12 | hospital_demand | 242.59 | 259.54 | 273.46 | 274.14 | 285.43 | 307.69 | Surged Relax Interventions 50% | Afghanistan | AFG | 2022-01-02 | v8 | TRUE
https://raw.githubusercontent.com/mrc-ide/global-lmic-reports/master/AFG/projections.csv | 2021-01-12 | ICU_demand | 105.07 | 112.69 | 117.75 | 118.3 | 122.24 | 133.12 | Surged Relax Interventions 50% | Afghanistan | AFG | 2022-01-02 | v8 | TRUE
https://raw.githubusercontent.com/mrc-ide/global-lmic-reports/master/AFG/projections.csv | 2021-01-12 | hospital_incidence | 17.18 | 18.28 | 19.41 | 19.42 | 20.36 | 21.75 | Surged Relax Interventions 50% | Afghanistan | AFG | 2022-01-02 | v8 | TRUE
https://raw.githubusercontent.com/mrc-ide/global-lmic-reports/master/AFG/projections.csv | 2021-01-12 | ICU_incidence | 4.91 | 5.22 | 5.55 | 5.55 | 5.82 | 6.22 | Surged Relax Interventions 50% | Afghanistan | AFG | 2022-01-02 | v8 | TRUE
https://raw.githubusercontent.com/mrc-ide/global-lmic-reports/master/AFG/projections.csv | 2021-01-12 | prevalence | 9673.19 | 10328.23 | 10973.76 | 10947.45 | 11570.3 | 12410.83 | Surged Relax Interventions 50% | Afghanistan | AFG | 2022-01-02 | v8 | TRUE
https://raw.githubusercontent.com/mrc-ide/global-lmic-reports/master/AFG/projections.csv | 2021-01-12 | cumulative_infections | 995734.47 | 1039371.37 | 1068469.85 | 1067613.68 | 1097087.27 | 1147279.52 | Surged Relax Interventions 50% | Afghanistan | AFG | 2022-01-02 | v8 | TRUE
https://raw.githubusercontent.com/mrc-ide/global-lmic-reports/master/AFG/projections.csv | 2021-01-12 | cumulative_deaths | 2062.63 | 2151.54 | 2215.49 | 2208.76 | 2268.88 | 2371.86 | Surged Relax Interventions 50% | Afghanistan | AFG | 2022-01-02 | v8 | TRUE
https://raw.githubusercontent.com/mrc-ide/global-lmic-reports/master/AFG/projections.csv | 2021-01-12 | Rt | 0.6 | 0.62 | 0.62 | 0.63 | 0.63 | 0.65 | Surged Relax Interventions 50% | Afghanistan | AFG | 2022-01-02 | v8 | TRUE
https://raw.githubusercontent.com/mrc-ide/global-lmic-reports/master/AFG/projections.csv | 2021-01-12 | Reff | 0.59 | 0.6 | 0.61 | 0.61 | 0.62 | 0.63 | Surged Relax Interventions 50% | Afghanistan | AFG | 2022-01-02 | v8 | TRUE
https://raw.githubusercontent.com/mrc-ide/global-lmic-reports/master/AFG/projections.csv | 2021-01-13 | infections | 956.86 | 1061.21 | 1111.7 | 1103.66 | 1147.43 | 1246.25 | Additional 50% Reduction | Afghanistan | AFG | 2022-01-02 | v8 | TRUE
https://raw.githubusercontent.com/mrc-ide/global-lmic-reports/master/AFG/projections.csv | 2021-01-13 | deaths | 7.14 | 7.63 | 7.94 | 8 | 8.36 | 8.99 | Additional 50% Reduction | Afghanistan | AFG | 2022-01-02 | v8 | TRUE
https://raw.githubusercontent.com/mrc-ide/global-lmic-reports/master/AFG/projections.csv | 2021-01-13 | hospital_demand | 237.14 | 253.32 | 263.6 | 266.98 | 278.68 | 304.36 | Additional 50% Reduction | Afghanistan | AFG | 2022-01-02 | v8 | TRUE
https://raw.githubusercontent.com/mrc-ide/global-lmic-reports/master/AFG/projections.csv | 2021-01-13 | ICU_demand | 103.6 | 110.73 | 115.1 | 116.01 | 121 | 130.1 | Additional 50% Reduction | Afghanistan | AFG | 2022-01-02 | v8 | TRUE
https://raw.githubusercontent.com/mrc-ide/global-lmic-reports/master/AFG/projections.csv | 2021-01-13 | hospital_incidence | 16.34 | 17.55 | 18.4 | 18.5 | 19.29 | 21.51 | Additional 50% Reduction | Afghanistan | AFG | 2022-01-02 | v8 | TRUE
https://raw.githubusercontent.com/mrc-ide/global-lmic-reports/master/AFG/projections.csv | 2021-01-13 | ICU_incidence | 4.67 | 5.02 | 5.26 | 5.29 | 5.51 | 6.15 | Additional 50% Reduction | Afghanistan | AFG | 2022-01-02 | v8 | TRUE
https://raw.githubusercontent.com/mrc-ide/global-lmic-reports/master/AFG/projections.csv | 2021-01-13 | prevalence | 9179.17 | 10016.95 | 10433.69 | 10438.26 | 10785.94 | 12036.32 | Additional 50% Reduction | Afghanistan | AFG | 2022-01-02 | v8 | TRUE
https://raw.githubusercontent.com/mrc-ide/global-lmic-reports/master/AFG/projections.csv | 2021-01-13 | cumulative_infections | 1004559.51 | 1042985.04 | 1077793.93 | 1079751.61 | 1093722.91 | 1195795.21 | Additional 50% Reduction | Afghanistan | AFG | 2022-01-02 | v8 | TRUE
https://raw.githubusercontent.com/mrc-ide/global-lmic-reports/master/AFG/projections.csv | 2021-01-13 | cumulative_deaths | 2075.98 | 2176.96 | 2246.04 | 2252.22 | 2294.25 | 2522.81 | Additional 50% Reduction | Afghanistan | AFG | 2022-01-02 | v8 | TRUE
https://raw.githubusercontent.com/mrc-ide/global-lmic-reports/master/AFG/projections.csv | 2021-01-13 | Rt | 0.6 | 0.61 | 0.62 | 0.62 | 0.63 | 0.65 | Additional 50% Reduction | Afghanistan | AFG | 2022-01-02 | v8 | TRUE
https://raw.githubusercontent.com/mrc-ide/global-lmic-reports/master/AFG/projections.csv | 2021-01-13 | Reff | 0.58 | 0.59 | 0.6 | 0.6 | 0.61 | 0.63 | Additional 50% Reduction | Afghanistan | AFG | 2022-01-02 | v8 | TRUE
https://raw.githubusercontent.com/mrc-ide/global-lmic-reports/master/AFG/projections.csv | 2021-01-13 | infections | 956.86 | 1061.21 | 1111.7 | 1103.66 | 1147.43 | 1246.25 | Maintain Status Quo | Afghanistan | AFG | 2022-01-02 | v8 | TRUE
https://raw.githubusercontent.com/mrc-ide/global-lmic-reports/master/AFG/projections.csv | 2021-01-13 | deaths | 7.14 | 7.63 | 7.94 | 8 | 8.36 | 8.99 | Maintain Status Quo | Afghanistan | AFG | 2022-01-02 | v8 | TRUE
https://raw.githubusercontent.com/mrc-ide/global-lmic-reports/master/AFG/projections.csv | 2021-01-13 | hospital_demand | 237.14 | 253.32 | 263.6 | 266.98 | 278.68 | 304.36 | Maintain Status Quo | Afghanistan | AFG | 2022-01-02 | v8 | TRUE
https://raw.githubusercontent.com/mrc-ide/global-lmic-reports/master/AFG/projections.csv | 2021-01-13 | ICU_demand | 103.6 | 110.73 | 115.1 | 116.01 | 121 | 130.1 | Maintain Status Quo | Afghanistan | AFG | 2022-01-02 | v8 | TRUE
https://raw.githubusercontent.com/mrc-ide/global-lmic-reports/master/AFG/projections.csv | 2021-01-13 | hospital_incidence | 16.34 | 17.55 | 18.4 | 18.5 | 19.29 | 21.51 | Maintain Status Quo | Afghanistan | AFG | 2022-01-02 | v8 | TRUE
https://raw.githubusercontent.com/mrc-ide/global-lmic-reports/master/AFG/projections.csv | 2021-01-13 | ICU_incidence | 4.67 | 5.02 | 5.26 | 5.29 | 5.51 | 6.15 | Maintain Status Quo | Afghanistan | AFG | 2022-01-02 | v8 | TRUE
https://raw.githubusercontent.com/mrc-ide/global-lmic-reports/master/AFG/projections.csv | 2021-01-13 | prevalence | 9179.17 | 10016.95 | 10433.69 | 10438.26 | 10785.94 | 12036.32 | Maintain Status Quo | Afghanistan | AFG | 2022-01-02 | v8 | TRUE
https://raw.githubusercontent.com/mrc-ide/global-lmic-reports/master/AFG/projections.csv | 2021-01-13 | cumulative_infections | 1004559.51 | 1042985.04 | 1077793.93 | 1079751.61 | 1093722.91 | 1195795.21 | Maintain Status Quo | Afghanistan | AFG | 2022-01-02 | v8 | TRUE
https://raw.githubusercontent.com/mrc-ide/global-lmic-reports/master/AFG/projections.csv | 2021-01-13 | cumulative_deaths | 2075.98 | 2176.96 | 2246.04 | 2252.22 | 2294.25 | 2522.81 | Maintain Status Quo | Afghanistan | AFG | 2022-01-02 | v8 | TRUE
https://raw.githubusercontent.com/mrc-ide/global-lmic-reports/master/AFG/projections.csv | 2021-01-13 | Rt | 0.6 | 0.61 | 0.62 | 0.62 | 0.63 | 0.65 | Maintain Status Quo | Afghanistan | AFG | 2022-01-02 | v8 | TRUE
https://raw.githubusercontent.com/mrc-ide/global-lmic-reports/master/AFG/projections.csv | 2021-01-13 | Reff | 0.58 | 0.59 | 0.6 | 0.6 | 0.61 | 0.63 | Maintain Status Quo | Afghanistan | AFG | 2022-01-02 | v8 | TRUE
https://raw.githubusercontent.com/mrc-ide/global-lmic-reports/master/AFG/projections.csv | 2021-01-13 | infections | 956.86 | 1061.21 | 1111.7 | 1103.66 | 1147.43 | 1246.25 | Optimistic | Afghanistan | AFG | 2022-01-02 | v8 | TRUE
https://raw.githubusercontent.com/mrc-ide/global-lmic-reports/master/AFG/projections.csv | 2021-01-13 | deaths | 7.14 | 7.63 | 7.94 | 8 | 8.36 | 8.99 | Optimistic | Afghanistan | AFG | 2022-01-02 | v8 | TRUE
https://raw.githubusercontent.com/mrc-ide/global-lmic-reports/master/AFG/projections.csv | 2021-01-13 | hospital_demand | 237.14 | 253.32 | 263.6 | 266.98 | 278.68 | 304.36 | Optimistic | Afghanistan | AFG | 2022-01-02 | v8 | TRUE
https://raw.githubusercontent.com/mrc-ide/global-lmic-reports/master/AFG/projections.csv | 2021-01-13 | ICU_demand | 103.6 | 110.73 | 115.1 | 116.01 | 121 | 130.1 | Optimistic | Afghanistan | AFG | 2022-01-02 | v8 | TRUE
https://raw.githubusercontent.com/mrc-ide/global-lmic-reports/master/AFG/projections.csv | 2021-01-13 | hospital_incidence | 16.34 | 17.55 | 18.4 | 18.5 | 19.29 | 21.51 | Optimistic | Afghanistan | AFG | 2022-01-02 | v8 | TRUE
https://raw.githubusercontent.com/mrc-ide/global-lmic-reports/master/AFG/projections.csv | 2021-01-13 | ICU_incidence | 4.67 | 5.02 | 5.26 | 5.29 | 5.51 | 6.15 | Optimistic | Afghanistan | AFG | 2022-01-02 | v8 | TRUE
https://raw.githubusercontent.com/mrc-ide/global-lmic-reports/master/AFG/projections.csv | 2021-01-13 | prevalence | 9179.17 | 10016.95 | 10433.69 | 10438.26 | 10785.94 | 12036.32 | Optimistic | Afghanistan | AFG | 2022-01-02 | v8 | TRUE
https://raw.githubusercontent.com/mrc-ide/global-lmic-reports/master/AFG/projections.csv | 2021-01-13 | cumulative_infections | 1004559.51 | 1042985.04 | 1077793.93 | 1079751.61 | 1093722.91 | 1195795.21 | Optimistic | Afghanistan | AFG | 2022-01-02 | v8 | TRUE
https://raw.githubusercontent.com/mrc-ide/global-lmic-reports/master/AFG/projections.csv | 2021-01-13 | cumulative_deaths | 2075.98 | 2176.96 | 2246.04 | 2252.22 | 2294.25 | 2522.81 | Optimistic | Afghanistan | AFG | 2022-01-02 | v8 | TRUE
https://raw.githubusercontent.com/mrc-ide/global-lmic-reports/master/AFG/projections.csv | 2021-01-13 | Rt | 0.6 | 0.61 | 0.62 | 0.62 | 0.63 | 0.65 | Optimistic | Afghanistan | AFG | 2022-01-02 | v8 | TRUE
https://raw.githubusercontent.com/mrc-ide/global-lmic-reports/master/AFG/projections.csv | 2021-01-13 | Reff | 0.58 | 0.59 | 0.6 | 0.6 | 0.61 | 0.63 | Optimistic | Afghanistan | AFG | 2022-01-02 | v8 | TRUE
https://raw.githubusercontent.com/mrc-ide/global-lmic-reports/master/AFG/projections.csv | 2021-01-13 | infections | 956.86 | 1061.21 | 1111.7 | 1103.66 | 1147.43 | 1246.25 | Pessimistic | Afghanistan | AFG | 2022-01-02 | v8 | TRUE
https://raw.githubusercontent.com/mrc-ide/global-lmic-reports/master/AFG/projections.csv | 2021-01-13 | deaths | 7.14 | 7.63 | 7.94 | 8 | 8.36 | 8.99 | Pessimistic | Afghanistan | AFG | 2022-01-02 | v8 | TRUE
https://raw.githubusercontent.com/mrc-ide/global-lmic-reports/master/AFG/projections.csv | 2021-01-13 | hospital_demand | 237.14 | 253.32 | 263.6 | 266.98 | 278.68 | 304.36 | Pessimistic | Afghanistan | AFG | 2022-01-02 | v8 | TRUE
https://raw.githubusercontent.com/mrc-ide/global-lmic-reports/master/AFG/projections.csv | 2021-01-13 | ICU_demand | 103.6 | 110.73 | 115.1 | 116.01 | 121 | 130.1 | Pessimistic | Afghanistan | AFG | 2022-01-02 | v8 | TRUE
https://raw.githubusercontent.com/mrc-ide/global-lmic-reports/master/AFG/projections.csv | 2021-01-13 | hospital_incidence | 16.34 | 17.55 | 18.4 | 18.5 | 19.29 | 21.51 | Pessimistic | Afghanistan | AFG | 2022-01-02 | v8 | TRUE
https://raw.githubusercontent.com/mrc-ide/global-lmic-reports/master/AFG/projections.csv | 2021-01-13 | ICU_incidence | 4.67 | 5.02 | 5.26 | 5.29 | 5.51 | 6.15 | Pessimistic | Afghanistan | AFG | 2022-01-02 | v8 | TRUE
https://raw.githubusercontent.com/mrc-ide/global-lmic-reports/master/AFG/projections.csv | 2021-01-13 | prevalence | 9179.17 | 10016.95 | 10433.69 | 10438.26 | 10785.94 | 12036.32 | Pessimistic | Afghanistan | AFG | 2022-01-02 | v8 | TRUE
https://raw.githubusercontent.com/mrc-ide/global-lmic-reports/master/AFG/projections.csv | 2021-01-13 | cumulative_infections | 1004559.51 | 1042985.04 | 1077793.93 | 1079751.61 | 1093722.91 | 1195795.21 | Pessimistic | Afghanistan | AFG | 2022-01-02 | v8 | TRUE
https://raw.githubusercontent.com/mrc-ide/global-lmic-reports/master/AFG/projections.csv | 2021-01-13 | cumulative_deaths | 2075.98 | 2176.96 | 2246.04 | 2252.22 | 2294.25 | 2522.81 | Pessimistic | Afghanistan | AFG | 2022-01-02 | v8 | TRUE
https://raw.githubusercontent.com/mrc-ide/global-lmic-reports/master/AFG/projections.csv | 2021-01-13 | Rt | 0.6 | 0.61 | 0.62 | 0.62 | 0.63 | 0.65 | Pessimistic | Afghanistan | AFG | 2022-01-02 | v8 | TRUE
https://raw.githubusercontent.com/mrc-ide/global-lmic-reports/master/AFG/projections.csv | 2021-01-13 | Reff | 0.58 | 0.59 | 0.6 | 0.6 | 0.61 | 0.63 | Pessimistic | Afghanistan | AFG | 2022-01-02 | v8 | TRUE
https://raw.githubusercontent.com/mrc-ide/global-lmic-reports/master/AFG/projections.csv | 2021-01-13 | infections | 956.86 | 1061.21 | 1111.7 | 1103.66 | 1147.43 | 1246.25 | Relax Interventions 50% | Afghanistan | AFG | 2022-01-02 | v8 | TRUE
https://raw.githubusercontent.com/mrc-ide/global-lmic-reports/master/AFG/projections.csv | 2021-01-13 | deaths | 7.14 | 7.63 | 7.94 | 8 | 8.36 | 8.99 | Relax Interventions 50% | Afghanistan | AFG | 2022-01-02 | v8 | TRUE
https://raw.githubusercontent.com/mrc-ide/global-lmic-reports/master/AFG/projections.csv | 2021-01-13 | hospital_demand | 237.14 | 253.32 | 263.6 | 266.98 | 278.68 | 304.36 | Relax Interventions 50% | Afghanistan | AFG | 2022-01-02 | v8 | TRUE
https://raw.githubusercontent.com/mrc-ide/global-lmic-reports/master/AFG/projections.csv | 2021-01-13 | ICU_demand | 103.6 | 110.73 | 115.1 | 116.01 | 121 | 130.1 | Relax Interventions 50% | Afghanistan | AFG | 2022-01-02 | v8 | TRUE
https://raw.githubusercontent.com/mrc-ide/global-lmic-reports/master/AFG/projections.csv | 2021-01-13 | hospital_incidence | 16.34 | 17.55 | 18.4 | 18.5 | 19.29 | 21.51 | Relax Interventions 50% | Afghanistan | AFG | 2022-01-02 | v8 | TRUE
https://raw.githubusercontent.com/mrc-ide/global-lmic-reports/master/AFG/projections.csv | 2021-01-13 | ICU_incidence | 4.67 | 5.02 | 5.26 | 5.29 | 5.51 | 6.15 | Relax Interventions 50% | Afghanistan | AFG | 2022-01-02 | v8 | TRUE
https://raw.githubusercontent.com/mrc-ide/global-lmic-reports/master/AFG/projections.csv | 2021-01-13 | prevalence | 9179.17 | 10016.95 | 10433.69 | 10438.26 | 10785.94 | 12036.32 | Relax Interventions 50% | Afghanistan | AFG | 2022-01-02 | v8 | TRUE
https://raw.githubusercontent.com/mrc-ide/global-lmic-reports/master/AFG/projections.csv | 2021-01-13 | cumulative_infections | 1004559.51 | 1042985.04 | 1077793.93 | 1079751.61 | 1093722.91 | 1195795.21 | Relax Interventions 50% | Afghanistan | AFG | 2022-01-02 | v8 | TRUE
https://raw.githubusercontent.com/mrc-ide/global-lmic-reports/master/AFG/projections.csv | 2021-01-13 | cumulative_deaths | 2075.98 | 2176.96 | 2246.04 | 2252.22 | 2294.25 | 2522.81 | Relax Interventions 50% | Afghanistan | AFG | 2022-01-02 | v8 | TRUE
https://raw.githubusercontent.com/mrc-ide/global-lmic-reports/master/AFG/projections.csv | 2021-01-13 | Rt | 0.6 | 0.61 | 0.62 | 0.62 | 0.63 | 0.65 | Relax Interventions 50% | Afghanistan | AFG | 2022-01-02 | v8 | TRUE
https://raw.githubusercontent.com/mrc-ide/global-lmic-reports/master/AFG/projections.csv | 2021-01-13 | Reff | 0.58 | 0.59 | 0.6 | 0.6 | 0.61 | 0.63 | Relax Interventions 50% | Afghanistan | AFG | 2022-01-02 | v8 | TRUE
https://raw.githubusercontent.com/mrc-ide/global-lmic-reports/master/AFG/projections.csv | 2021-01-13 | infections | 954.27 | 1019.85 | 1075.22 | 1082.13 | 1131.01 | 1236.01 | Surged Additional 50% Reduction | Afghanistan | AFG | 2022-01-02 | v8 | TRUE
https://raw.githubusercontent.com/mrc-ide/global-lmic-reports/master/AFG/projections.csv | 2021-01-13 | deaths | 6.94 | 7.45 | 7.8 | 7.84 | 8.12 | 8.82 | Surged Additional 50% Reduction | Afghanistan | AFG | 2022-01-02 | v8 | TRUE
https://raw.githubusercontent.com/mrc-ide/global-lmic-reports/master/AFG/projections.csv | 2021-01-13 | hospital_demand | 231.5 | 247.64 | 261.2 | 261.61 | 272.66 | 293.54 | Surged Additional 50% Reduction | Afghanistan | AFG | 2022-01-02 | v8 | TRUE
https://raw.githubusercontent.com/mrc-ide/global-lmic-reports/master/AFG/projections.csv | 2021-01-13 | ICU_demand | 100.94 | 108.1 | 113.19 | 113.68 | 117.55 | 127.88 | Surged Additional 50% Reduction | Afghanistan | AFG | 2022-01-02 | v8 | TRUE
https://raw.githubusercontent.com/mrc-ide/global-lmic-reports/master/AFG/projections.csv | 2021-01-13 | hospital_incidence | 16.06 | 17.08 | 18.13 | 18.15 | 19.05 | 20.37 | Surged Additional 50% Reduction | Afghanistan | AFG | 2022-01-02 | v8 | TRUE
https://raw.githubusercontent.com/mrc-ide/global-lmic-reports/master/AFG/projections.csv | 2021-01-13 | ICU_incidence | 4.59 | 4.88 | 5.18 | 5.19 | 5.45 | 5.82 | Surged Additional 50% Reduction | Afghanistan | AFG | 2022-01-02 | v8 | TRUE
https://raw.githubusercontent.com/mrc-ide/global-lmic-reports/master/AFG/projections.csv | 2021-01-13 | prevalence | 9042.81 | 9656.66 | 10231.95 | 10238.15 | 10805.88 | 11589.03 | Surged Additional 50% Reduction | Afghanistan | AFG | 2022-01-02 | v8 | TRUE
https://raw.githubusercontent.com/mrc-ide/global-lmic-reports/master/AFG/projections.csv | 2021-01-13 | cumulative_infections | 996737.18 | 1040447.52 | 1069453.48 | 1068695.81 | 1098144.11 | 1148441.15 | Surged Additional 50% Reduction | Afghanistan | AFG | 2022-01-02 | v8 | TRUE
https://raw.githubusercontent.com/mrc-ide/global-lmic-reports/master/AFG/projections.csv | 2021-01-13 | cumulative_deaths | 2069.73 | 2159.09 | 2223.3 | 2216.6 | 2277.26 | 2380.43 | Surged Additional 50% Reduction | Afghanistan | AFG | 2022-01-02 | v8 | TRUE
https://raw.githubusercontent.com/mrc-ide/global-lmic-reports/master/AFG/projections.csv | 2021-01-13 | Rt | 0.6 | 0.61 | 0.62 | 0.62 | 0.63 | 0.64 | Surged Additional 50% Reduction | Afghanistan | AFG | 2022-01-02 | v8 | TRUE
https://raw.githubusercontent.com/mrc-ide/global-lmic-reports/master/AFG/projections.csv | 2021-01-13 | Reff | 0.58 | 0.59 | 0.6 | 0.6 | 0.61 | 0.62 | Surged Additional 50% Reduction | Afghanistan | AFG | 2022-01-02 | v8 | TRUE
https://raw.githubusercontent.com/mrc-ide/global-lmic-reports/master/AFG/projections.csv | 2021-01-13 | infections | 954.27 | 1019.85 | 1075.22 | 1082.13 | 1131.01 | 1236.01 | Surged Maintain Status Quo | Afghanistan | AFG | 2022-01-02 | v8 | TRUE
https://raw.githubusercontent.com/mrc-ide/global-lmic-reports/master/AFG/projections.csv | 2021-01-13 | deaths | 6.94 | 7.45 | 7.8 | 7.84 | 8.12 | 8.82 | Surged Maintain Status Quo | Afghanistan | AFG | 2022-01-02 | v8 | TRUE
https://raw.githubusercontent.com/mrc-ide/global-lmic-reports/master/AFG/projections.csv | 2021-01-13 | hospital_demand | 231.5 | 247.64 | 261.2 | 261.61 | 272.66 | 293.54 | Surged Maintain Status Quo | Afghanistan | AFG | 2022-01-02 | v8 | TRUE
https://raw.githubusercontent.com/mrc-ide/global-lmic-reports/master/AFG/projections.csv | 2021-01-13 | ICU_demand | 100.94 | 108.1 | 113.19 | 113.68 | 117.55 | 127.88 | Surged Maintain Status Quo | Afghanistan | AFG | 2022-01-02 | v8 | TRUE
https://raw.githubusercontent.com/mrc-ide/global-lmic-reports/master/AFG/projections.csv | 2021-01-13 | hospital_incidence | 16.06 | 17.08 | 18.13 | 18.15 | 19.05 | 20.37 | Surged Maintain Status Quo | Afghanistan | AFG | 2022-01-02 | v8 | TRUE
https://raw.githubusercontent.com/mrc-ide/global-lmic-reports/master/AFG/projections.csv | 2021-01-13 | ICU_incidence | 4.59 | 4.88 | 5.18 | 5.19 | 5.45 | 5.82 | Surged Maintain Status Quo | Afghanistan | AFG | 2022-01-02 | v8 | TRUE
https://raw.githubusercontent.com/mrc-ide/global-lmic-reports/master/AFG/projections.csv | 2021-01-13 | prevalence | 9042.81 | 9656.66 | 10231.95 | 10238.15 | 10805.88 | 11589.03 | Surged Maintain Status Quo | Afghanistan | AFG | 2022-01-02 | v8 | TRUE
https://raw.githubusercontent.com/mrc-ide/global-lmic-reports/master/AFG/projections.csv | 2021-01-13 | cumulative_infections | 996737.18 | 1040447.52 | 1069453.48 | 1068695.81 | 1098144.11 | 1148441.15 | Surged Maintain Status Quo | Afghanistan | AFG | 2022-01-02 | v8 | TRUE
https://raw.githubusercontent.com/mrc-ide/global-lmic-reports/master/AFG/projections.csv | 2021-01-13 | cumulative_deaths | 2069.73 | 2159.09 | 2223.3 | 2216.6 | 2277.26 | 2380.43 | Surged Maintain Status Quo | Afghanistan | AFG | 2022-01-02 | v8 | TRUE
https://raw.githubusercontent.com/mrc-ide/global-lmic-reports/master/AFG/projections.csv | 2021-01-13 | Rt | 0.6 | 0.61 | 0.62 | 0.62 | 0.63 | 0.64 | Surged Maintain Status Quo | Afghanistan | AFG | 2022-01-02 | v8 | TRUE
https://raw.githubusercontent.com/mrc-ide/global-lmic-reports/master/AFG/projections.csv | 2021-01-13 | Reff | 0.58 | 0.59 | 0.6 | 0.6 | 0.61 | 0.62 | Surged Maintain Status Quo | Afghanistan | AFG | 2022-01-02 | v8 | TRUE
https://raw.githubusercontent.com/mrc-ide/global-lmic-reports/master/AFG/projections.csv | 2021-01-13 | infections | 954.27 | 1019.85 | 1075.22 | 1082.13 | 1131.01 | 1236.01 | Surged Optimistic | Afghanistan | AFG | 2022-01-02 | v8 | TRUE
https://raw.githubusercontent.com/mrc-ide/global-lmic-reports/master/AFG/projections.csv | 2021-01-13 | deaths | 6.94 | 7.45 | 7.8 | 7.84 | 8.12 | 8.82 | Surged Optimistic | Afghanistan | AFG | 2022-01-02 | v8 | TRUE
https://raw.githubusercontent.com/mrc-ide/global-lmic-reports/master/AFG/projections.csv | 2021-01-13 | hospital_demand | 231.5 | 247.64 | 261.2 | 261.61 | 272.66 | 293.54 | Surged Optimistic | Afghanistan | AFG | 2022-01-02 | v8 | TRUE
https://raw.githubusercontent.com/mrc-ide/global-lmic-reports/master/AFG/projections.csv | 2021-01-13 | ICU_demand | 100.94 | 108.1 | 113.19 | 113.68 | 117.55 | 127.88 | Surged Optimistic | Afghanistan | AFG | 2022-01-02 | v8 | TRUE
https://raw.githubusercontent.com/mrc-ide/global-lmic-reports/master/AFG/projections.csv | 2021-01-13 | hospital_incidence | 16.06 | 17.08 | 18.13 | 18.15 | 19.05 | 20.37 | Surged Optimistic | Afghanistan | AFG | 2022-01-02 | v8 | TRUE
https://raw.githubusercontent.com/mrc-ide/global-lmic-reports/master/AFG/projections.csv | 2021-01-13 | ICU_incidence | 4.59 | 4.88 | 5.18 | 5.19 | 5.45 | 5.82 | Surged Optimistic | Afghanistan | AFG | 2022-01-02 | v8 | TRUE
https://raw.githubusercontent.com/mrc-ide/global-lmic-reports/master/AFG/projections.csv | 2021-01-13 | prevalence | 9042.81 | 9656.66 | 10231.95 | 10238.15 | 10805.88 | 11589.03 | Surged Optimistic | Afghanistan | AFG | 2022-01-02 | v8 | TRUE
https://raw.githubusercontent.com/mrc-ide/global-lmic-reports/master/AFG/projections.csv | 2021-01-13 | cumulative_infections | 996737.18 | 1040447.52 | 1069453.48 | 1068695.81 | 1098144.11 | 1148441.15 | Surged Optimistic | Afghanistan | AFG | 2022-01-02 | v8 | TRUE
https://raw.githubusercontent.com/mrc-ide/global-lmic-reports/master/AFG/projections.csv | 2021-01-13 | cumulative_deaths | 2069.73 | 2159.09 | 2223.3 | 2216.6 | 2277.26 | 2380.43 | Surged Optimistic | Afghanistan | AFG | 2022-01-02 | v8 | TRUE
https://raw.githubusercontent.com/mrc-ide/global-lmic-reports/master/AFG/projections.csv | 2021-01-13 | Rt | 0.6 | 0.61 | 0.62 | 0.62 | 0.63 | 0.64 | Surged Optimistic | Afghanistan | AFG | 2022-01-02 | v8 | TRUE
https://raw.githubusercontent.com/mrc-ide/global-lmic-reports/master/AFG/projections.csv | 2021-01-13 | Reff | 0.58 | 0.59 | 0.6 | 0.6 | 0.61 | 0.62 | Surged Optimistic | Afghanistan | AFG | 2022-01-02 | v8 | TRUE
https://raw.githubusercontent.com/mrc-ide/global-lmic-reports/master/AFG/projections.csv | 2021-01-13 | infections | 954.27 | 1019.85 | 1075.22 | 1082.13 | 1131.01 | 1236.01 | Surged Pessimistic | Afghanistan | AFG | 2022-01-02 | v8 | TRUE
https://raw.githubusercontent.com/mrc-ide/global-lmic-reports/master/AFG/projections.csv | 2021-01-13 | deaths | 6.94 | 7.45 | 7.8 | 7.84 | 8.12 | 8.82 | Surged Pessimistic | Afghanistan | AFG | 2022-01-02 | v8 | TRUE
https://raw.githubusercontent.com/mrc-ide/global-lmic-reports/master/AFG/projections.csv | 2021-01-13 | hospital_demand | 231.5 | 247.64 | 261.2 | 261.61 | 272.66 | 293.54 | Surged Pessimistic | Afghanistan | AFG | 2022-01-02 | v8 | TRUE
https://raw.githubusercontent.com/mrc-ide/global-lmic-reports/master/AFG/projections.csv | 2021-01-13 | ICU_demand | 100.94 | 108.1 | 113.19 | 113.68 | 117.55 | 127.88 | Surged Pessimistic | Afghanistan | AFG | 2022-01-02 | v8 | TRUE
https://raw.githubusercontent.com/mrc-ide/global-lmic-reports/master/AFG/projections.csv | 2021-01-13 | hospital_incidence | 16.06 | 17.08 | 18.13 | 18.15 | 19.05 | 20.37 | Surged Pessimistic | Afghanistan | AFG | 2022-01-02 | v8 | TRUE
https://raw.githubusercontent.com/mrc-ide/global-lmic-reports/master/AFG/projections.csv | 2021-01-13 | ICU_incidence | 4.59 | 4.88 | 5.18 | 5.19 | 5.45 | 5.82 | Surged Pessimistic | Afghanistan | AFG | 2022-01-02 | v8 | TRUE
https://raw.githubusercontent.com/mrc-ide/global-lmic-reports/master/AFG/projections.csv | 2021-01-13 | prevalence | 9042.81 | 9656.66 | 10231.95 | 10238.15 | 10805.88 | 11589.03 | Surged Pessimistic | Afghanistan | AFG | 2022-01-02 | v8 | TRUE
https://raw.githubusercontent.com/mrc-ide/global-lmic-reports/master/AFG/projections.csv | 2021-01-13 | cumulative_infections | 996737.18 | 1040447.52 | 1069453.48 | 1068695.81 | 1098144.11 | 1148441.15 | Surged Pessimistic | Afghanistan | AFG | 2022-01-02 | v8 | TRUE
https://raw.githubusercontent.com/mrc-ide/global-lmic-reports/master/AFG/projections.csv | 2021-01-13 | cumulative_deaths | 2069.73 | 2159.09 | 2223.3 | 2216.6 | 2277.26 | 2380.43 | Surged Pessimistic | Afghanistan | AFG | 2022-01-02 | v8 | TRUE
https://raw.githubusercontent.com/mrc-ide/global-lmic-reports/master/AFG/projections.csv | 2021-01-13 | Rt | 0.6 | 0.61 | 0.62 | 0.62 | 0.63 | 0.64 | Surged Pessimistic | Afghanistan | AFG | 2022-01-02 | v8 | TRUE
https://raw.githubusercontent.com/mrc-ide/global-lmic-reports/master/AFG/projections.csv | 2021-01-13 | Reff | 0.58 | 0.59 | 0.6 | 0.6 | 0.61 | 0.62 | Surged Pessimistic | Afghanistan | AFG | 2022-01-02 | v8 | TRUE
https://raw.githubusercontent.com/mrc-ide/global-lmic-reports/master/AFG/projections.csv | 2021-01-13 | infections | 954.27 | 1019.85 | 1075.22 | 1082.13 | 1131.01 | 1236.01 | Surged Relax Interventions 50% | Afghanistan | AFG | 2022-01-02 | v8 | TRUE
https://raw.githubusercontent.com/mrc-ide/global-lmic-reports/master/AFG/projections.csv | 2021-01-13 | deaths | 6.94 | 7.45 | 7.8 | 7.84 | 8.12 | 8.82 | Surged Relax Interventions 50% | Afghanistan | AFG | 2022-01-02 | v8 | TRUE
https://raw.githubusercontent.com/mrc-ide/global-lmic-reports/master/AFG/projections.csv | 2021-01-13 | hospital_demand | 231.5 | 247.64 | 261.2 | 261.61 | 272.66 | 293.54 | Surged Relax Interventions 50% | Afghanistan | AFG | 2022-01-02 | v8 | TRUE
https://raw.githubusercontent.com/mrc-ide/global-lmic-reports/master/AFG/projections.csv | 2021-01-13 | ICU_demand | 100.94 | 108.1 | 113.19 | 113.68 | 117.55 | 127.88 | Surged Relax Interventions 50% | Afghanistan | AFG | 2022-01-02 | v8 | TRUE
https://raw.githubusercontent.com/mrc-ide/global-lmic-reports/master/AFG/projections.csv | 2021-01-13 | hospital_incidence | 16.06 | 17.08 | 18.13 | 18.15 | 19.05 | 20.37 | Surged Relax Interventions 50% | Afghanistan | AFG | 2022-01-02 | v8 | TRUE
https://raw.githubusercontent.com/mrc-ide/global-lmic-reports/master/AFG/projections.csv | 2021-01-13 | ICU_incidence | 4.59 | 4.88 | 5.18 | 5.19 | 5.45 | 5.82 | Surged Relax Interventions 50% | Afghanistan | AFG | 2022-01-02 | v8 | TRUE
https://raw.githubusercontent.com/mrc-ide/global-lmic-reports/master/AFG/projections.csv | 2021-01-13 | prevalence | 9042.81 | 9656.66 | 10231.95 | 10238.15 | 10805.88 | 11589.03 | Surged Relax Interventions 50% | Afghanistan | AFG | 2022-01-02 | v8 | TRUE
https://raw.githubusercontent.com/mrc-ide/global-lmic-reports/master/AFG/projections.csv | 2021-01-13 | cumulative_infections | 996737.18 | 1040447.52 | 1069453.48 | 1068695.81 | 1098144.11 | 1148441.15 | Surged Relax Interventions 50% | Afghanistan | AFG | 2022-01-02 | v8 | TRUE
https://raw.githubusercontent.com/mrc-ide/global-lmic-reports/master/AFG/projections.csv | 2021-01-13 | cumulative_deaths | 2069.73 | 2159.09 | 2223.3 | 2216.6 | 2277.26 | 2380.43 | Surged Relax Interventions 50% | Afghanistan | AFG | 2022-01-02 | v8 | TRUE
https://raw.githubusercontent.com/mrc-ide/global-lmic-reports/master/AFG/projections.csv | 2021-01-13 | Rt | 0.6 | 0.61 | 0.62 | 0.62 | 0.63 | 0.64 | Surged Relax Interventions 50% | Afghanistan | AFG | 2022-01-02 | v8 | TRUE
https://raw.githubusercontent.com/mrc-ide/global-lmic-reports/master/AFG/projections.csv | 2021-01-13 | Reff | 0.58 | 0.59 | 0.6 | 0.6 | 0.61 | 0.62 | Surged Relax Interventions 50% | Afghanistan | AFG | 2022-01-02 | v8 | TRUE
https://raw.githubusercontent.com/mrc-ide/global-lmic-reports/master/AFG/projections.csv | 2021-01-14 | infections | 883.46 | 973.99 | 1023.11 | 1015.8 | 1062.6 | 1152.19 | Additional 50% Reduction | Afghanistan | AFG | 2022-01-02 | v8 | TRUE
https://raw.githubusercontent.com/mrc-ide/global-lmic-reports/master/AFG/projections.csv | 2021-01-14 | deaths | 6.85 | 7.32 | 7.62 | 7.68 | 8.02 | 8.66 | Additional 50% Reduction | Afghanistan | AFG | 2022-01-02 | v8 | TRUE
https://raw.githubusercontent.com/mrc-ide/global-lmic-reports/master/AFG/projections.csv | 2021-01-14 | hospital_demand | 225.62 | 241.16 | 251.23 | 254.24 | 265.75 | 290.38 | Additional 50% Reduction | Afghanistan | AFG | 2022-01-02 | v8 | TRUE
https://raw.githubusercontent.com/mrc-ide/global-lmic-reports/master/AFG/projections.csv | 2021-01-14 | ICU_demand | 99.28 | 106.14 | 110.33 | 111.28 | 116.11 | 125.1 | Additional 50% Reduction | Afghanistan | AFG | 2022-01-02 | v8 | TRUE
https://raw.githubusercontent.com/mrc-ide/global-lmic-reports/master/AFG/projections.csv | 2021-01-14 | hospital_incidence | 15.26 | 16.46 | 17.24 | 17.28 | 17.98 | 20.07 | Additional 50% Reduction | Afghanistan | AFG | 2022-01-02 | v8 | TRUE
https://raw.githubusercontent.com/mrc-ide/global-lmic-reports/master/AFG/projections.csv | 2021-01-14 | ICU_incidence | 4.36 | 4.71 | 4.93 | 4.94 | 5.14 | 5.74 | Additional 50% Reduction | Afghanistan | AFG | 2022-01-02 | v8 | TRUE
https://raw.githubusercontent.com/mrc-ide/global-lmic-reports/master/AFG/projections.csv | 2021-01-14 | prevalence | 8569.59 | 9361.43 | 9738.4 | 9747.82 | 10060.27 | 11167.83 | Additional 50% Reduction | Afghanistan | AFG | 2022-01-02 | v8 | TRUE
https://raw.githubusercontent.com/mrc-ide/global-lmic-reports/master/AFG/projections.csv | 2021-01-14 | cumulative_infections | 1005562.01 | 1043934.21 | 1078702.11 | 1080767.41 | 1094763.55 | 1196799.28 | Additional 50% Reduction | Afghanistan | AFG | 2022-01-02 | v8 | TRUE
https://raw.githubusercontent.com/mrc-ide/global-lmic-reports/master/AFG/projections.csv | 2021-01-14 | cumulative_deaths | 2083.65 | 2184.22 | 2253.8 | 2259.9 | 2302.05 | 2530.91 | Additional 50% Reduction | Afghanistan | AFG | 2022-01-02 | v8 | TRUE
https://raw.githubusercontent.com/mrc-ide/global-lmic-reports/master/AFG/projections.csv | 2021-01-14 | Rt | 0.58 | 0.59 | 0.6 | 0.6 | 0.61 | 0.63 | Additional 50% Reduction | Afghanistan | AFG | 2022-01-02 | v8 | TRUE
https://raw.githubusercontent.com/mrc-ide/global-lmic-reports/master/AFG/projections.csv | 2021-01-14 | Reff | 0.56 | 0.58 | 0.59 | 0.59 | 0.6 | 0.62 | Additional 50% Reduction | Afghanistan | AFG | 2022-01-02 | v8 | TRUE
https://raw.githubusercontent.com/mrc-ide/global-lmic-reports/master/AFG/projections.csv | 2021-01-14 | infections | 883.46 | 973.99 | 1023.11 | 1015.8 | 1062.6 | 1152.19 | Maintain Status Quo | Afghanistan | AFG | 2022-01-02 | v8 | TRUE
https://raw.githubusercontent.com/mrc-ide/global-lmic-reports/master/AFG/projections.csv | 2021-01-14 | deaths | 6.85 | 7.32 | 7.62 | 7.68 | 8.02 | 8.66 | Maintain Status Quo | Afghanistan | AFG | 2022-01-02 | v8 | TRUE
https://raw.githubusercontent.com/mrc-ide/global-lmic-reports/master/AFG/projections.csv | 2021-01-14 | hospital_demand | 225.62 | 241.16 | 251.23 | 254.24 | 265.75 | 290.38 | Maintain Status Quo | Afghanistan | AFG | 2022-01-02 | v8 | TRUE
https://raw.githubusercontent.com/mrc-ide/global-lmic-reports/master/AFG/projections.csv | 2021-01-14 | ICU_demand | 99.28 | 106.14 | 110.33 | 111.28 | 116.11 | 125.1 | Maintain Status Quo | Afghanistan | AFG | 2022-01-02 | v8 | TRUE
https://raw.githubusercontent.com/mrc-ide/global-lmic-reports/master/AFG/projections.csv | 2021-01-14 | hospital_incidence | 15.26 | 16.46 | 17.24 | 17.28 | 17.98 | 20.07 | Maintain Status Quo | Afghanistan | AFG | 2022-01-02 | v8 | TRUE
https://raw.githubusercontent.com/mrc-ide/global-lmic-reports/master/AFG/projections.csv | 2021-01-14 | ICU_incidence | 4.36 | 4.71 | 4.93 | 4.94 | 5.14 | 5.74 | Maintain Status Quo | Afghanistan | AFG | 2022-01-02 | v8 | TRUE
https://raw.githubusercontent.com/mrc-ide/global-lmic-reports/master/AFG/projections.csv | 2021-01-14 | prevalence | 8569.59 | 9361.43 | 9738.4 | 9747.82 | 10060.27 | 11167.83 | Maintain Status Quo | Afghanistan | AFG | 2022-01-02 | v8 | TRUE
https://raw.githubusercontent.com/mrc-ide/global-lmic-reports/master/AFG/projections.csv | 2021-01-14 | cumulative_infections | 1005562.01 | 1043934.21 | 1078702.11 | 1080767.41 | 1094763.55 | 1196799.28 | Maintain Status Quo | Afghanistan | AFG | 2022-01-02 | v8 | TRUE
https://raw.githubusercontent.com/mrc-ide/global-lmic-reports/master/AFG/projections.csv | 2021-01-14 | cumulative_deaths | 2083.65 | 2184.22 | 2253.8 | 2259.9 | 2302.05 | 2530.91 | Maintain Status Quo | Afghanistan | AFG | 2022-01-02 | v8 | TRUE
https://raw.githubusercontent.com/mrc-ide/global-lmic-reports/master/AFG/projections.csv | 2021-01-14 | Rt | 0.58 | 0.59 | 0.6 | 0.6 | 0.61 | 0.63 | Maintain Status Quo | Afghanistan | AFG | 2022-01-02 | v8 | TRUE
https://raw.githubusercontent.com/mrc-ide/global-lmic-reports/master/AFG/projections.csv | 2021-01-14 | Reff | 0.56 | 0.58 | 0.59 | 0.59 | 0.6 | 0.62 | Maintain Status Quo | Afghanistan | AFG | 2022-01-02 | v8 | TRUE
https://raw.githubusercontent.com/mrc-ide/global-lmic-reports/master/AFG/projections.csv | 2021-01-14 | infections | 883.46 | 973.99 | 1023.11 | 1015.8 | 1062.6 | 1152.19 | Optimistic | Afghanistan | AFG | 2022-01-02 | v8 | TRUE
https://raw.githubusercontent.com/mrc-ide/global-lmic-reports/master/AFG/projections.csv | 2021-01-14 | deaths | 6.85 | 7.32 | 7.62 | 7.68 | 8.02 | 8.66 | Optimistic | Afghanistan | AFG | 2022-01-02 | v8 | TRUE
https://raw.githubusercontent.com/mrc-ide/global-lmic-reports/master/AFG/projections.csv | 2021-01-14 | hospital_demand | 225.62 | 241.16 | 251.23 | 254.24 | 265.75 | 290.38 | Optimistic | Afghanistan | AFG | 2022-01-02 | v8 | TRUE
https://raw.githubusercontent.com/mrc-ide/global-lmic-reports/master/AFG/projections.csv | 2021-01-14 | ICU_demand | 99.28 | 106.14 | 110.33 | 111.28 | 116.11 | 125.1 | Optimistic | Afghanistan | AFG | 2022-01-02 | v8 | TRUE
https://raw.githubusercontent.com/mrc-ide/global-lmic-reports/master/AFG/projections.csv | 2021-01-14 | hospital_incidence | 15.26 | 16.46 | 17.24 | 17.28 | 17.98 | 20.07 | Optimistic | Afghanistan | AFG | 2022-01-02 | v8 | TRUE
https://raw.githubusercontent.com/mrc-ide/global-lmic-reports/master/AFG/projections.csv | 2021-01-14 | ICU_incidence | 4.36 | 4.71 | 4.93 | 4.94 | 5.14 | 5.74 | Optimistic | Afghanistan | AFG | 2022-01-02 | v8 | TRUE
https://raw.githubusercontent.com/mrc-ide/global-lmic-reports/master/AFG/projections.csv | 2021-01-14 | prevalence | 8569.59 | 9361.43 | 9738.4 | 9747.82 | 10060.27 | 11167.83 | Optimistic | Afghanistan | AFG | 2022-01-02 | v8 | TRUE
https://raw.githubusercontent.com/mrc-ide/global-lmic-reports/master/AFG/projections.csv | 2021-01-14 | cumulative_infections | 1005562.01 | 1043934.21 | 1078702.11 | 1080767.41 | 1094763.55 | 1196799.28 | Optimistic | Afghanistan | AFG | 2022-01-02 | v8 | TRUE
https://raw.githubusercontent.com/mrc-ide/global-lmic-reports/master/AFG/projections.csv | 2021-01-14 | cumulative_deaths | 2083.65 | 2184.22 | 2253.8 | 2259.9 | 2302.05 | 2530.91 | Optimistic | Afghanistan | AFG | 2022-01-02 | v8 | TRUE
https://raw.githubusercontent.com/mrc-ide/global-lmic-reports/master/AFG/projections.csv | 2021-01-14 | Rt | 0.58 | 0.59 | 0.6 | 0.6 | 0.61 | 0.63 | Optimistic | Afghanistan | AFG | 2022-01-02 | v8 | TRUE
https://raw.githubusercontent.com/mrc-ide/global-lmic-reports/master/AFG/projections.csv | 2021-01-14 | Reff | 0.56 | 0.58 | 0.59 | 0.59 | 0.6 | 0.62 | Optimistic | Afghanistan | AFG | 2022-01-02 | v8 | TRUE
https://raw.githubusercontent.com/mrc-ide/global-lmic-reports/master/AFG/projections.csv | 2021-01-14 | infections | 883.46 | 973.99 | 1023.11 | 1015.8 | 1062.6 | 1152.19 | Pessimistic | Afghanistan | AFG | 2022-01-02 | v8 | TRUE
https://raw.githubusercontent.com/mrc-ide/global-lmic-reports/master/AFG/projections.csv | 2021-01-14 | deaths | 6.85 | 7.32 | 7.62 | 7.68 | 8.02 | 8.66 | Pessimistic | Afghanistan | AFG | 2022-01-02 | v8 | TRUE
https://raw.githubusercontent.com/mrc-ide/global-lmic-reports/master/AFG/projections.csv | 2021-01-14 | hospital_demand | 225.62 | 241.16 | 251.23 | 254.24 | 265.75 | 290.38 | Pessimistic | Afghanistan | AFG | 2022-01-02 | v8 | TRUE
https://raw.githubusercontent.com/mrc-ide/global-lmic-reports/master/AFG/projections.csv | 2021-01-14 | ICU_demand | 99.28 | 106.14 | 110.33 | 111.28 | 116.11 | 125.1 | Pessimistic | Afghanistan | AFG | 2022-01-02 | v8 | TRUE
https://raw.githubusercontent.com/mrc-ide/global-lmic-reports/master/AFG/projections.csv | 2021-01-14 | hospital_incidence | 15.26 | 16.46 | 17.24 | 17.28 | 17.98 | 20.07 | Pessimistic | Afghanistan | AFG | 2022-01-02 | v8 | TRUE
https://raw.githubusercontent.com/mrc-ide/global-lmic-reports/master/AFG/projections.csv | 2021-01-14 | ICU_incidence | 4.36 | 4.71 | 4.93 | 4.94 | 5.14 | 5.74 | Pessimistic | Afghanistan | AFG | 2022-01-02 | v8 | TRUE
https://raw.githubusercontent.com/mrc-ide/global-lmic-reports/master/AFG/projections.csv | 2021-01-14 | prevalence | 8569.59 | 9361.43 | 9738.4 | 9747.82 | 10060.27 | 11167.83 | Pessimistic | Afghanistan | AFG | 2022-01-02 | v8 | TRUE
https://raw.githubusercontent.com/mrc-ide/global-lmic-reports/master/AFG/projections.csv | 2021-01-14 | cumulative_infections | 1005562.01 | 1043934.21 | 1078702.11 | 1080767.41 | 1094763.55 | 1196799.28 | Pessimistic | Afghanistan | AFG | 2022-01-02 | v8 | TRUE
https://raw.githubusercontent.com/mrc-ide/global-lmic-reports/master/AFG/projections.csv | 2021-01-14 | cumulative_deaths | 2083.65 | 2184.22 | 2253.8 | 2259.9 | 2302.05 | 2530.91 | Pessimistic | Afghanistan | AFG | 2022-01-02 | v8 | TRUE
https://raw.githubusercontent.com/mrc-ide/global-lmic-reports/master/AFG/projections.csv | 2021-01-14 | Rt | 0.58 | 0.59 | 0.6 | 0.6 | 0.61 | 0.63 | Pessimistic | Afghanistan | AFG | 2022-01-02 | v8 | TRUE
https://raw.githubusercontent.com/mrc-ide/global-lmic-reports/master/AFG/projections.csv | 2021-01-14 | Reff | 0.56 | 0.58 | 0.59 | 0.59 | 0.6 | 0.62 | Pessimistic | Afghanistan | AFG | 2022-01-02 | v8 | TRUE
https://raw.githubusercontent.com/mrc-ide/global-lmic-reports/master/AFG/projections.csv | 2021-01-14 | infections | 883.46 | 973.99 | 1023.11 | 1015.8 | 1062.6 | 1152.19 | Relax Interventions 50% | Afghanistan | AFG | 2022-01-02 | v8 | TRUE
https://raw.githubusercontent.com/mrc-ide/global-lmic-reports/master/AFG/projections.csv | 2021-01-14 | deaths | 6.85 | 7.32 | 7.62 | 7.68 | 8.02 | 8.66 | Relax Interventions 50% | Afghanistan | AFG | 2022-01-02 | v8 | TRUE
https://raw.githubusercontent.com/mrc-ide/global-lmic-reports/master/AFG/projections.csv | 2021-01-14 | hospital_demand | 225.62 | 241.16 | 251.23 | 254.24 | 265.75 | 290.38 | Relax Interventions 50% | Afghanistan | AFG | 2022-01-02 | v8 | TRUE
https://raw.githubusercontent.com/mrc-ide/global-lmic-reports/master/AFG/projections.csv | 2021-01-14 | ICU_demand | 99.28 | 106.14 | 110.33 | 111.28 | 116.11 | 125.1 | Relax Interventions 50% | Afghanistan | AFG | 2022-01-02 | v8 | TRUE
https://raw.githubusercontent.com/mrc-ide/global-lmic-reports/master/AFG/projections.csv | 2021-01-14 | hospital_incidence | 15.26 | 16.46 | 17.24 | 17.28 | 17.98 | 20.07 | Relax Interventions 50% | Afghanistan | AFG | 2022-01-02 | v8 | TRUE
https://raw.githubusercontent.com/mrc-ide/global-lmic-reports/master/AFG/projections.csv | 2021-01-14 | ICU_incidence | 4.36 | 4.71 | 4.93 | 4.94 | 5.14 | 5.74 | Relax Interventions 50% | Afghanistan | AFG | 2022-01-02 | v8 | TRUE
https://raw.githubusercontent.com/mrc-ide/global-lmic-reports/master/AFG/projections.csv | 2021-01-14 | prevalence | 8569.59 | 9361.43 | 9738.4 | 9747.82 | 10060.27 | 11167.83 | Relax Interventions 50% | Afghanistan | AFG | 2022-01-02 | v8 | TRUE
https://raw.githubusercontent.com/mrc-ide/global-lmic-reports/master/AFG/projections.csv | 2021-01-14 | cumulative_infections | 1005562.01 | 1043934.21 | 1078702.11 | 1080767.41 | 1094763.55 | 1196799.28 | Relax Interventions 50% | Afghanistan | AFG | 2022-01-02 | v8 | TRUE
https://raw.githubusercontent.com/mrc-ide/global-lmic-reports/master/AFG/projections.csv | 2021-01-14 | cumulative_deaths | 2083.65 | 2184.22 | 2253.8 | 2259.9 | 2302.05 | 2530.91 | Relax Interventions 50% | Afghanistan | AFG | 2022-01-02 | v8 | TRUE
https://raw.githubusercontent.com/mrc-ide/global-lmic-reports/master/AFG/projections.csv | 2021-01-14 | Rt | 0.58 | 0.59 | 0.6 | 0.6 | 0.61 | 0.63 | Relax Interventions 50% | Afghanistan | AFG | 2022-01-02 | v8 | TRUE
https://raw.githubusercontent.com/mrc-ide/global-lmic-reports/master/AFG/projections.csv | 2021-01-14 | Reff | 0.56 | 0.58 | 0.59 | 0.59 | 0.6 | 0.62 | Relax Interventions 50% | Afghanistan | AFG | 2022-01-02 | v8 | TRUE
https://raw.githubusercontent.com/mrc-ide/global-lmic-reports/master/AFG/projections.csv | 2021-01-14 | infections | 879.26 | 938.44 | 992.75 | 996.67 | 1042.04 | 1136.04 | Surged Additional 50% Reduction | Afghanistan | AFG | 2022-01-02 | v8 | TRUE
https://raw.githubusercontent.com/mrc-ide/global-lmic-reports/master/AFG/projections.csv | 2021-01-14 | deaths | 6.67 | 7.14 | 7.5 | 7.53 | 7.81 | 8.47 | Surged Additional 50% Reduction | Afghanistan | AFG | 2022-01-02 | v8 | TRUE
https://raw.githubusercontent.com/mrc-ide/global-lmic-reports/master/AFG/projections.csv | 2021-01-14 | hospital_demand | 220.47 | 235.85 | 248.81 | 249.16 | 260.02 | 279.54 | Surged Additional 50% Reduction | Afghanistan | AFG | 2022-01-02 | v8 | TRUE
https://raw.githubusercontent.com/mrc-ide/global-lmic-reports/master/AFG/projections.csv | 2021-01-14 | ICU_demand | 96.8 | 103.66 | 108.7 | 109.05 | 112.81 | 122.65 | Surged Additional 50% Reduction | Afghanistan | AFG | 2022-01-02 | v8 | TRUE
https://raw.githubusercontent.com/mrc-ide/global-lmic-reports/master/AFG/projections.csv | 2021-01-14 | hospital_incidence | 15 | 15.96 | 16.95 | 16.95 | 17.82 | 19.07 | Surged Additional 50% Reduction | Afghanistan | AFG | 2022-01-02 | v8 | TRUE
https://raw.githubusercontent.com/mrc-ide/global-lmic-reports/master/AFG/projections.csv | 2021-01-14 | ICU_incidence | 4.29 | 4.56 | 4.85 | 4.85 | 5.09 | 5.45 | Surged Additional 50% Reduction | Afghanistan | AFG | 2022-01-02 | v8 | TRUE
https://raw.githubusercontent.com/mrc-ide/global-lmic-reports/master/AFG/projections.csv | 2021-01-14 | prevalence | 8467.47 | 9029.45 | 9534.13 | 9561.11 | 10062.97 | 10803.54 | Surged Additional 50% Reduction | Afghanistan | AFG | 2022-01-02 | v8 | TRUE
https://raw.githubusercontent.com/mrc-ide/global-lmic-reports/master/AFG/projections.csv | 2021-01-14 | cumulative_infections | 997658.22 | 1041439.6 | 1070359.67 | 1069692.48 | 1099114.89 | 1149504.33 | Surged Additional 50% Reduction | Afghanistan | AFG | 2022-01-02 | v8 | TRUE
https://raw.githubusercontent.com/mrc-ide/global-lmic-reports/master/AFG/projections.csv | 2021-01-14 | cumulative_deaths | 2076.6 | 2166.33 | 2230.79 | 2224.12 | 2285.03 | 2388.63 | Surged Additional 50% Reduction | Afghanistan | AFG | 2022-01-02 | v8 | TRUE
https://raw.githubusercontent.com/mrc-ide/global-lmic-reports/master/AFG/projections.csv | 2021-01-14 | Rt | 0.58 | 0.6 | 0.6 | 0.6 | 0.61 | 0.62 | Surged Additional 50% Reduction | Afghanistan | AFG | 2022-01-02 | v8 | TRUE
https://raw.githubusercontent.com/mrc-ide/global-lmic-reports/master/AFG/projections.csv | 2021-01-14 | Reff | 0.56 | 0.58 | 0.59 | 0.59 | 0.6 | 0.61 | Surged Additional 50% Reduction | Afghanistan | AFG | 2022-01-02 | v8 | TRUE
https://raw.githubusercontent.com/mrc-ide/global-lmic-reports/master/AFG/projections.csv | 2021-01-14 | infections | 879.26 | 938.44 | 992.75 | 996.67 | 1042.04 | 1136.04 | Surged Maintain Status Quo | Afghanistan | AFG | 2022-01-02 | v8 | TRUE
https://raw.githubusercontent.com/mrc-ide/global-lmic-reports/master/AFG/projections.csv | 2021-01-14 | deaths | 6.67 | 7.14 | 7.5 | 7.53 | 7.81 | 8.47 | Surged Maintain Status Quo | Afghanistan | AFG | 2022-01-02 | v8 | TRUE
https://raw.githubusercontent.com/mrc-ide/global-lmic-reports/master/AFG/projections.csv | 2021-01-14 | hospital_demand | 220.47 | 235.85 | 248.81 | 249.16 | 260.02 | 279.54 | Surged Maintain Status Quo | Afghanistan | AFG | 2022-01-02 | v8 | TRUE
https://raw.githubusercontent.com/mrc-ide/global-lmic-reports/master/AFG/projections.csv | 2021-01-14 | ICU_demand | 96.8 | 103.66 | 108.7 | 109.05 | 112.81 | 122.65 | Surged Maintain Status Quo | Afghanistan | AFG | 2022-01-02 | v8 | TRUE
https://raw.githubusercontent.com/mrc-ide/global-lmic-reports/master/AFG/projections.csv | 2021-01-14 | hospital_incidence | 15 | 15.96 | 16.95 | 16.95 | 17.82 | 19.07 | Surged Maintain Status Quo | Afghanistan | AFG | 2022-01-02 | v8 | TRUE
https://raw.githubusercontent.com/mrc-ide/global-lmic-reports/master/AFG/projections.csv | 2021-01-14 | ICU_incidence | 4.29 | 4.56 | 4.85 | 4.85 | 5.09 | 5.45 | Surged Maintain Status Quo | Afghanistan | AFG | 2022-01-02 | v8 | TRUE
https://raw.githubusercontent.com/mrc-ide/global-lmic-reports/master/AFG/projections.csv | 2021-01-14 | prevalence | 8467.47 | 9029.45 | 9534.13 | 9561.11 | 10062.97 | 10803.54 | Surged Maintain Status Quo | Afghanistan | AFG | 2022-01-02 | v8 | TRUE
https://raw.githubusercontent.com/mrc-ide/global-lmic-reports/master/AFG/projections.csv | 2021-01-14 | cumulative_infections | 997658.22 | 1041439.6 | 1070359.67 | 1069692.48 | 1099114.89 | 1149504.33 | Surged Maintain Status Quo | Afghanistan | AFG | 2022-01-02 | v8 | TRUE
https://raw.githubusercontent.com/mrc-ide/global-lmic-reports/master/AFG/projections.csv | 2021-01-14 | cumulative_deaths | 2076.6 | 2166.33 | 2230.79 | 2224.12 | 2285.03 | 2388.63 | Surged Maintain Status Quo | Afghanistan | AFG | 2022-01-02 | v8 | TRUE
https://raw.githubusercontent.com/mrc-ide/global-lmic-reports/master/AFG/projections.csv | 2021-01-14 | Rt | 0.58 | 0.6 | 0.6 | 0.6 | 0.61 | 0.62 | Surged Maintain Status Quo | Afghanistan | AFG | 2022-01-02 | v8 | TRUE
https://raw.githubusercontent.com/mrc-ide/global-lmic-reports/master/AFG/projections.csv | 2021-01-14 | Reff | 0.56 | 0.58 | 0.59 | 0.59 | 0.6 | 0.61 | Surged Maintain Status Quo | Afghanistan | AFG | 2022-01-02 | v8 | TRUE
https://raw.githubusercontent.com/mrc-ide/global-lmic-reports/master/AFG/projections.csv | 2021-01-14 | infections | 879.26 | 938.44 | 992.75 | 996.67 | 1042.04 | 1136.04 | Surged Optimistic | Afghanistan | AFG | 2022-01-02 | v8 | TRUE
https://raw.githubusercontent.com/mrc-ide/global-lmic-reports/master/AFG/projections.csv | 2021-01-14 | deaths | 6.67 | 7.14 | 7.5 | 7.53 | 7.81 | 8.47 | Surged Optimistic | Afghanistan | AFG | 2022-01-02 | v8 | TRUE
https://raw.githubusercontent.com/mrc-ide/global-lmic-reports/master/AFG/projections.csv | 2021-01-14 | hospital_demand | 220.47 | 235.85 | 248.81 | 249.16 | 260.02 | 279.54 | Surged Optimistic | Afghanistan | AFG | 2022-01-02 | v8 | TRUE
https://raw.githubusercontent.com/mrc-ide/global-lmic-reports/master/AFG/projections.csv | 2021-01-14 | ICU_demand | 96.8 | 103.66 | 108.7 | 109.05 | 112.81 | 122.65 | Surged Optimistic | Afghanistan | AFG | 2022-01-02 | v8 | TRUE
https://raw.githubusercontent.com/mrc-ide/global-lmic-reports/master/AFG/projections.csv | 2021-01-14 | hospital_incidence | 15 | 15.96 | 16.95 | 16.95 | 17.82 | 19.07 | Surged Optimistic | Afghanistan | AFG | 2022-01-02 | v8 | TRUE
https://raw.githubusercontent.com/mrc-ide/global-lmic-reports/master/AFG/projections.csv | 2021-01-14 | ICU_incidence | 4.29 | 4.56 | 4.85 | 4.85 | 5.09 | 5.45 | Surged Optimistic | Afghanistan | AFG | 2022-01-02 | v8 | TRUE
https://raw.githubusercontent.com/mrc-ide/global-lmic-reports/master/AFG/projections.csv | 2021-01-14 | prevalence | 8467.47 | 9029.45 | 9534.13 | 9561.11 | 10062.97 | 10803.54 | Surged Optimistic | Afghanistan | AFG | 2022-01-02 | v8 | TRUE
https://raw.githubusercontent.com/mrc-ide/global-lmic-reports/master/AFG/projections.csv | 2021-01-14 | cumulative_infections | 997658.22 | 1041439.6 | 1070359.67 | 1069692.48 | 1099114.89 | 1149504.33 | Surged Optimistic | Afghanistan | AFG | 2022-01-02 | v8 | TRUE
https://raw.githubusercontent.com/mrc-ide/global-lmic-reports/master/AFG/projections.csv | 2021-01-14 | cumulative_deaths | 2076.6 | 2166.33 | 2230.79 | 2224.12 | 2285.03 | 2388.63 | Surged Optimistic | Afghanistan | AFG | 2022-01-02 | v8 | TRUE
https://raw.githubusercontent.com/mrc-ide/global-lmic-reports/master/AFG/projections.csv | 2021-01-14 | Rt | 0.58 | 0.6 | 0.6 | 0.6 | 0.61 | 0.62 | Surged Optimistic | Afghanistan | AFG | 2022-01-02 | v8 | TRUE
https://raw.githubusercontent.com/mrc-ide/global-lmic-reports/master/AFG/projections.csv | 2021-01-14 | Reff | 0.56 | 0.58 | 0.59 | 0.59 | 0.6 | 0.61 | Surged Optimistic | Afghanistan | AFG | 2022-01-02 | v8 | TRUE
https://raw.githubusercontent.com/mrc-ide/global-lmic-reports/master/AFG/projections.csv | 2021-01-14 | infections | 879.26 | 938.44 | 992.75 | 996.67 | 1042.04 | 1136.04 | Surged Pessimistic | Afghanistan | AFG | 2022-01-02 | v8 | TRUE
https://raw.githubusercontent.com/mrc-ide/global-lmic-reports/master/AFG/projections.csv | 2021-01-14 | deaths | 6.67 | 7.14 | 7.5 | 7.53 | 7.81 | 8.47 | Surged Pessimistic | Afghanistan | AFG | 2022-01-02 | v8 | TRUE
https://raw.githubusercontent.com/mrc-ide/global-lmic-reports/master/AFG/projections.csv | 2021-01-14 | hospital_demand | 220.47 | 235.85 | 248.81 | 249.16 | 260.02 | 279.54 | Surged Pessimistic | Afghanistan | AFG | 2022-01-02 | v8 | TRUE
https://raw.githubusercontent.com/mrc-ide/global-lmic-reports/master/AFG/projections.csv | 2021-01-14 | ICU_demand | 96.8 | 103.66 | 108.7 | 109.05 | 112.81 | 122.65 | Surged Pessimistic | Afghanistan | AFG | 2022-01-02 | v8 | TRUE
https://raw.githubusercontent.com/mrc-ide/global-lmic-reports/master/AFG/projections.csv | 2021-01-14 | hospital_incidence | 15 | 15.96 | 16.95 | 16.95 | 17.82 | 19.07 | Surged Pessimistic | Afghanistan | AFG | 2022-01-02 | v8 | TRUE
https://raw.githubusercontent.com/mrc-ide/global-lmic-reports/master/AFG/projections.csv | 2021-01-14 | ICU_incidence | 4.29 | 4.56 | 4.85 | 4.85 | 5.09 | 5.45 | Surged Pessimistic | Afghanistan | AFG | 2022-01-02 | v8 | TRUE
https://raw.githubusercontent.com/mrc-ide/global-lmic-reports/master/AFG/projections.csv | 2021-01-14 | prevalence | 8467.47 | 9029.45 | 9534.13 | 9561.11 | 10062.97 | 10803.54 | Surged Pessimistic | Afghanistan | AFG | 2022-01-02 | v8 | TRUE
https://raw.githubusercontent.com/mrc-ide/global-lmic-reports/master/AFG/projections.csv | 2021-01-14 | cumulative_infections | 997658.22 | 1041439.6 | 1070359.67 | 1069692.48 | 1099114.89 | 1149504.33 | Surged Pessimistic | Afghanistan | AFG | 2022-01-02 | v8 | TRUE
https://raw.githubusercontent.com/mrc-ide/global-lmic-reports/master/AFG/projections.csv | 2021-01-14 | cumulative_deaths | 2076.6 | 2166.33 | 2230.79 | 2224.12 | 2285.03 | 2388.63 | Surged Pessimistic | Afghanistan | AFG | 2022-01-02 | v8 | TRUE
https://raw.githubusercontent.com/mrc-ide/global-lmic-reports/master/AFG/projections.csv | 2021-01-14 | Rt | 0.58 | 0.6 | 0.6 | 0.6 | 0.61 | 0.62 | Surged Pessimistic | Afghanistan | AFG | 2022-01-02 | v8 | TRUE
https://raw.githubusercontent.com/mrc-ide/global-lmic-reports/master/AFG/projections.csv | 2021-01-14 | Reff | 0.56 | 0.58 | 0.59 | 0.59 | 0.6 | 0.61 | Surged Pessimistic | Afghanistan | AFG | 2022-01-02 | v8 | TRUE
https://raw.githubusercontent.com/mrc-ide/global-lmic-reports/master/AFG/projections.csv | 2021-01-14 | infections | 879.26 | 938.44 | 992.75 | 996.67 | 1042.04 | 1136.04 | Surged Relax Interventions 50% | Afghanistan | AFG | 2022-01-02 | v8 | TRUE
https://raw.githubusercontent.com/mrc-ide/global-lmic-reports/master/AFG/projections.csv | 2021-01-14 | deaths | 6.67 | 7.14 | 7.5 | 7.53 | 7.81 | 8.47 | Surged Relax Interventions 50% | Afghanistan | AFG | 2022-01-02 | v8 | TRUE
https://raw.githubusercontent.com/mrc-ide/global-lmic-reports/master/AFG/projections.csv | 2021-01-14 | hospital_demand | 220.47 | 235.85 | 248.81 | 249.16 | 260.02 | 279.54 | Surged Relax Interventions 50% | Afghanistan | AFG | 2022-01-02 | v8 | TRUE
https://raw.githubusercontent.com/mrc-ide/global-lmic-reports/master/AFG/projections.csv | 2021-01-14 | ICU_demand | 96.8 | 103.66 | 108.7 | 109.05 | 112.81 | 122.65 | Surged Relax Interventions 50% | Afghanistan | AFG | 2022-01-02 | v8 | TRUE
https://raw.githubusercontent.com/mrc-ide/global-lmic-reports/master/AFG/projections.csv | 2021-01-14 | hospital_incidence | 15 | 15.96 | 16.95 | 16.95 | 17.82 | 19.07 | Surged Relax Interventions 50% | Afghanistan | AFG | 2022-01-02 | v8 | TRUE
https://raw.githubusercontent.com/mrc-ide/global-lmic-reports/master/AFG/projections.csv | 2021-01-14 | ICU_incidence | 4.29 | 4.56 | 4.85 | 4.85 | 5.09 | 5.45 | Surged Relax Interventions 50% | Afghanistan | AFG | 2022-01-02 | v8 | TRUE
https://raw.githubusercontent.com/mrc-ide/global-lmic-reports/master/AFG/projections.csv | 2021-01-14 | prevalence | 8467.47 | 9029.45 | 9534.13 | 9561.11 | 10062.97 | 10803.54 | Surged Relax Interventions 50% | Afghanistan | AFG | 2022-01-02 | v8 | TRUE
https://raw.githubusercontent.com/mrc-ide/global-lmic-reports/master/AFG/projections.csv | 2021-01-14 | cumulative_infections | 997658.22 | 1041439.6 | 1070359.67 | 1069692.48 | 1099114.89 | 1149504.33 | Surged Relax Interventions 50% | Afghanistan | AFG | 2022-01-02 | v8 | TRUE
https://raw.githubusercontent.com/mrc-ide/global-lmic-reports/master/AFG/projections.csv | 2021-01-14 | cumulative_deaths | 2076.6 | 2166.33 | 2230.79 | 2224.12 | 2285.03 | 2388.63 | Surged Relax Interventions 50% | Afghanistan | AFG | 2022-01-02 | v8 | TRUE
https://raw.githubusercontent.com/mrc-ide/global-lmic-reports/master/AFG/projections.csv | 2021-01-14 | Rt | 0.58 | 0.6 | 0.6 | 0.6 | 0.61 | 0.62 | Surged Relax Interventions 50% | Afghanistan | AFG | 2022-01-02 | v8 | TRUE
https://raw.githubusercontent.com/mrc-ide/global-lmic-reports/master/AFG/projections.csv | 2021-01-14 | Reff | 0.56 | 0.58 | 0.59 | 0.59 | 0.6 | 0.61 | Surged Relax Interventions 50% | Afghanistan | AFG | 2022-01-02 | v8 | TRUE
https://raw.githubusercontent.com/mrc-ide/global-lmic-reports/master/AFG/projections.csv | 2021-01-15 | infections | 813.13 | 884.96 | 931.43 | 926.89 | 971.33 | 1055.61 | Additional 50% Reduction | Afghanistan | AFG | 2022-01-02 | v8 | TRUE
https://raw.githubusercontent.com/mrc-ide/global-lmic-reports/master/AFG/projections.csv | 2021-01-15 | deaths | 6.56 | 7.01 | 7.29 | 7.36 | 7.69 | 8.33 | Additional 50% Reduction | Afghanistan | AFG | 2022-01-02 | v8 | TRUE
https://raw.githubusercontent.com/mrc-ide/global-lmic-reports/master/AFG/projections.csv | 2021-01-15 | hospital_demand | 214.28 | 229.22 | 239.09 | 241.66 | 252.59 | 276.42 | Additional 50% Reduction | Afghanistan | AFG | 2022-01-02 | v8 | TRUE
https://raw.githubusercontent.com/mrc-ide/global-lmic-reports/master/AFG/projections.csv | 2021-01-15 | ICU_demand | 94.98 | 101.59 | 105.6 | 106.57 | 111.1 | 120.05 | Additional 50% Reduction | Afghanistan | AFG | 2022-01-02 | v8 | TRUE
https://raw.githubusercontent.com/mrc-ide/global-lmic-reports/master/AFG/projections.csv | 2021-01-15 | hospital_incidence | 14.24 | 15.42 | 16.13 | 16.14 | 16.77 | 18.73 | Additional 50% Reduction | Afghanistan | AFG | 2022-01-02 | v8 | TRUE
https://raw.githubusercontent.com/mrc-ide/global-lmic-reports/master/AFG/projections.csv | 2021-01-15 | ICU_incidence | 4.07 | 4.41 | 4.61 | 4.61 | 4.79 | 5.35 | Additional 50% Reduction | Afghanistan | AFG | 2022-01-02 | v8 | TRUE
https://raw.githubusercontent.com/mrc-ide/global-lmic-reports/master/AFG/projections.csv | 2021-01-15 | prevalence | 7957.81 | 8734.84 | 9101.16 | 9080.22 | 9360.61 | 10345.49 | Additional 50% Reduction | Afghanistan | AFG | 2022-01-02 | v8 | TRUE
https://raw.githubusercontent.com/mrc-ide/global-lmic-reports/master/AFG/projections.csv | 2021-01-15 | cumulative_infections | 1006468.98 | 1044808.54 | 1079532.64 | 1081694.3 | 1095716.38 | 1197724.85 | Additional 50% Reduction | Afghanistan | AFG | 2022-01-02 | v8 | TRUE
https://raw.githubusercontent.com/mrc-ide/global-lmic-reports/master/AFG/projections.csv | 2021-01-15 | cumulative_deaths | 2091.01 | 2191.19 | 2261.23 | 2267.26 | 2309.46 | 2538.65 | Additional 50% Reduction | Afghanistan | AFG | 2022-01-02 | v8 | TRUE
https://raw.githubusercontent.com/mrc-ide/global-lmic-reports/master/AFG/projections.csv | 2021-01-15 | Rt | 0.6 | 0.63 | 0.64 | 0.64 | 0.66 | 0.68 | Additional 50% Reduction | Afghanistan | AFG | 2022-01-02 | v8 | TRUE
https://raw.githubusercontent.com/mrc-ide/global-lmic-reports/master/AFG/projections.csv | 2021-01-15 | Reff | 0.58 | 0.62 | 0.63 | 0.63 | 0.64 | 0.67 | Additional 50% Reduction | Afghanistan | AFG | 2022-01-02 | v8 | TRUE
https://raw.githubusercontent.com/mrc-ide/global-lmic-reports/master/AFG/projections.csv | 2021-01-15 | infections | 813.13 | 884.96 | 931.43 | 926.89 | 971.33 | 1055.61 | Maintain Status Quo | Afghanistan | AFG | 2022-01-02 | v8 | TRUE
https://raw.githubusercontent.com/mrc-ide/global-lmic-reports/master/AFG/projections.csv | 2021-01-15 | deaths | 6.56 | 7.01 | 7.29 | 7.36 | 7.69 | 8.33 | Maintain Status Quo | Afghanistan | AFG | 2022-01-02 | v8 | TRUE
https://raw.githubusercontent.com/mrc-ide/global-lmic-reports/master/AFG/projections.csv | 2021-01-15 | hospital_demand | 214.28 | 229.22 | 239.09 | 241.66 | 252.59 | 276.42 | Maintain Status Quo | Afghanistan | AFG | 2022-01-02 | v8 | TRUE
https://raw.githubusercontent.com/mrc-ide/global-lmic-reports/master/AFG/projections.csv | 2021-01-15 | ICU_demand | 94.98 | 101.59 | 105.6 | 106.57 | 111.1 | 120.05 | Maintain Status Quo | Afghanistan | AFG | 2022-01-02 | v8 | TRUE
https://raw.githubusercontent.com/mrc-ide/global-lmic-reports/master/AFG/projections.csv | 2021-01-15 | hospital_incidence | 14.24 | 15.42 | 16.13 | 16.14 | 16.77 | 18.73 | Maintain Status Quo | Afghanistan | AFG | 2022-01-02 | v8 | TRUE
https://raw.githubusercontent.com/mrc-ide/global-lmic-reports/master/AFG/projections.csv | 2021-01-15 | ICU_incidence | 4.07 | 4.41 | 4.61 | 4.61 | 4.79 | 5.35 | Maintain Status Quo | Afghanistan | AFG | 2022-01-02 | v8 | TRUE
https://raw.githubusercontent.com/mrc-ide/global-lmic-reports/master/AFG/projections.csv | 2021-01-15 | prevalence | 7957.81 | 8734.84 | 9101.16 | 9080.22 | 9360.61 | 10345.49 | Maintain Status Quo | Afghanistan | AFG | 2022-01-02 | v8 | TRUE
https://raw.githubusercontent.com/mrc-ide/global-lmic-reports/master/AFG/projections.csv | 2021-01-15 | cumulative_infections | 1006468.98 | 1044808.54 | 1079532.64 | 1081694.3 | 1095716.38 | 1197724.85 | Maintain Status Quo | Afghanistan | AFG | 2022-01-02 | v8 | TRUE
https://raw.githubusercontent.com/mrc-ide/global-lmic-reports/master/AFG/projections.csv | 2021-01-15 | cumulative_deaths | 2091.01 | 2191.19 | 2261.23 | 2267.26 | 2309.46 | 2538.65 | Maintain Status Quo | Afghanistan | AFG | 2022-01-02 | v8 | TRUE
https://raw.githubusercontent.com/mrc-ide/global-lmic-reports/master/AFG/projections.csv | 2021-01-15 | Rt | 0.6 | 0.63 | 0.64 | 0.64 | 0.66 | 0.68 | Maintain Status Quo | Afghanistan | AFG | 2022-01-02 | v8 | TRUE
https://raw.githubusercontent.com/mrc-ide/global-lmic-reports/master/AFG/projections.csv | 2021-01-15 | Reff | 0.58 | 0.62 | 0.63 | 0.63 | 0.64 | 0.67 | Maintain Status Quo | Afghanistan | AFG | 2022-01-02 | v8 | TRUE
https://raw.githubusercontent.com/mrc-ide/global-lmic-reports/master/AFG/projections.csv | 2021-01-15 | infections | 813.13 | 884.96 | 931.43 | 926.89 | 971.33 | 1055.61 | Optimistic | Afghanistan | AFG | 2022-01-02 | v8 | TRUE
https://raw.githubusercontent.com/mrc-ide/global-lmic-reports/master/AFG/projections.csv | 2021-01-15 | deaths | 6.56 | 7.01 | 7.29 | 7.36 | 7.69 | 8.33 | Optimistic | Afghanistan | AFG | 2022-01-02 | v8 | TRUE
https://raw.githubusercontent.com/mrc-ide/global-lmic-reports/master/AFG/projections.csv | 2021-01-15 | hospital_demand | 214.28 | 229.22 | 239.09 | 241.66 | 252.59 | 276.42 | Optimistic | Afghanistan | AFG | 2022-01-02 | v8 | TRUE
https://raw.githubusercontent.com/mrc-ide/global-lmic-reports/master/AFG/projections.csv | 2021-01-15 | ICU_demand | 94.98 | 101.59 | 105.6 | 106.57 | 111.1 | 120.05 | Optimistic | Afghanistan | AFG | 2022-01-02 | v8 | TRUE
https://raw.githubusercontent.com/mrc-ide/global-lmic-reports/master/AFG/projections.csv | 2021-01-15 | hospital_incidence | 14.24 | 15.42 | 16.13 | 16.14 | 16.77 | 18.73 | Optimistic | Afghanistan | AFG | 2022-01-02 | v8 | TRUE
https://raw.githubusercontent.com/mrc-ide/global-lmic-reports/master/AFG/projections.csv | 2021-01-15 | ICU_incidence | 4.07 | 4.41 | 4.61 | 4.61 | 4.79 | 5.35 | Optimistic | Afghanistan | AFG | 2022-01-02 | v8 | TRUE
https://raw.githubusercontent.com/mrc-ide/global-lmic-reports/master/AFG/projections.csv | 2021-01-15 | prevalence | 7957.81 | 8734.84 | 9101.16 | 9080.22 | 9360.61 | 10345.49 | Optimistic | Afghanistan | AFG | 2022-01-02 | v8 | TRUE
https://raw.githubusercontent.com/mrc-ide/global-lmic-reports/master/AFG/projections.csv | 2021-01-15 | cumulative_infections | 1006468.98 | 1044808.54 | 1079532.64 | 1081694.3 | 1095716.38 | 1197724.85 | Optimistic | Afghanistan | AFG | 2022-01-02 | v8 | TRUE
https://raw.githubusercontent.com/mrc-ide/global-lmic-reports/master/AFG/projections.csv | 2021-01-15 | cumulative_deaths | 2091.01 | 2191.19 | 2261.23 | 2267.26 | 2309.46 | 2538.65 | Optimistic | Afghanistan | AFG | 2022-01-02 | v8 | TRUE
https://raw.githubusercontent.com/mrc-ide/global-lmic-reports/master/AFG/projections.csv | 2021-01-15 | Rt | 0.6 | 0.63 | 0.64 | 0.64 | 0.66 | 0.68 | Optimistic | Afghanistan | AFG | 2022-01-02 | v8 | TRUE
https://raw.githubusercontent.com/mrc-ide/global-lmic-reports/master/AFG/projections.csv | 2021-01-15 | Reff | 0.58 | 0.62 | 0.63 | 0.63 | 0.64 | 0.67 | Optimistic | Afghanistan | AFG | 2022-01-02 | v8 | TRUE
https://raw.githubusercontent.com/mrc-ide/global-lmic-reports/master/AFG/projections.csv | 2021-01-15 | infections | 813.13 | 884.96 | 931.43 | 926.89 | 971.33 | 1055.61 | Pessimistic | Afghanistan | AFG | 2022-01-02 | v8 | TRUE
https://raw.githubusercontent.com/mrc-ide/global-lmic-reports/master/AFG/projections.csv | 2021-01-15 | deaths | 6.56 | 7.01 | 7.29 | 7.36 | 7.69 | 8.33 | Pessimistic | Afghanistan | AFG | 2022-01-02 | v8 | TRUE
https://raw.githubusercontent.com/mrc-ide/global-lmic-reports/master/AFG/projections.csv | 2021-01-15 | hospital_demand | 214.28 | 229.22 | 239.09 | 241.66 | 252.59 | 276.42 | Pessimistic | Afghanistan | AFG | 2022-01-02 | v8 | TRUE
https://raw.githubusercontent.com/mrc-ide/global-lmic-reports/master/AFG/projections.csv | 2021-01-15 | ICU_demand | 94.98 | 101.59 | 105.6 | 106.57 | 111.1 | 120.05 | Pessimistic | Afghanistan | AFG | 2022-01-02 | v8 | TRUE
https://raw.githubusercontent.com/mrc-ide/global-lmic-reports/master/AFG/projections.csv | 2021-01-15 | hospital_incidence | 14.24 | 15.42 | 16.13 | 16.14 | 16.77 | 18.73 | Pessimistic | Afghanistan | AFG | 2022-01-02 | v8 | TRUE
https://raw.githubusercontent.com/mrc-ide/global-lmic-reports/master/AFG/projections.csv | 2021-01-15 | ICU_incidence | 4.07 | 4.41 | 4.61 | 4.61 | 4.79 | 5.35 | Pessimistic | Afghanistan | AFG | 2022-01-02 | v8 | TRUE
https://raw.githubusercontent.com/mrc-ide/global-lmic-reports/master/AFG/projections.csv | 2021-01-15 | prevalence | 7957.81 | 8734.84 | 9101.16 | 9080.22 | 9360.61 | 10345.49 | Pessimistic | Afghanistan | AFG | 2022-01-02 | v8 | TRUE
https://raw.githubusercontent.com/mrc-ide/global-lmic-reports/master/AFG/projections.csv | 2021-01-15 | cumulative_infections | 1006468.98 | 1044808.54 | 1079532.64 | 1081694.3 | 1095716.38 | 1197724.85 | Pessimistic | Afghanistan | AFG | 2022-01-02 | v8 | TRUE
https://raw.githubusercontent.com/mrc-ide/global-lmic-reports/master/AFG/projections.csv | 2021-01-15 | cumulative_deaths | 2091.01 | 2191.19 | 2261.23 | 2267.26 | 2309.46 | 2538.65 | Pessimistic | Afghanistan | AFG | 2022-01-02 | v8 | TRUE
https://raw.githubusercontent.com/mrc-ide/global-lmic-reports/master/AFG/projections.csv | 2021-01-15 | Rt | 0.6 | 0.63 | 0.64 | 0.64 | 0.66 | 0.68 | Pessimistic | Afghanistan | AFG | 2022-01-02 | v8 | TRUE
https://raw.githubusercontent.com/mrc-ide/global-lmic-reports/master/AFG/projections.csv | 2021-01-15 | Reff | 0.58 | 0.62 | 0.63 | 0.63 | 0.64 | 0.67 | Pessimistic | Afghanistan | AFG | 2022-01-02 | v8 | TRUE
https://raw.githubusercontent.com/mrc-ide/global-lmic-reports/master/AFG/projections.csv | 2021-01-15 | infections | 813.13 | 884.96 | 931.43 | 926.89 | 971.33 | 1055.61 | Relax Interventions 50% | Afghanistan | AFG | 2022-01-02 | v8 | TRUE
https://raw.githubusercontent.com/mrc-ide/global-lmic-reports/master/AFG/projections.csv | 2021-01-15 | deaths | 6.56 | 7.01 | 7.29 | 7.36 | 7.69 | 8.33 | Relax Interventions 50% | Afghanistan | AFG | 2022-01-02 | v8 | TRUE
https://raw.githubusercontent.com/mrc-ide/global-lmic-reports/master/AFG/projections.csv | 2021-01-15 | hospital_demand | 214.28 | 229.22 | 239.09 | 241.66 | 252.59 | 276.42 | Relax Interventions 50% | Afghanistan | AFG | 2022-01-02 | v8 | TRUE
https://raw.githubusercontent.com/mrc-ide/global-lmic-reports/master/AFG/projections.csv | 2021-01-15 | ICU_demand | 94.98 | 101.59 | 105.6 | 106.57 | 111.1 | 120.05 | Relax Interventions 50% | Afghanistan | AFG | 2022-01-02 | v8 | TRUE
https://raw.githubusercontent.com/mrc-ide/global-lmic-reports/master/AFG/projections.csv | 2021-01-15 | hospital_incidence | 14.24 | 15.42 | 16.13 | 16.14 | 16.77 | 18.73 | Relax Interventions 50% | Afghanistan | AFG | 2022-01-02 | v8 | TRUE
https://raw.githubusercontent.com/mrc-ide/global-lmic-reports/master/AFG/projections.csv | 2021-01-15 | ICU_incidence | 4.07 | 4.41 | 4.61 | 4.61 | 4.79 | 5.35 | Relax Interventions 50% | Afghanistan | AFG | 2022-01-02 | v8 | TRUE
https://raw.githubusercontent.com/mrc-ide/global-lmic-reports/master/AFG/projections.csv | 2021-01-15 | prevalence | 7957.81 | 8734.84 | 9101.16 | 9080.22 | 9360.61 | 10345.49 | Relax Interventions 50% | Afghanistan | AFG | 2022-01-02 | v8 | TRUE
https://raw.githubusercontent.com/mrc-ide/global-lmic-reports/master/AFG/projections.csv | 2021-01-15 | cumulative_infections | 1006468.98 | 1044808.54 | 1079532.64 | 1081694.3 | 1095716.38 | 1197724.85 | Relax Interventions 50% | Afghanistan | AFG | 2022-01-02 | v8 | TRUE
https://raw.githubusercontent.com/mrc-ide/global-lmic-reports/master/AFG/projections.csv | 2021-01-15 | cumulative_deaths | 2091.01 | 2191.19 | 2261.23 | 2267.26 | 2309.46 | 2538.65 | Relax Interventions 50% | Afghanistan | AFG | 2022-01-02 | v8 | TRUE
https://raw.githubusercontent.com/mrc-ide/global-lmic-reports/master/AFG/projections.csv | 2021-01-15 | Rt | 0.6 | 0.63 | 0.64 | 0.64 | 0.66 | 0.68 | Relax Interventions 50% | Afghanistan | AFG | 2022-01-02 | v8 | TRUE
https://raw.githubusercontent.com/mrc-ide/global-lmic-reports/master/AFG/projections.csv | 2021-01-15 | Reff | 0.58 | 0.62 | 0.63 | 0.63 | 0.64 | 0.67 | Relax Interventions 50% | Afghanistan | AFG | 2022-01-02 | v8 | TRUE
https://raw.githubusercontent.com/mrc-ide/global-lmic-reports/master/AFG/projections.csv | 2021-01-15 | infections | 805.99 | 858.41 | 907.28 | 910.88 | 954.33 | 1038.64 | Surged Additional 50% Reduction | Afghanistan | AFG | 2022-01-02 | v8 | TRUE
https://raw.githubusercontent.com/mrc-ide/global-lmic-reports/master/AFG/projections.csv | 2021-01-15 | deaths | 6.39 | 6.84 | 7.19 | 7.21 | 7.49 | 8.11 | Surged Additional 50% Reduction | Afghanistan | AFG | 2022-01-02 | v8 | TRUE
https://raw.githubusercontent.com/mrc-ide/global-lmic-reports/master/AFG/projections.csv | 2021-01-15 | hospital_demand | 209.59 | 224.23 | 236.41 | 236.85 | 247.44 | 265.78 | Surged Additional 50% Reduction | Afghanistan | AFG | 2022-01-02 | v8 | TRUE
https://raw.githubusercontent.com/mrc-ide/global-lmic-reports/master/AFG/projections.csv | 2021-01-15 | ICU_demand | 92.68 | 99.25 | 104.21 | 104.44 | 108.15 | 117.45 | Surged Additional 50% Reduction | Afghanistan | AFG | 2022-01-02 | v8 | TRUE
https://raw.githubusercontent.com/mrc-ide/global-lmic-reports/master/AFG/projections.csv | 2021-01-15 | hospital_incidence | 14.02 | 14.92 | 15.87 | 15.83 | 16.68 | 17.86 | Surged Additional 50% Reduction | Afghanistan | AFG | 2022-01-02 | v8 | TRUE
https://raw.githubusercontent.com/mrc-ide/global-lmic-reports/master/AFG/projections.csv | 2021-01-15 | ICU_incidence | 4.01 | 4.27 | 4.54 | 4.53 | 4.77 | 5.11 | Surged Additional 50% Reduction | Afghanistan | AFG | 2022-01-02 | v8 | TRUE
https://raw.githubusercontent.com/mrc-ide/global-lmic-reports/master/AFG/projections.csv | 2021-01-15 | prevalence | 7915.33 | 8425.22 | 8876.62 | 8907.95 | 9351.93 | 10052.1 | Surged Additional 50% Reduction | Afghanistan | AFG | 2022-01-02 | v8 | TRUE
https://raw.githubusercontent.com/mrc-ide/global-lmic-reports/master/AFG/projections.csv | 2021-01-15 | cumulative_infections | 998494.82 | 1042346.14 | 1071190.19 | 1070603.36 | 1100000.32 | 1150465.73 | Surged Additional 50% Reduction | Afghanistan | AFG | 2022-01-02 | v8 | TRUE
https://raw.githubusercontent.com/mrc-ide/global-lmic-reports/master/AFG/projections.csv | 2021-01-15 | cumulative_deaths | 2083.21 | 2173.28 | 2237.84 | 2231.34 | 2292.48 | 2396.48 | Surged Additional 50% Reduction | Afghanistan | AFG | 2022-01-02 | v8 | TRUE
https://raw.githubusercontent.com/mrc-ide/global-lmic-reports/master/AFG/projections.csv | 2021-01-15 | Rt | 0.62 | 0.63 | 0.65 | 0.65 | 0.66 | 0.68 | Surged Additional 50% Reduction | Afghanistan | AFG | 2022-01-02 | v8 | TRUE
https://raw.githubusercontent.com/mrc-ide/global-lmic-reports/master/AFG/projections.csv | 2021-01-15 | Reff | 0.6 | 0.62 | 0.63 | 0.63 | 0.64 | 0.66 | Surged Additional 50% Reduction | Afghanistan | AFG | 2022-01-02 | v8 | TRUE
https://raw.githubusercontent.com/mrc-ide/global-lmic-reports/master/AFG/projections.csv | 2021-01-15 | infections | 805.99 | 858.41 | 907.28 | 910.88 | 954.33 | 1038.64 | Surged Maintain Status Quo | Afghanistan | AFG | 2022-01-02 | v8 | TRUE
https://raw.githubusercontent.com/mrc-ide/global-lmic-reports/master/AFG/projections.csv | 2021-01-15 | deaths | 6.39 | 6.84 | 7.19 | 7.21 | 7.49 | 8.11 | Surged Maintain Status Quo | Afghanistan | AFG | 2022-01-02 | v8 | TRUE
https://raw.githubusercontent.com/mrc-ide/global-lmic-reports/master/AFG/projections.csv | 2021-01-15 | hospital_demand | 209.59 | 224.23 | 236.41 | 236.85 | 247.44 | 265.78 | Surged Maintain Status Quo | Afghanistan | AFG | 2022-01-02 | v8 | TRUE
https://raw.githubusercontent.com/mrc-ide/global-lmic-reports/master/AFG/projections.csv | 2021-01-15 | ICU_demand | 92.68 | 99.25 | 104.21 | 104.44 | 108.15 | 117.45 | Surged Maintain Status Quo | Afghanistan | AFG | 2022-01-02 | v8 | TRUE
https://raw.githubusercontent.com/mrc-ide/global-lmic-reports/master/AFG/projections.csv | 2021-01-15 | hospital_incidence | 14.02 | 14.92 | 15.87 | 15.83 | 16.68 | 17.86 | Surged Maintain Status Quo | Afghanistan | AFG | 2022-01-02 | v8 | TRUE
https://raw.githubusercontent.com/mrc-ide/global-lmic-reports/master/AFG/projections.csv | 2021-01-15 | ICU_incidence | 4.01 | 4.27 | 4.54 | 4.53 | 4.77 | 5.11 | Surged Maintain Status Quo | Afghanistan | AFG | 2022-01-02 | v8 | TRUE
https://raw.githubusercontent.com/mrc-ide/global-lmic-reports/master/AFG/projections.csv | 2021-01-15 | prevalence | 7915.33 | 8425.22 | 8876.62 | 8907.95 | 9351.93 | 10052.1 | Surged Maintain Status Quo | Afghanistan | AFG | 2022-01-02 | v8 | TRUE
https://raw.githubusercontent.com/mrc-ide/global-lmic-reports/master/AFG/projections.csv | 2021-01-15 | cumulative_infections | 998494.82 | 1042346.14 | 1071190.19 | 1070603.36 | 1100000.32 | 1150465.73 | Surged Maintain Status Quo | Afghanistan | AFG | 2022-01-02 | v8 | TRUE
https://raw.githubusercontent.com/mrc-ide/global-lmic-reports/master/AFG/projections.csv | 2021-01-15 | cumulative_deaths | 2083.21 | 2173.28 | 2237.84 | 2231.34 | 2292.48 | 2396.48 | Surged Maintain Status Quo | Afghanistan | AFG | 2022-01-02 | v8 | TRUE
https://raw.githubusercontent.com/mrc-ide/global-lmic-reports/master/AFG/projections.csv | 2021-01-15 | Rt | 0.62 | 0.63 | 0.65 | 0.65 | 0.66 | 0.68 | Surged Maintain Status Quo | Afghanistan | AFG | 2022-01-02 | v8 | TRUE
https://raw.githubusercontent.com/mrc-ide/global-lmic-reports/master/AFG/projections.csv | 2021-01-15 | Reff | 0.6 | 0.62 | 0.63 | 0.63 | 0.64 | 0.66 | Surged Maintain Status Quo | Afghanistan | AFG | 2022-01-02 | v8 | TRUE
https://raw.githubusercontent.com/mrc-ide/global-lmic-reports/master/AFG/projections.csv | 2021-01-15 | infections | 805.99 | 858.41 | 907.28 | 910.88 | 954.33 | 1038.64 | Surged Optimistic | Afghanistan | AFG | 2022-01-02 | v8 | TRUE
https://raw.githubusercontent.com/mrc-ide/global-lmic-reports/master/AFG/projections.csv | 2021-01-15 | deaths | 6.39 | 6.84 | 7.19 | 7.21 | 7.49 | 8.11 | Surged Optimistic | Afghanistan | AFG | 2022-01-02 | v8 | TRUE
https://raw.githubusercontent.com/mrc-ide/global-lmic-reports/master/AFG/projections.csv | 2021-01-15 | hospital_demand | 209.59 | 224.23 | 236.41 | 236.85 | 247.44 | 265.78 | Surged Optimistic | Afghanistan | AFG | 2022-01-02 | v8 | TRUE
https://raw.githubusercontent.com/mrc-ide/global-lmic-reports/master/AFG/projections.csv | 2021-01-15 | ICU_demand | 92.68 | 99.25 | 104.21 | 104.44 | 108.15 | 117.45 | Surged Optimistic | Afghanistan | AFG | 2022-01-02 | v8 | TRUE
https://raw.githubusercontent.com/mrc-ide/global-lmic-reports/master/AFG/projections.csv | 2021-01-15 | hospital_incidence | 14.02 | 14.92 | 15.87 | 15.83 | 16.68 | 17.86 | Surged Optimistic | Afghanistan | AFG | 2022-01-02 | v8 | TRUE
https://raw.githubusercontent.com/mrc-ide/global-lmic-reports/master/AFG/projections.csv | 2021-01-15 | ICU_incidence | 4.01 | 4.27 | 4.54 | 4.53 | 4.77 | 5.11 | Surged Optimistic | Afghanistan | AFG | 2022-01-02 | v8 | TRUE
https://raw.githubusercontent.com/mrc-ide/global-lmic-reports/master/AFG/projections.csv | 2021-01-15 | prevalence | 7915.33 | 8425.22 | 8876.62 | 8907.95 | 9351.93 | 10052.1 | Surged Optimistic | Afghanistan | AFG | 2022-01-02 | v8 | TRUE
https://raw.githubusercontent.com/mrc-ide/global-lmic-reports/master/AFG/projections.csv | 2021-01-15 | cumulative_infections | 998494.82 | 1042346.14 | 1071190.19 | 1070603.36 | 1100000.32 | 1150465.73 | Surged Optimistic | Afghanistan | AFG | 2022-01-02 | v8 | TRUE
https://raw.githubusercontent.com/mrc-ide/global-lmic-reports/master/AFG/projections.csv | 2021-01-15 | cumulative_deaths | 2083.21 | 2173.28 | 2237.84 | 2231.34 | 2292.48 | 2396.48 | Surged Optimistic | Afghanistan | AFG | 2022-01-02 | v8 | TRUE
https://raw.githubusercontent.com/mrc-ide/global-lmic-reports/master/AFG/projections.csv | 2021-01-15 | Rt | 0.62 | 0.63 | 0.65 | 0.65 | 0.66 | 0.68 | Surged Optimistic | Afghanistan | AFG | 2022-01-02 | v8 | TRUE
https://raw.githubusercontent.com/mrc-ide/global-lmic-reports/master/AFG/projections.csv | 2021-01-15 | Reff | 0.6 | 0.62 | 0.63 | 0.63 | 0.64 | 0.66 | Surged Optimistic | Afghanistan | AFG | 2022-01-02 | v8 | TRUE
https://raw.githubusercontent.com/mrc-ide/global-lmic-reports/master/AFG/projections.csv | 2021-01-15 | infections | 805.99 | 858.41 | 907.28 | 910.88 | 954.33 | 1038.64 | Surged Pessimistic | Afghanistan | AFG | 2022-01-02 | v8 | TRUE
https://raw.githubusercontent.com/mrc-ide/global-lmic-reports/master/AFG/projections.csv | 2021-01-15 | deaths | 6.39 | 6.84 | 7.19 | 7.21 | 7.49 | 8.11 | Surged Pessimistic | Afghanistan | AFG | 2022-01-02 | v8 | TRUE
https://raw.githubusercontent.com/mrc-ide/global-lmic-reports/master/AFG/projections.csv | 2021-01-15 | hospital_demand | 209.59 | 224.23 | 236.41 | 236.85 | 247.44 | 265.78 | Surged Pessimistic | Afghanistan | AFG | 2022-01-02 | v8 | TRUE
https://raw.githubusercontent.com/mrc-ide/global-lmic-reports/master/AFG/projections.csv | 2021-01-15 | ICU_demand | 92.68 | 99.25 | 104.21 | 104.44 | 108.15 | 117.45 | Surged Pessimistic | Afghanistan | AFG | 2022-01-02 | v8 | TRUE
https://raw.githubusercontent.com/mrc-ide/global-lmic-reports/master/AFG/projections.csv | 2021-01-15 | hospital_incidence | 14.02 | 14.92 | 15.87 | 15.83 | 16.68 | 17.86 | Surged Pessimistic | Afghanistan | AFG | 2022-01-02 | v8 | TRUE
https://raw.githubusercontent.com/mrc-ide/global-lmic-reports/master/AFG/projections.csv | 2021-01-15 | ICU_incidence | 4.01 | 4.27 | 4.54 | 4.53 | 4.77 | 5.11 | Surged Pessimistic | Afghanistan | AFG | 2022-01-02 | v8 | TRUE
https://raw.githubusercontent.com/mrc-ide/global-lmic-reports/master/AFG/projections.csv | 2021-01-15 | prevalence | 7915.33 | 8425.22 | 8876.62 | 8907.95 | 9351.93 | 10052.1 | Surged Pessimistic | Afghanistan | AFG | 2022-01-02 | v8 | TRUE
https://raw.githubusercontent.com/mrc-ide/global-lmic-reports/master/AFG/projections.csv | 2021-01-15 | cumulative_infections | 998494.82 | 1042346.14 | 1071190.19 | 1070603.36 | 1100000.32 | 1150465.73 | Surged Pessimistic | Afghanistan | AFG | 2022-01-02 | v8 | TRUE
https://raw.githubusercontent.com/mrc-ide/global-lmic-reports/master/AFG/projections.csv | 2021-01-15 | cumulative_deaths | 2083.21 | 2173.28 | 2237.84 | 2231.34 | 2292.48 | 2396.48 | Surged Pessimistic | Afghanistan | AFG | 2022-01-02 | v8 | TRUE
https://raw.githubusercontent.com/mrc-ide/global-lmic-reports/master/AFG/projections.csv | 2021-01-15 | Rt | 0.62 | 0.63 | 0.65 | 0.65 | 0.66 | 0.68 | Surged Pessimistic | Afghanistan | AFG | 2022-01-02 | v8 | TRUE
https://raw.githubusercontent.com/mrc-ide/global-lmic-reports/master/AFG/projections.csv | 2021-01-15 | Reff | 0.6 | 0.62 | 0.63 | 0.63 | 0.64 | 0.66 | Surged Pessimistic | Afghanistan | AFG | 2022-01-02 | v8 | TRUE
https://raw.githubusercontent.com/mrc-ide/global-lmic-reports/master/AFG/projections.csv | 2021-01-15 | infections | 805.99 | 858.41 | 907.28 | 910.88 | 954.33 | 1038.64 | Surged Relax Interventions 50% | Afghanistan | AFG | 2022-01-02 | v8 | TRUE
https://raw.githubusercontent.com/mrc-ide/global-lmic-reports/master/AFG/projections.csv | 2021-01-15 | deaths | 6.39 | 6.84 | 7.19 | 7.21 | 7.49 | 8.11 | Surged Relax Interventions 50% | Afghanistan | AFG | 2022-01-02 | v8 | TRUE
https://raw.githubusercontent.com/mrc-ide/global-lmic-reports/master/AFG/projections.csv | 2021-01-15 | hospital_demand | 209.59 | 224.23 | 236.41 | 236.85 | 247.44 | 265.78 | Surged Relax Interventions 50% | Afghanistan | AFG | 2022-01-02 | v8 | TRUE
https://raw.githubusercontent.com/mrc-ide/global-lmic-reports/master/AFG/projections.csv | 2021-01-15 | ICU_demand | 92.68 | 99.25 | 104.21 | 104.44 | 108.15 | 117.45 | Surged Relax Interventions 50% | Afghanistan | AFG | 2022-01-02 | v8 | TRUE
https://raw.githubusercontent.com/mrc-ide/global-lmic-reports/master/AFG/projections.csv | 2021-01-15 | hospital_incidence | 14.02 | 14.92 | 15.87 | 15.83 | 16.68 | 17.86 | Surged Relax Interventions 50% | Afghanistan | AFG | 2022-01-02 | v8 | TRUE
https://raw.githubusercontent.com/mrc-ide/global-lmic-reports/master/AFG/projections.csv | 2021-01-15 | ICU_incidence | 4.01 | 4.27 | 4.54 | 4.53 | 4.77 | 5.11 | Surged Relax Interventions 50% | Afghanistan | AFG | 2022-01-02 | v8 | TRUE
https://raw.githubusercontent.com/mrc-ide/global-lmic-reports/master/AFG/projections.csv | 2021-01-15 | prevalence | 7915.33 | 8425.22 | 8876.62 | 8907.95 | 9351.93 | 10052.1 | Surged Relax Interventions 50% | Afghanistan | AFG | 2022-01-02 | v8 | TRUE
https://raw.githubusercontent.com/mrc-ide/global-lmic-reports/master/AFG/projections.csv | 2021-01-15 | cumulative_infections | 998494.82 | 1042346.14 | 1071190.19 | 1070603.36 | 1100000.32 | 1150465.73 | Surged Relax Interventions 50% | Afghanistan | AFG | 2022-01-02 | v8 | TRUE
https://raw.githubusercontent.com/mrc-ide/global-lmic-reports/master/AFG/projections.csv | 2021-01-15 | cumulative_deaths | 2083.21 | 2173.28 | 2237.84 | 2231.34 | 2292.48 | 2396.48 | Surged Relax Interventions 50% | Afghanistan | AFG | 2022-01-02 | v8 | TRUE
https://raw.githubusercontent.com/mrc-ide/global-lmic-reports/master/AFG/projections.csv | 2021-01-15 | Rt | 0.62 | 0.63 | 0.65 | 0.65 | 0.66 | 0.68 | Surged Relax Interventions 50% | Afghanistan | AFG | 2022-01-02 | v8 | TRUE
https://raw.githubusercontent.com/mrc-ide/global-lmic-reports/master/AFG/projections.csv | 2021-01-15 | Reff | 0.6 | 0.62 | 0.63 | 0.63 | 0.64 | 0.66 | Surged Relax Interventions 50% | Afghanistan | AFG | 2022-01-02 | v8 | TRUE
https://raw.githubusercontent.com/mrc-ide/global-lmic-reports/master/AFG/projections.csv | 2021-01-16 | infections | 812.67 | 890.4 | 924.05 | 923.64 | 964.26 | 1040.78 | Additional 50% Reduction | Afghanistan | AFG | 2022-01-02 | v8 | TRUE
https://raw.githubusercontent.com/mrc-ide/global-lmic-reports/master/AFG/projections.csv | 2021-01-16 | deaths | 6.27 | 6.7 | 6.97 | 7.04 | 7.34 | 7.98 | Additional 50% Reduction | Afghanistan | AFG | 2022-01-02 | v8 | TRUE
https://raw.githubusercontent.com/mrc-ide/global-lmic-reports/master/AFG/projections.csv | 2021-01-16 | hospital_demand | 203.18 | 217.53 | 227.15 | 229.32 | 239.66 | 262.59 | Additional 50% Reduction | Afghanistan | AFG | 2022-01-02 | v8 | TRUE
https://raw.githubusercontent.com/mrc-ide/global-lmic-reports/master/AFG/projections.csv | 2021-01-16 | ICU_demand | 90.74 | 97.11 | 100.94 | 101.89 | 106.23 | 114.99 | Additional 50% Reduction | Afghanistan | AFG | 2022-01-02 | v8 | TRUE
https://raw.githubusercontent.com/mrc-ide/global-lmic-reports/master/AFG/projections.csv | 2021-01-16 | hospital_incidence | 13.28 | 14.43 | 15.07 | 15.07 | 15.63 | 17.46 | Additional 50% Reduction | Afghanistan | AFG | 2022-01-02 | v8 | TRUE
https://raw.githubusercontent.com/mrc-ide/global-lmic-reports/master/AFG/projections.csv | 2021-01-16 | ICU_incidence | 3.8 | 4.13 | 4.31 | 4.31 | 4.47 | 4.99 | Additional 50% Reduction | Afghanistan | AFG | 2022-01-02 | v8 | TRUE
https://raw.githubusercontent.com/mrc-ide/global-lmic-reports/master/AFG/projections.csv | 2021-01-16 | prevalence | 7477.75 | 8204.05 | 8542.52 | 8514.57 | 8822.89 | 9630.59 | Additional 50% Reduction | Afghanistan | AFG | 2022-01-02 | v8 | TRUE
https://raw.githubusercontent.com/mrc-ide/global-lmic-reports/master/AFG/projections.csv | 2021-01-16 | cumulative_infections | 1007365.73 | 1045684.14 | 1080363.93 | 1082617.94 | 1096694.79 | 1198647.57 | Additional 50% Reduction | Afghanistan | AFG | 2022-01-02 | v8 | TRUE
https://raw.githubusercontent.com/mrc-ide/global-lmic-reports/master/AFG/projections.csv | 2021-01-16 | cumulative_deaths | 2098.06 | 2197.86 | 2268.34 | 2274.3 | 2315.99 | 2546.03 | Additional 50% Reduction | Afghanistan | AFG | 2022-01-02 | v8 | TRUE
https://raw.githubusercontent.com/mrc-ide/global-lmic-reports/master/AFG/projections.csv | 2021-01-16 | Rt | 0.58 | 0.62 | 0.63 | 0.63 | 0.65 | 0.67 | Additional 50% Reduction | Afghanistan | AFG | 2022-01-02 | v8 | TRUE
https://raw.githubusercontent.com/mrc-ide/global-lmic-reports/master/AFG/projections.csv | 2021-01-16 | Reff | 0.57 | 0.6 | 0.62 | 0.62 | 0.63 | 0.66 | Additional 50% Reduction | Afghanistan | AFG | 2022-01-02 | v8 | TRUE
https://raw.githubusercontent.com/mrc-ide/global-lmic-reports/master/AFG/projections.csv | 2021-01-16 | infections | 812.67 | 890.4 | 924.05 | 923.64 | 964.26 | 1040.78 | Maintain Status Quo | Afghanistan | AFG | 2022-01-02 | v8 | TRUE
https://raw.githubusercontent.com/mrc-ide/global-lmic-reports/master/AFG/projections.csv | 2021-01-16 | deaths | 6.27 | 6.7 | 6.97 | 7.04 | 7.34 | 7.98 | Maintain Status Quo | Afghanistan | AFG | 2022-01-02 | v8 | TRUE
https://raw.githubusercontent.com/mrc-ide/global-lmic-reports/master/AFG/projections.csv | 2021-01-16 | hospital_demand | 203.18 | 217.53 | 227.15 | 229.32 | 239.66 | 262.59 | Maintain Status Quo | Afghanistan | AFG | 2022-01-02 | v8 | TRUE
https://raw.githubusercontent.com/mrc-ide/global-lmic-reports/master/AFG/projections.csv | 2021-01-16 | ICU_demand | 90.74 | 97.11 | 100.94 | 101.89 | 106.23 | 114.99 | Maintain Status Quo | Afghanistan | AFG | 2022-01-02 | v8 | TRUE
https://raw.githubusercontent.com/mrc-ide/global-lmic-reports/master/AFG/projections.csv | 2021-01-16 | hospital_incidence | 13.28 | 14.43 | 15.07 | 15.07 | 15.63 | 17.46 | Maintain Status Quo | Afghanistan | AFG | 2022-01-02 | v8 | TRUE
https://raw.githubusercontent.com/mrc-ide/global-lmic-reports/master/AFG/projections.csv | 2021-01-16 | ICU_incidence | 3.8 | 4.13 | 4.31 | 4.31 | 4.47 | 4.99 | Maintain Status Quo | Afghanistan | AFG | 2022-01-02 | v8 | TRUE
https://raw.githubusercontent.com/mrc-ide/global-lmic-reports/master/AFG/projections.csv | 2021-01-16 | prevalence | 7477.75 | 8204.05 | 8542.52 | 8514.57 | 8822.89 | 9630.59 | Maintain Status Quo | Afghanistan | AFG | 2022-01-02 | v8 | TRUE
https://raw.githubusercontent.com/mrc-ide/global-lmic-reports/master/AFG/projections.csv | 2021-01-16 | cumulative_infections | 1007365.73 | 1045684.14 | 1080363.93 | 1082617.94 | 1096694.79 | 1198647.57 | Maintain Status Quo | Afghanistan | AFG | 2022-01-02 | v8 | TRUE
https://raw.githubusercontent.com/mrc-ide/global-lmic-reports/master/AFG/projections.csv | 2021-01-16 | cumulative_deaths | 2098.06 | 2197.86 | 2268.34 | 2274.3 | 2315.99 | 2546.03 | Maintain Status Quo | Afghanistan | AFG | 2022-01-02 | v8 | TRUE
https://raw.githubusercontent.com/mrc-ide/global-lmic-reports/master/AFG/projections.csv | 2021-01-16 | Rt | 0.58 | 0.62 | 0.63 | 0.63 | 0.65 | 0.67 | Maintain Status Quo | Afghanistan | AFG | 2022-01-02 | v8 | TRUE
https://raw.githubusercontent.com/mrc-ide/global-lmic-reports/master/AFG/projections.csv | 2021-01-16 | Reff | 0.57 | 0.6 | 0.62 | 0.62 | 0.63 | 0.66 | Maintain Status Quo | Afghanistan | AFG | 2022-01-02 | v8 | TRUE
https://raw.githubusercontent.com/mrc-ide/global-lmic-reports/master/AFG/projections.csv | 2021-01-16 | infections | 812.67 | 890.4 | 924.05 | 923.64 | 964.26 | 1040.78 | Optimistic | Afghanistan | AFG | 2022-01-02 | v8 | TRUE
https://raw.githubusercontent.com/mrc-ide/global-lmic-reports/master/AFG/projections.csv | 2021-01-16 | deaths | 6.27 | 6.7 | 6.97 | 7.04 | 7.34 | 7.98 | Optimistic | Afghanistan | AFG | 2022-01-02 | v8 | TRUE
https://raw.githubusercontent.com/mrc-ide/global-lmic-reports/master/AFG/projections.csv | 2021-01-16 | hospital_demand | 203.18 | 217.53 | 227.15 | 229.32 | 239.66 | 262.59 | Optimistic | Afghanistan | AFG | 2022-01-02 | v8 | TRUE
https://raw.githubusercontent.com/mrc-ide/global-lmic-reports/master/AFG/projections.csv | 2021-01-16 | ICU_demand | 90.74 | 97.11 | 100.94 | 101.89 | 106.23 | 114.99 | Optimistic | Afghanistan | AFG | 2022-01-02 | v8 | TRUE
https://raw.githubusercontent.com/mrc-ide/global-lmic-reports/master/AFG/projections.csv | 2021-01-16 | hospital_incidence | 13.28 | 14.43 | 15.07 | 15.07 | 15.63 | 17.46 | Optimistic | Afghanistan | AFG | 2022-01-02 | v8 | TRUE
https://raw.githubusercontent.com/mrc-ide/global-lmic-reports/master/AFG/projections.csv | 2021-01-16 | ICU_incidence | 3.8 | 4.13 | 4.31 | 4.31 | 4.47 | 4.99 | Optimistic | Afghanistan | AFG | 2022-01-02 | v8 | TRUE
https://raw.githubusercontent.com/mrc-ide/global-lmic-reports/master/AFG/projections.csv | 2021-01-16 | prevalence | 7477.75 | 8204.05 | 8542.52 | 8514.57 | 8822.89 | 9630.59 | Optimistic | Afghanistan | AFG | 2022-01-02 | v8 | TRUE
https://raw.githubusercontent.com/mrc-ide/global-lmic-reports/master/AFG/projections.csv | 2021-01-16 | cumulative_infections | 1007365.73 | 1045684.14 | 1080363.93 | 1082617.94 | 1096694.79 | 1198647.57 | Optimistic | Afghanistan | AFG | 2022-01-02 | v8 | TRUE
https://raw.githubusercontent.com/mrc-ide/global-lmic-reports/master/AFG/projections.csv | 2021-01-16 | cumulative_deaths | 2098.06 | 2197.86 | 2268.34 | 2274.3 | 2315.99 | 2546.03 | Optimistic | Afghanistan | AFG | 2022-01-02 | v8 | TRUE
https://raw.githubusercontent.com/mrc-ide/global-lmic-reports/master/AFG/projections.csv | 2021-01-16 | Rt | 0.58 | 0.62 | 0.63 | 0.63 | 0.65 | 0.67 | Optimistic | Afghanistan | AFG | 2022-01-02 | v8 | TRUE
https://raw.githubusercontent.com/mrc-ide/global-lmic-reports/master/AFG/projections.csv | 2021-01-16 | Reff | 0.57 | 0.6 | 0.62 | 0.62 | 0.63 | 0.66 | Optimistic | Afghanistan | AFG | 2022-01-02 | v8 | TRUE
https://raw.githubusercontent.com/mrc-ide/global-lmic-reports/master/AFG/projections.csv | 2021-01-16 | infections | 812.67 | 890.4 | 924.05 | 923.64 | 964.26 | 1040.78 | Pessimistic | Afghanistan | AFG | 2022-01-02 | v8 | TRUE
https://raw.githubusercontent.com/mrc-ide/global-lmic-reports/master/AFG/projections.csv | 2021-01-16 | deaths | 6.27 | 6.7 | 6.97 | 7.04 | 7.34 | 7.98 | Pessimistic | Afghanistan | AFG | 2022-01-02 | v8 | TRUE
https://raw.githubusercontent.com/mrc-ide/global-lmic-reports/master/AFG/projections.csv | 2021-01-16 | hospital_demand | 203.18 | 217.53 | 227.15 | 229.32 | 239.66 | 262.59 | Pessimistic | Afghanistan | AFG | 2022-01-02 | v8 | TRUE
https://raw.githubusercontent.com/mrc-ide/global-lmic-reports/master/AFG/projections.csv | 2021-01-16 | ICU_demand | 90.74 | 97.11 | 100.94 | 101.89 | 106.23 | 114.99 | Pessimistic | Afghanistan | AFG | 2022-01-02 | v8 | TRUE
https://raw.githubusercontent.com/mrc-ide/global-lmic-reports/master/AFG/projections.csv | 2021-01-16 | hospital_incidence | 13.28 | 14.43 | 15.07 | 15.07 | 15.63 | 17.46 | Pessimistic | Afghanistan | AFG | 2022-01-02 | v8 | TRUE
https://raw.githubusercontent.com/mrc-ide/global-lmic-reports/master/AFG/projections.csv | 2021-01-16 | ICU_incidence | 3.8 | 4.13 | 4.31 | 4.31 | 4.47 | 4.99 | Pessimistic | Afghanistan | AFG | 2022-01-02 | v8 | TRUE
https://raw.githubusercontent.com/mrc-ide/global-lmic-reports/master/AFG/projections.csv | 2021-01-16 | prevalence | 7477.75 | 8204.05 | 8542.52 | 8514.57 | 8822.89 | 9630.59 | Pessimistic | Afghanistan | AFG | 2022-01-02 | v8 | TRUE
https://raw.githubusercontent.com/mrc-ide/global-lmic-reports/master/AFG/projections.csv | 2021-01-16 | cumulative_infections | 1007365.73 | 1045684.14 | 1080363.93 | 1082617.94 | 1096694.79 | 1198647.57 | Pessimistic | Afghanistan | AFG | 2022-01-02 | v8 | TRUE
https://raw.githubusercontent.com/mrc-ide/global-lmic-reports/master/AFG/projections.csv | 2021-01-16 | cumulative_deaths | 2098.06 | 2197.86 | 2268.34 | 2274.3 | 2315.99 | 2546.03 | Pessimistic | Afghanistan | AFG | 2022-01-02 | v8 | TRUE
https://raw.githubusercontent.com/mrc-ide/global-lmic-reports/master/AFG/projections.csv | 2021-01-16 | Rt | 0.58 | 0.62 | 0.63 | 0.63 | 0.65 | 0.67 | Pessimistic | Afghanistan | AFG | 2022-01-02 | v8 | TRUE
https://raw.githubusercontent.com/mrc-ide/global-lmic-reports/master/AFG/projections.csv | 2021-01-16 | Reff | 0.57 | 0.6 | 0.62 | 0.62 | 0.63 | 0.66 | Pessimistic | Afghanistan | AFG | 2022-01-02 | v8 | TRUE
https://raw.githubusercontent.com/mrc-ide/global-lmic-reports/master/AFG/projections.csv | 2021-01-16 | infections | 812.67 | 890.4 | 924.05 | 923.64 | 964.26 | 1040.78 | Relax Interventions 50% | Afghanistan | AFG | 2022-01-02 | v8 | TRUE
https://raw.githubusercontent.com/mrc-ide/global-lmic-reports/master/AFG/projections.csv | 2021-01-16 | deaths | 6.27 | 6.7 | 6.97 | 7.04 | 7.34 | 7.98 | Relax Interventions 50% | Afghanistan | AFG | 2022-01-02 | v8 | TRUE
https://raw.githubusercontent.com/mrc-ide/global-lmic-reports/master/AFG/projections.csv | 2021-01-16 | hospital_demand | 203.18 | 217.53 | 227.15 | 229.32 | 239.66 | 262.59 | Relax Interventions 50% | Afghanistan | AFG | 2022-01-02 | v8 | TRUE
https://raw.githubusercontent.com/mrc-ide/global-lmic-reports/master/AFG/projections.csv | 2021-01-16 | ICU_demand | 90.74 | 97.11 | 100.94 | 101.89 | 106.23 | 114.99 | Relax Interventions 50% | Afghanistan | AFG | 2022-01-02 | v8 | TRUE
https://raw.githubusercontent.com/mrc-ide/global-lmic-reports/master/AFG/projections.csv | 2021-01-16 | hospital_incidence | 13.28 | 14.43 | 15.07 | 15.07 | 15.63 | 17.46 | Relax Interventions 50% | Afghanistan | AFG | 2022-01-02 | v8 | TRUE
https://raw.githubusercontent.com/mrc-ide/global-lmic-reports/master/AFG/projections.csv | 2021-01-16 | ICU_incidence | 3.8 | 4.13 | 4.31 | 4.31 | 4.47 | 4.99 | Relax Interventions 50% | Afghanistan | AFG | 2022-01-02 | v8 | TRUE
https://raw.githubusercontent.com/mrc-ide/global-lmic-reports/master/AFG/projections.csv | 2021-01-16 | prevalence | 7477.75 | 8204.05 | 8542.52 | 8514.57 | 8822.89 | 9630.59 | Relax Interventions 50% | Afghanistan | AFG | 2022-01-02 | v8 | TRUE
https://raw.githubusercontent.com/mrc-ide/global-lmic-reports/master/AFG/projections.csv | 2021-01-16 | cumulative_infections | 1007365.73 | 1045684.14 | 1080363.93 | 1082617.94 | 1096694.79 | 1198647.57 | Relax Interventions 50% | Afghanistan | AFG | 2022-01-02 | v8 | TRUE
https://raw.githubusercontent.com/mrc-ide/global-lmic-reports/master/AFG/projections.csv | 2021-01-16 | cumulative_deaths | 2098.06 | 2197.86 | 2268.34 | 2274.3 | 2315.99 | 2546.03 | Relax Interventions 50% | Afghanistan | AFG | 2022-01-02 | v8 | TRUE
https://raw.githubusercontent.com/mrc-ide/global-lmic-reports/master/AFG/projections.csv | 2021-01-16 | Rt | 0.58 | 0.62 | 0.63 | 0.63 | 0.65 | 0.67 | Relax Interventions 50% | Afghanistan | AFG | 2022-01-02 | v8 | TRUE
https://raw.githubusercontent.com/mrc-ide/global-lmic-reports/master/AFG/projections.csv | 2021-01-16 | Reff | 0.57 | 0.6 | 0.62 | 0.62 | 0.63 | 0.66 | Relax Interventions 50% | Afghanistan | AFG | 2022-01-02 | v8 | TRUE
https://raw.githubusercontent.com/mrc-ide/global-lmic-reports/master/AFG/projections.csv | 2021-01-16 | infections | 798.32 | 857.2 | 907.03 | 907.22 | 946.37 | 1019.52 | Surged Additional 50% Reduction | Afghanistan | AFG | 2022-01-02 | v8 | TRUE
https://raw.githubusercontent.com/mrc-ide/global-lmic-reports/master/AFG/projections.csv | 2021-01-16 | deaths | 6.11 | 6.54 | 6.88 | 6.9 | 7.17 | 7.75 | Surged Additional 50% Reduction | Afghanistan | AFG | 2022-01-02 | v8 | TRUE
https://raw.githubusercontent.com/mrc-ide/global-lmic-reports/master/AFG/projections.csv | 2021-01-16 | hospital_demand | 198.91 | 212.86 | 224.05 | 224.77 | 235.1 | 252.32 | Surged Additional 50% Reduction | Afghanistan | AFG | 2022-01-02 | v8 | TRUE
https://raw.githubusercontent.com/mrc-ide/global-lmic-reports/master/AFG/projections.csv | 2021-01-16 | ICU_demand | 88.6 | 94.88 | 99.72 | 99.86 | 103.53 | 112.31 | Surged Additional 50% Reduction | Afghanistan | AFG | 2022-01-02 | v8 | TRUE
https://raw.githubusercontent.com/mrc-ide/global-lmic-reports/master/AFG/projections.csv | 2021-01-16 | hospital_incidence | 13.08 | 13.95 | 14.83 | 14.79 | 15.6 | 16.73 | Surged Additional 50% Reduction | Afghanistan | AFG | 2022-01-02 | v8 | TRUE
https://raw.githubusercontent.com/mrc-ide/global-lmic-reports/master/AFG/projections.csv | 2021-01-16 | ICU_incidence | 3.74 | 3.99 | 4.24 | 4.23 | 4.46 | 4.78 | Surged Additional 50% Reduction | Afghanistan | AFG | 2022-01-02 | v8 | TRUE
https://raw.githubusercontent.com/mrc-ide/global-lmic-reports/master/AFG/projections.csv | 2021-01-16 | prevalence | 7434.21 | 7897.18 | 8308.41 | 8354.31 | 8747.13 | 9420.4 | Surged Additional 50% Reduction | Afghanistan | AFG | 2022-01-02 | v8 | TRUE
https://raw.githubusercontent.com/mrc-ide/global-lmic-reports/master/AFG/projections.csv | 2021-01-16 | cumulative_infections | 999323.18 | 1043250.61 | 1072065.84 | 1071510.58 | 1100873.15 | 1151430.31 | Surged Additional 50% Reduction | Afghanistan | AFG | 2022-01-02 | v8 | TRUE
https://raw.githubusercontent.com/mrc-ide/global-lmic-reports/master/AFG/projections.csv | 2021-01-16 | cumulative_deaths | 2089.54 | 2179.92 | 2244.45 | 2238.24 | 2299.61 | 2403.96 | Surged Additional 50% Reduction | Afghanistan | AFG | 2022-01-02 | v8 | TRUE
https://raw.githubusercontent.com/mrc-ide/global-lmic-reports/master/AFG/projections.csv | 2021-01-16 | Rt | 0.6 | 0.62 | 0.64 | 0.63 | 0.65 | 0.67 | Surged Additional 50% Reduction | Afghanistan | AFG | 2022-01-02 | v8 | TRUE
https://raw.githubusercontent.com/mrc-ide/global-lmic-reports/master/AFG/projections.csv | 2021-01-16 | Reff | 0.59 | 0.6 | 0.62 | 0.62 | 0.63 | 0.65 | Surged Additional 50% Reduction | Afghanistan | AFG | 2022-01-02 | v8 | TRUE
https://raw.githubusercontent.com/mrc-ide/global-lmic-reports/master/AFG/projections.csv | 2021-01-16 | infections | 798.32 | 857.2 | 907.03 | 907.22 | 946.37 | 1019.52 | Surged Maintain Status Quo | Afghanistan | AFG | 2022-01-02 | v8 | TRUE
https://raw.githubusercontent.com/mrc-ide/global-lmic-reports/master/AFG/projections.csv | 2021-01-16 | deaths | 6.11 | 6.54 | 6.88 | 6.9 | 7.17 | 7.75 | Surged Maintain Status Quo | Afghanistan | AFG | 2022-01-02 | v8 | TRUE
https://raw.githubusercontent.com/mrc-ide/global-lmic-reports/master/AFG/projections.csv | 2021-01-16 | hospital_demand | 198.91 | 212.86 | 224.05 | 224.77 | 235.1 | 252.32 | Surged Maintain Status Quo | Afghanistan | AFG | 2022-01-02 | v8 | TRUE
https://raw.githubusercontent.com/mrc-ide/global-lmic-reports/master/AFG/projections.csv | 2021-01-16 | ICU_demand | 88.6 | 94.88 | 99.72 | 99.86 | 103.53 | 112.31 | Surged Maintain Status Quo | Afghanistan | AFG | 2022-01-02 | v8 | TRUE
https://raw.githubusercontent.com/mrc-ide/global-lmic-reports/master/AFG/projections.csv | 2021-01-16 | hospital_incidence | 13.08 | 13.95 | 14.83 | 14.79 | 15.6 | 16.73 | Surged Maintain Status Quo | Afghanistan | AFG | 2022-01-02 | v8 | TRUE
https://raw.githubusercontent.com/mrc-ide/global-lmic-reports/master/AFG/projections.csv | 2021-01-16 | ICU_incidence | 3.74 | 3.99 | 4.24 | 4.23 | 4.46 | 4.78 | Surged Maintain Status Quo | Afghanistan | AFG | 2022-01-02 | v8 | TRUE
https://raw.githubusercontent.com/mrc-ide/global-lmic-reports/master/AFG/projections.csv | 2021-01-16 | prevalence | 7434.21 | 7897.18 | 8308.41 | 8354.31 | 8747.13 | 9420.4 | Surged Maintain Status Quo | Afghanistan | AFG | 2022-01-02 | v8 | TRUE
https://raw.githubusercontent.com/mrc-ide/global-lmic-reports/master/AFG/projections.csv | 2021-01-16 | cumulative_infections | 999323.18 | 1043250.61 | 1072065.84 | 1071510.58 | 1100873.15 | 1151430.31 | Surged Maintain Status Quo | Afghanistan | AFG | 2022-01-02 | v8 | TRUE
https://raw.githubusercontent.com/mrc-ide/global-lmic-reports/master/AFG/projections.csv | 2021-01-16 | cumulative_deaths | 2089.54 | 2179.92 | 2244.45 | 2238.24 | 2299.61 | 2403.96 | Surged Maintain Status Quo | Afghanistan | AFG | 2022-01-02 | v8 | TRUE
https://raw.githubusercontent.com/mrc-ide/global-lmic-reports/master/AFG/projections.csv | 2021-01-16 | Rt | 0.6 | 0.62 | 0.64 | 0.63 | 0.65 | 0.67 | Surged Maintain Status Quo | Afghanistan | AFG | 2022-01-02 | v8 | TRUE
https://raw.githubusercontent.com/mrc-ide/global-lmic-reports/master/AFG/projections.csv | 2021-01-16 | Reff | 0.59 | 0.6 | 0.62 | 0.62 | 0.63 | 0.65 | Surged Maintain Status Quo | Afghanistan | AFG | 2022-01-02 | v8 | TRUE
https://raw.githubusercontent.com/mrc-ide/global-lmic-reports/master/AFG/projections.csv | 2021-01-16 | infections | 798.32 | 857.2 | 907.03 | 907.22 | 946.37 | 1019.52 | Surged Optimistic | Afghanistan | AFG | 2022-01-02 | v8 | TRUE
https://raw.githubusercontent.com/mrc-ide/global-lmic-reports/master/AFG/projections.csv | 2021-01-16 | deaths | 6.11 | 6.54 | 6.88 | 6.9 | 7.17 | 7.75 | Surged Optimistic | Afghanistan | AFG | 2022-01-02 | v8 | TRUE
https://raw.githubusercontent.com/mrc-ide/global-lmic-reports/master/AFG/projections.csv | 2021-01-16 | hospital_demand | 198.91 | 212.86 | 224.05 | 224.77 | 235.1 | 252.32 | Surged Optimistic | Afghanistan | AFG | 2022-01-02 | v8 | TRUE
https://raw.githubusercontent.com/mrc-ide/global-lmic-reports/master/AFG/projections.csv | 2021-01-16 | ICU_demand | 88.6 | 94.88 | 99.72 | 99.86 | 103.53 | 112.31 | Surged Optimistic | Afghanistan | AFG | 2022-01-02 | v8 | TRUE
https://raw.githubusercontent.com/mrc-ide/global-lmic-reports/master/AFG/projections.csv | 2021-01-16 | hospital_incidence | 13.08 | 13.95 | 14.83 | 14.79 | 15.6 | 16.73 | Surged Optimistic | Afghanistan | AFG | 2022-01-02 | v8 | TRUE
https://raw.githubusercontent.com/mrc-ide/global-lmic-reports/master/AFG/projections.csv | 2021-01-16 | ICU_incidence | 3.74 | 3.99 | 4.24 | 4.23 | 4.46 | 4.78 | Surged Optimistic | Afghanistan | AFG | 2022-01-02 | v8 | TRUE
https://raw.githubusercontent.com/mrc-ide/global-lmic-reports/master/AFG/projections.csv | 2021-01-16 | prevalence | 7434.21 | 7897.18 | 8308.41 | 8354.31 | 8747.13 | 9420.4 | Surged Optimistic | Afghanistan | AFG | 2022-01-02 | v8 | TRUE
https://raw.githubusercontent.com/mrc-ide/global-lmic-reports/master/AFG/projections.csv | 2021-01-16 | cumulative_infections | 999323.18 | 1043250.61 | 1072065.84 | 1071510.58 | 1100873.15 | 1151430.31 | Surged Optimistic | Afghanistan | AFG | 2022-01-02 | v8 | TRUE
https://raw.githubusercontent.com/mrc-ide/global-lmic-reports/master/AFG/projections.csv | 2021-01-16 | cumulative_deaths | 2089.54 | 2179.92 | 2244.45 | 2238.24 | 2299.61 | 2403.96 | Surged Optimistic | Afghanistan | AFG | 2022-01-02 | v8 | TRUE
https://raw.githubusercontent.com/mrc-ide/global-lmic-reports/master/AFG/projections.csv | 2021-01-16 | Rt | 0.6 | 0.62 | 0.64 | 0.63 | 0.65 | 0.67 | Surged Optimistic | Afghanistan | AFG | 2022-01-02 | v8 | TRUE
https://raw.githubusercontent.com/mrc-ide/global-lmic-reports/master/AFG/projections.csv | 2021-01-16 | Reff | 0.59 | 0.6 | 0.62 | 0.62 | 0.63 | 0.65 | Surged Optimistic | Afghanistan | AFG | 2022-01-02 | v8 | TRUE
https://raw.githubusercontent.com/mrc-ide/global-lmic-reports/master/AFG/projections.csv | 2021-01-16 | infections | 798.32 | 857.2 | 907.03 | 907.22 | 946.37 | 1019.52 | Surged Pessimistic | Afghanistan | AFG | 2022-01-02 | v8 | TRUE
https://raw.githubusercontent.com/mrc-ide/global-lmic-reports/master/AFG/projections.csv | 2021-01-16 | deaths | 6.11 | 6.54 | 6.88 | 6.9 | 7.17 | 7.75 | Surged Pessimistic | Afghanistan | AFG | 2022-01-02 | v8 | TRUE
https://raw.githubusercontent.com/mrc-ide/global-lmic-reports/master/AFG/projections.csv | 2021-01-16 | hospital_demand | 198.91 | 212.86 | 224.05 | 224.77 | 235.1 | 252.32 | Surged Pessimistic | Afghanistan | AFG | 2022-01-02 | v8 | TRUE
https://raw.githubusercontent.com/mrc-ide/global-lmic-reports/master/AFG/projections.csv | 2021-01-16 | ICU_demand | 88.6 | 94.88 | 99.72 | 99.86 | 103.53 | 112.31 | Surged Pessimistic | Afghanistan | AFG | 2022-01-02 | v8 | TRUE
https://raw.githubusercontent.com/mrc-ide/global-lmic-reports/master/AFG/projections.csv | 2021-01-16 | hospital_incidence | 13.08 | 13.95 | 14.83 | 14.79 | 15.6 | 16.73 | Surged Pessimistic | Afghanistan | AFG | 2022-01-02 | v8 | TRUE
https://raw.githubusercontent.com/mrc-ide/global-lmic-reports/master/AFG/projections.csv | 2021-01-16 | ICU_incidence | 3.74 | 3.99 | 4.24 | 4.23 | 4.46 | 4.78 | Surged Pessimistic | Afghanistan | AFG | 2022-01-02 | v8 | TRUE
https://raw.githubusercontent.com/mrc-ide/global-lmic-reports/master/AFG/projections.csv | 2021-01-16 | prevalence | 7434.21 | 7897.18 | 8308.41 | 8354.31 | 8747.13 | 9420.4 | Surged Pessimistic | Afghanistan | AFG | 2022-01-02 | v8 | TRUE
https://raw.githubusercontent.com/mrc-ide/global-lmic-reports/master/AFG/projections.csv | 2021-01-16 | cumulative_infections | 999323.18 | 1043250.61 | 1072065.84 | 1071510.58 | 1100873.15 | 1151430.31 | Surged Pessimistic | Afghanistan | AFG | 2022-01-02 | v8 | TRUE
https://raw.githubusercontent.com/mrc-ide/global-lmic-reports/master/AFG/projections.csv | 2021-01-16 | cumulative_deaths | 2089.54 | 2179.92 | 2244.45 | 2238.24 | 2299.61 | 2403.96 | Surged Pessimistic | Afghanistan | AFG | 2022-01-02 | v8 | TRUE
https://raw.githubusercontent.com/mrc-ide/global-lmic-reports/master/AFG/projections.csv | 2021-01-16 | Rt | 0.6 | 0.62 | 0.64 | 0.63 | 0.65 | 0.67 | Surged Pessimistic | Afghanistan | AFG | 2022-01-02 | v8 | TRUE
https://raw.githubusercontent.com/mrc-ide/global-lmic-reports/master/AFG/projections.csv | 2021-01-16 | Reff | 0.59 | 0.6 | 0.62 | 0.62 | 0.63 | 0.65 | Surged Pessimistic | Afghanistan | AFG | 2022-01-02 | v8 | TRUE
https://raw.githubusercontent.com/mrc-ide/global-lmic-reports/master/AFG/projections.csv | 2021-01-16 | infections | 798.32 | 857.2 | 907.03 | 907.22 | 946.37 | 1019.52 | Surged Relax Interventions 50% | Afghanistan | AFG | 2022-01-02 | v8 | TRUE
https://raw.githubusercontent.com/mrc-ide/global-lmic-reports/master/AFG/projections.csv | 2021-01-16 | deaths | 6.11 | 6.54 | 6.88 | 6.9 | 7.17 | 7.75 | Surged Relax Interventions 50% | Afghanistan | AFG | 2022-01-02 | v8 | TRUE
https://raw.githubusercontent.com/mrc-ide/global-lmic-reports/master/AFG/projections.csv | 2021-01-16 | hospital_demand | 198.91 | 212.86 | 224.05 | 224.77 | 235.1 | 252.32 | Surged Relax Interventions 50% | Afghanistan | AFG | 2022-01-02 | v8 | TRUE
https://raw.githubusercontent.com/mrc-ide/global-lmic-reports/master/AFG/projections.csv | 2021-01-16 | ICU_demand | 88.6 | 94.88 | 99.72 | 99.86 | 103.53 | 112.31 | Surged Relax Interventions 50% | Afghanistan | AFG | 2022-01-02 | v8 | TRUE
https://raw.githubusercontent.com/mrc-ide/global-lmic-reports/master/AFG/projections.csv | 2021-01-16 | hospital_incidence | 13.08 | 13.95 | 14.83 | 14.79 | 15.6 | 16.73 | Surged Relax Interventions 50% | Afghanistan | AFG | 2022-01-02 | v8 | TRUE
https://raw.githubusercontent.com/mrc-ide/global-lmic-reports/master/AFG/projections.csv | 2021-01-16 | ICU_incidence | 3.74 | 3.99 | 4.24 | 4.23 | 4.46 | 4.78 | Surged Relax Interventions 50% | Afghanistan | AFG | 2022-01-02 | v8 | TRUE
https://raw.githubusercontent.com/mrc-ide/global-lmic-reports/master/AFG/projections.csv | 2021-01-16 | prevalence | 7434.21 | 7897.18 | 8308.41 | 8354.31 | 8747.13 | 9420.4 | Surged Relax Interventions 50% | Afghanistan | AFG | 2022-01-02 | v8 | TRUE
https://raw.githubusercontent.com/mrc-ide/global-lmic-reports/master/AFG/projections.csv | 2021-01-16 | cumulative_infections | 999323.18 | 1043250.61 | 1072065.84 | 1071510.58 | 1100873.15 | 1151430.31 | Surged Relax Interventions 50% | Afghanistan | AFG | 2022-01-02 | v8 | TRUE
https://raw.githubusercontent.com/mrc-ide/global-lmic-reports/master/AFG/projections.csv | 2021-01-16 | cumulative_deaths | 2089.54 | 2179.92 | 2244.45 | 2238.24 | 2299.61 | 2403.96 | Surged Relax Interventions 50% | Afghanistan | AFG | 2022-01-02 | v8 | TRUE
https://raw.githubusercontent.com/mrc-ide/global-lmic-reports/master/AFG/projections.csv | 2021-01-16 | Rt | 0.6 | 0.62 | 0.64 | 0.63 | 0.65 | 0.67 | Surged Relax Interventions 50% | Afghanistan | AFG | 2022-01-02 | v8 | TRUE
https://raw.githubusercontent.com/mrc-ide/global-lmic-reports/master/AFG/projections.csv | 2021-01-16 | Reff | 0.59 | 0.6 | 0.62 | 0.62 | 0.63 | 0.65 | Surged Relax Interventions 50% | Afghanistan | AFG | 2022-01-02 | v8 | TRUE
https://raw.githubusercontent.com/mrc-ide/global-lmic-reports/master/AFG/projections.csv | 2021-01-17 | infections | 748.24 | 812.22 | 848.14 | 848.51 | 892.38 | 952.17 | Additional 50% Reduction | Afghanistan | AFG | 2022-01-02 | v8 | TRUE
https://raw.githubusercontent.com/mrc-ide/global-lmic-reports/master/AFG/projections.csv | 2021-01-17 | deaths | 5.98 | 6.39 | 6.65 | 6.72 | 7.01 | 7.64 | Additional 50% Reduction | Afghanistan | AFG | 2022-01-02 | v8 | TRUE
https://raw.githubusercontent.com/mrc-ide/global-lmic-reports/master/AFG/projections.csv | 2021-01-17 | hospital_demand | 192.42 | 206.14 | 215.48 | 217.27 | 227.16 | 248.98 | Additional 50% Reduction | Afghanistan | AFG | 2022-01-02 | v8 | TRUE
https://raw.githubusercontent.com/mrc-ide/global-lmic-reports/master/AFG/projections.csv | 2021-01-17 | ICU_demand | 86.56 | 92.7 | 96.35 | 97.27 | 101.43 | 109.95 | Additional 50% Reduction | Afghanistan | AFG | 2022-01-02 | v8 | TRUE
https://raw.githubusercontent.com/mrc-ide/global-lmic-reports/master/AFG/projections.csv | 2021-01-17 | hospital_incidence | 12.38 | 13.51 | 14.07 | 14.07 | 14.57 | 16.28 | Additional 50% Reduction | Afghanistan | AFG | 2022-01-02 | v8 | TRUE
https://raw.githubusercontent.com/mrc-ide/global-lmic-reports/master/AFG/projections.csv | 2021-01-17 | ICU_incidence | 3.54 | 3.86 | 4.02 | 4.02 | 4.16 | 4.66 | Additional 50% Reduction | Afghanistan | AFG | 2022-01-02 | v8 | TRUE
https://raw.githubusercontent.com/mrc-ide/global-lmic-reports/master/AFG/projections.csv | 2021-01-17 | prevalence | 7021.49 | 7686.93 | 8001.63 | 7971.95 | 8280.86 | 9005 | Additional 50% Reduction | Afghanistan | AFG | 2022-01-02 | v8 | TRUE
https://raw.githubusercontent.com/mrc-ide/global-lmic-reports/master/AFG/projections.csv | 2021-01-17 | cumulative_infections | 1008184.94 | 1046495.96 | 1081130.14 | 1083466.45 | 1097596.23 | 1199488.69 | Additional 50% Reduction | Afghanistan | AFG | 2022-01-02 | v8 | TRUE
https://raw.githubusercontent.com/mrc-ide/global-lmic-reports/master/AFG/projections.csv | 2021-01-17 | cumulative_deaths | 2104.8 | 2204.23 | 2275.13 | 2281.03 | 2322.2 | 2553.06 | Additional 50% Reduction | Afghanistan | AFG | 2022-01-02 | v8 | TRUE
https://raw.githubusercontent.com/mrc-ide/global-lmic-reports/master/AFG/projections.csv | 2021-01-17 | Rt | 0.63 | 0.65 | 0.67 | 0.67 | 0.68 | 0.7 | Additional 50% Reduction | Afghanistan | AFG | 2022-01-02 | v8 | TRUE
https://raw.githubusercontent.com/mrc-ide/global-lmic-reports/master/AFG/projections.csv | 2021-01-17 | Reff | 0.61 | 0.63 | 0.65 | 0.65 | 0.66 | 0.68 | Additional 50% Reduction | Afghanistan | AFG | 2022-01-02 | v8 | TRUE
https://raw.githubusercontent.com/mrc-ide/global-lmic-reports/master/AFG/projections.csv | 2021-01-17 | infections | 748.24 | 812.22 | 848.14 | 848.51 | 892.38 | 952.17 | Maintain Status Quo | Afghanistan | AFG | 2022-01-02 | v8 | TRUE
https://raw.githubusercontent.com/mrc-ide/global-lmic-reports/master/AFG/projections.csv | 2021-01-17 | deaths | 5.98 | 6.39 | 6.65 | 6.72 | 7.01 | 7.64 | Maintain Status Quo | Afghanistan | AFG | 2022-01-02 | v8 | TRUE
https://raw.githubusercontent.com/mrc-ide/global-lmic-reports/master/AFG/projections.csv | 2021-01-17 | hospital_demand | 192.42 | 206.14 | 215.48 | 217.27 | 227.16 | 248.98 | Maintain Status Quo | Afghanistan | AFG | 2022-01-02 | v8 | TRUE
https://raw.githubusercontent.com/mrc-ide/global-lmic-reports/master/AFG/projections.csv | 2021-01-17 | ICU_demand | 86.56 | 92.7 | 96.35 | 97.27 | 101.43 | 109.95 | Maintain Status Quo | Afghanistan | AFG | 2022-01-02 | v8 | TRUE
https://raw.githubusercontent.com/mrc-ide/global-lmic-reports/master/AFG/projections.csv | 2021-01-17 | hospital_incidence | 12.38 | 13.51 | 14.07 | 14.07 | 14.57 | 16.28 | Maintain Status Quo | Afghanistan | AFG | 2022-01-02 | v8 | TRUE
https://raw.githubusercontent.com/mrc-ide/global-lmic-reports/master/AFG/projections.csv | 2021-01-17 | ICU_incidence | 3.54 | 3.86 | 4.02 | 4.02 | 4.16 | 4.66 | Maintain Status Quo | Afghanistan | AFG | 2022-01-02 | v8 | TRUE
https://raw.githubusercontent.com/mrc-ide/global-lmic-reports/master/AFG/projections.csv | 2021-01-17 | prevalence | 7021.49 | 7686.93 | 8001.63 | 7971.95 | 8280.86 | 9005 | Maintain Status Quo | Afghanistan | AFG | 2022-01-02 | v8 | TRUE
https://raw.githubusercontent.com/mrc-ide/global-lmic-reports/master/AFG/projections.csv | 2021-01-17 | cumulative_infections | 1008184.94 | 1046495.96 | 1081130.14 | 1083466.45 | 1097596.23 | 1199488.69 | Maintain Status Quo | Afghanistan | AFG | 2022-01-02 | v8 | TRUE
https://raw.githubusercontent.com/mrc-ide/global-lmic-reports/master/AFG/projections.csv | 2021-01-17 | cumulative_deaths | 2104.8 | 2204.23 | 2275.13 | 2281.03 | 2322.2 | 2553.06 | Maintain Status Quo | Afghanistan | AFG | 2022-01-02 | v8 | TRUE
https://raw.githubusercontent.com/mrc-ide/global-lmic-reports/master/AFG/projections.csv | 2021-01-17 | Rt | 0.63 | 0.65 | 0.67 | 0.67 | 0.68 | 0.7 | Maintain Status Quo | Afghanistan | AFG | 2022-01-02 | v8 | TRUE
https://raw.githubusercontent.com/mrc-ide/global-lmic-reports/master/AFG/projections.csv | 2021-01-17 | Reff | 0.61 | 0.63 | 0.65 | 0.65 | 0.66 | 0.68 | Maintain Status Quo | Afghanistan | AFG | 2022-01-02 | v8 | TRUE
https://raw.githubusercontent.com/mrc-ide/global-lmic-reports/master/AFG/projections.csv | 2021-01-17 | infections | 748.24 | 812.22 | 848.14 | 848.51 | 892.38 | 952.17 | Optimistic | Afghanistan | AFG | 2022-01-02 | v8 | TRUE
https://raw.githubusercontent.com/mrc-ide/global-lmic-reports/master/AFG/projections.csv | 2021-01-17 | deaths | 5.98 | 6.39 | 6.65 | 6.72 | 7.01 | 7.64 | Optimistic | Afghanistan | AFG | 2022-01-02 | v8 | TRUE
https://raw.githubusercontent.com/mrc-ide/global-lmic-reports/master/AFG/projections.csv | 2021-01-17 | hospital_demand | 192.42 | 206.14 | 215.48 | 217.27 | 227.16 | 248.98 | Optimistic | Afghanistan | AFG | 2022-01-02 | v8 | TRUE
https://raw.githubusercontent.com/mrc-ide/global-lmic-reports/master/AFG/projections.csv | 2021-01-17 | ICU_demand | 86.56 | 92.7 | 96.35 | 97.27 | 101.43 | 109.95 | Optimistic | Afghanistan | AFG | 2022-01-02 | v8 | TRUE
https://raw.githubusercontent.com/mrc-ide/global-lmic-reports/master/AFG/projections.csv | 2021-01-17 | hospital_incidence | 12.38 | 13.51 | 14.07 | 14.07 | 14.57 | 16.28 | Optimistic | Afghanistan | AFG | 2022-01-02 | v8 | TRUE
https://raw.githubusercontent.com/mrc-ide/global-lmic-reports/master/AFG/projections.csv | 2021-01-17 | ICU_incidence | 3.54 | 3.86 | 4.02 | 4.02 | 4.16 | 4.66 | Optimistic | Afghanistan | AFG | 2022-01-02 | v8 | TRUE
https://raw.githubusercontent.com/mrc-ide/global-lmic-reports/master/AFG/projections.csv | 2021-01-17 | prevalence | 7021.49 | 7686.93 | 8001.63 | 7971.95 | 8280.86 | 9005 | Optimistic | Afghanistan | AFG | 2022-01-02 | v8 | TRUE
https://raw.githubusercontent.com/mrc-ide/global-lmic-reports/master/AFG/projections.csv | 2021-01-17 | cumulative_infections | 1008184.94 | 1046495.96 | 1081130.14 | 1083466.45 | 1097596.23 | 1199488.69 | Optimistic | Afghanistan | AFG | 2022-01-02 | v8 | TRUE
https://raw.githubusercontent.com/mrc-ide/global-lmic-reports/master/AFG/projections.csv | 2021-01-17 | cumulative_deaths | 2104.8 | 2204.23 | 2275.13 | 2281.03 | 2322.2 | 2553.06 | Optimistic | Afghanistan | AFG | 2022-01-02 | v8 | TRUE
https://raw.githubusercontent.com/mrc-ide/global-lmic-reports/master/AFG/projections.csv | 2021-01-17 | Rt | 0.63 | 0.65 | 0.67 | 0.67 | 0.68 | 0.7 | Optimistic | Afghanistan | AFG | 2022-01-02 | v8 | TRUE
https://raw.githubusercontent.com/mrc-ide/global-lmic-reports/master/AFG/projections.csv | 2021-01-17 | Reff | 0.61 | 0.63 | 0.65 | 0.65 | 0.66 | 0.68 | Optimistic | Afghanistan | AFG | 2022-01-02 | v8 | TRUE
https://raw.githubusercontent.com/mrc-ide/global-lmic-reports/master/AFG/projections.csv | 2021-01-17 | infections | 748.24 | 812.22 | 848.14 | 848.51 | 892.38 | 952.17 | Pessimistic | Afghanistan | AFG | 2022-01-02 | v8 | TRUE
https://raw.githubusercontent.com/mrc-ide/global-lmic-reports/master/AFG/projections.csv | 2021-01-17 | deaths | 5.98 | 6.39 | 6.65 | 6.72 | 7.01 | 7.64 | Pessimistic | Afghanistan | AFG | 2022-01-02 | v8 | TRUE
https://raw.githubusercontent.com/mrc-ide/global-lmic-reports/master/AFG/projections.csv | 2021-01-17 | hospital_demand | 192.42 | 206.14 | 215.48 | 217.27 | 227.16 | 248.98 | Pessimistic | Afghanistan | AFG | 2022-01-02 | v8 | TRUE
https://raw.githubusercontent.com/mrc-ide/global-lmic-reports/master/AFG/projections.csv | 2021-01-17 | ICU_demand | 86.56 | 92.7 | 96.35 | 97.27 | 101.43 | 109.95 | Pessimistic | Afghanistan | AFG | 2022-01-02 | v8 | TRUE
https://raw.githubusercontent.com/mrc-ide/global-lmic-reports/master/AFG/projections.csv | 2021-01-17 | hospital_incidence | 12.38 | 13.51 | 14.07 | 14.07 | 14.57 | 16.28 | Pessimistic | Afghanistan | AFG | 2022-01-02 | v8 | TRUE
https://raw.githubusercontent.com/mrc-ide/global-lmic-reports/master/AFG/projections.csv | 2021-01-17 | ICU_incidence | 3.54 | 3.86 | 4.02 | 4.02 | 4.16 | 4.66 | Pessimistic | Afghanistan | AFG | 2022-01-02 | v8 | TRUE
https://raw.githubusercontent.com/mrc-ide/global-lmic-reports/master/AFG/projections.csv | 2021-01-17 | prevalence | 7021.49 | 7686.93 | 8001.63 | 7971.95 | 8280.86 | 9005 | Pessimistic | Afghanistan | AFG | 2022-01-02 | v8 | TRUE
https://raw.githubusercontent.com/mrc-ide/global-lmic-reports/master/AFG/projections.csv | 2021-01-17 | cumulative_infections | 1008184.94 | 1046495.96 | 1081130.14 | 1083466.45 | 1097596.23 | 1199488.69 | Pessimistic | Afghanistan | AFG | 2022-01-02 | v8 | TRUE
https://raw.githubusercontent.com/mrc-ide/global-lmic-reports/master/AFG/projections.csv | 2021-01-17 | cumulative_deaths | 2104.8 | 2204.23 | 2275.13 | 2281.03 | 2322.2 | 2553.06 | Pessimistic | Afghanistan | AFG | 2022-01-02 | v8 | TRUE
https://raw.githubusercontent.com/mrc-ide/global-lmic-reports/master/AFG/projections.csv | 2021-01-17 | Rt | 0.63 | 0.65 | 0.67 | 0.67 | 0.68 | 0.7 | Pessimistic | Afghanistan | AFG | 2022-01-02 | v8 | TRUE
https://raw.githubusercontent.com/mrc-ide/global-lmic-reports/master/AFG/projections.csv | 2021-01-17 | Reff | 0.61 | 0.63 | 0.65 | 0.65 | 0.66 | 0.68 | Pessimistic | Afghanistan | AFG | 2022-01-02 | v8 | TRUE
https://raw.githubusercontent.com/mrc-ide/global-lmic-reports/master/AFG/projections.csv | 2021-01-17 | infections | 748.24 | 812.22 | 848.14 | 848.51 | 892.38 | 952.17 | Relax Interventions 50% | Afghanistan | AFG | 2022-01-02 | v8 | TRUE
https://raw.githubusercontent.com/mrc-ide/global-lmic-reports/master/AFG/projections.csv | 2021-01-17 | deaths | 5.98 | 6.39 | 6.65 | 6.72 | 7.01 | 7.64 | Relax Interventions 50% | Afghanistan | AFG | 2022-01-02 | v8 | TRUE
https://raw.githubusercontent.com/mrc-ide/global-lmic-reports/master/AFG/projections.csv | 2021-01-17 | hospital_demand | 192.42 | 206.14 | 215.48 | 217.27 | 227.16 | 248.98 | Relax Interventions 50% | Afghanistan | AFG | 2022-01-02 | v8 | TRUE
https://raw.githubusercontent.com/mrc-ide/global-lmic-reports/master/AFG/projections.csv | 2021-01-17 | ICU_demand | 86.56 | 92.7 | 96.35 | 97.27 | 101.43 | 109.95 | Relax Interventions 50% | Afghanistan | AFG | 2022-01-02 | v8 | TRUE
https://raw.githubusercontent.com/mrc-ide/global-lmic-reports/master/AFG/projections.csv | 2021-01-17 | hospital_incidence | 12.38 | 13.51 | 14.07 | 14.07 | 14.57 | 16.28 | Relax Interventions 50% | Afghanistan | AFG | 2022-01-02 | v8 | TRUE
https://raw.githubusercontent.com/mrc-ide/global-lmic-reports/master/AFG/projections.csv | 2021-01-17 | ICU_incidence | 3.54 | 3.86 | 4.02 | 4.02 | 4.16 | 4.66 | Relax Interventions 50% | Afghanistan | AFG | 2022-01-02 | v8 | TRUE
https://raw.githubusercontent.com/mrc-ide/global-lmic-reports/master/AFG/projections.csv | 2021-01-17 | prevalence | 7021.49 | 7686.93 | 8001.63 | 7971.95 | 8280.86 | 9005 | Relax Interventions 50% | Afghanistan | AFG | 2022-01-02 | v8 | TRUE
https://raw.githubusercontent.com/mrc-ide/global-lmic-reports/master/AFG/projections.csv | 2021-01-17 | cumulative_infections | 1008184.94 | 1046495.96 | 1081130.14 | 1083466.45 | 1097596.23 | 1199488.69 | Relax Interventions 50% | Afghanistan | AFG | 2022-01-02 | v8 | TRUE
https://raw.githubusercontent.com/mrc-ide/global-lmic-reports/master/AFG/projections.csv | 2021-01-17 | cumulative_deaths | 2104.8 | 2204.23 | 2275.13 | 2281.03 | 2322.2 | 2553.06 | Relax Interventions 50% | Afghanistan | AFG | 2022-01-02 | v8 | TRUE
https://raw.githubusercontent.com/mrc-ide/global-lmic-reports/master/AFG/projections.csv | 2021-01-17 | Rt | 0.63 | 0.65 | 0.67 | 0.67 | 0.68 | 0.7 | Relax Interventions 50% | Afghanistan | AFG | 2022-01-02 | v8 | TRUE
https://raw.githubusercontent.com/mrc-ide/global-lmic-reports/master/AFG/projections.csv | 2021-01-17 | Reff | 0.61 | 0.63 | 0.65 | 0.65 | 0.66 | 0.68 | Relax Interventions 50% | Afghanistan | AFG | 2022-01-02 | v8 | TRUE
https://raw.githubusercontent.com/mrc-ide/global-lmic-reports/master/AFG/projections.csv | 2021-01-17 | infections | 734.04 | 787.05 | 837.24 | 834.37 | 870.73 | 932.68 | Surged Additional 50% Reduction | Afghanistan | AFG | 2022-01-02 | v8 | TRUE
https://raw.githubusercontent.com/mrc-ide/global-lmic-reports/master/AFG/projections.csv | 2021-01-17 | deaths | 5.83 | 6.24 | 6.58 | 6.59 | 6.85 | 7.4 | Surged Additional 50% Reduction | Afghanistan | AFG | 2022-01-02 | v8 | TRUE
https://raw.githubusercontent.com/mrc-ide/global-lmic-reports/master/AFG/projections.csv | 2021-01-17 | hospital_demand | 188.49 | 201.57 | 212.31 | 212.98 | 223.07 | 239.22 | Surged Additional 50% Reduction | Afghanistan | AFG | 2022-01-02 | v8 | TRUE
https://raw.githubusercontent.com/mrc-ide/global-lmic-reports/master/AFG/projections.csv | 2021-01-17 | ICU_demand | 84.58 | 90.59 | 95.23 | 95.34 | 98.95 | 107.26 | Surged Additional 50% Reduction | Afghanistan | AFG | 2022-01-02 | v8 | TRUE
https://raw.githubusercontent.com/mrc-ide/global-lmic-reports/master/AFG/projections.csv | 2021-01-17 | hospital_incidence | 12.21 | 13.02 | 13.83 | 13.81 | 14.58 | 15.64 | Surged Additional 50% Reduction | Afghanistan | AFG | 2022-01-02 | v8 | TRUE
https://raw.githubusercontent.com/mrc-ide/global-lmic-reports/master/AFG/projections.csv | 2021-01-17 | ICU_incidence | 3.49 | 3.72 | 3.95 | 3.95 | 4.17 | 4.47 | Surged Additional 50% Reduction | Afghanistan | AFG | 2022-01-02 | v8 | TRUE
https://raw.githubusercontent.com/mrc-ide/global-lmic-reports/master/AFG/projections.csv | 2021-01-17 | prevalence | 6960.59 | 7375.5 | 7785.39 | 7824 | 8172.7 | 8827.9 | Surged Additional 50% Reduction | Afghanistan | AFG | 2022-01-02 | v8 | TRUE
https://raw.githubusercontent.com/mrc-ide/global-lmic-reports/master/AFG/projections.csv | 2021-01-17 | cumulative_infections | 1000082.65 | 1044083.7 | 1072875.71 | 1072344.95 | 1101673.42 | 1152309.54 | Surged Additional 50% Reduction | Afghanistan | AFG | 2022-01-02 | v8 | TRUE
https://raw.githubusercontent.com/mrc-ide/global-lmic-reports/master/AFG/projections.csv | 2021-01-17 | cumulative_deaths | 2095.58 | 2186.27 | 2250.75 | 2244.82 | 2306.41 | 2411.1 | Surged Additional 50% Reduction | Afghanistan | AFG | 2022-01-02 | v8 | TRUE
https://raw.githubusercontent.com/mrc-ide/global-lmic-reports/master/AFG/projections.csv | 2021-01-17 | Rt | 0.63 | 0.65 | 0.67 | 0.67 | 0.68 | 0.7 | Surged Additional 50% Reduction | Afghanistan | AFG | 2022-01-02 | v8 | TRUE
https://raw.githubusercontent.com/mrc-ide/global-lmic-reports/master/AFG/projections.csv | 2021-01-17 | Reff | 0.62 | 0.64 | 0.65 | 0.65 | 0.66 | 0.68 | Surged Additional 50% Reduction | Afghanistan | AFG | 2022-01-02 | v8 | TRUE
https://raw.githubusercontent.com/mrc-ide/global-lmic-reports/master/AFG/projections.csv | 2021-01-17 | infections | 734.04 | 787.05 | 837.24 | 834.37 | 870.73 | 932.68 | Surged Maintain Status Quo | Afghanistan | AFG | 2022-01-02 | v8 | TRUE
https://raw.githubusercontent.com/mrc-ide/global-lmic-reports/master/AFG/projections.csv | 2021-01-17 | deaths | 5.83 | 6.24 | 6.58 | 6.59 | 6.85 | 7.4 | Surged Maintain Status Quo | Afghanistan | AFG | 2022-01-02 | v8 | TRUE
https://raw.githubusercontent.com/mrc-ide/global-lmic-reports/master/AFG/projections.csv | 2021-01-17 | hospital_demand | 188.49 | 201.57 | 212.31 | 212.98 | 223.07 | 239.22 | Surged Maintain Status Quo | Afghanistan | AFG | 2022-01-02 | v8 | TRUE
https://raw.githubusercontent.com/mrc-ide/global-lmic-reports/master/AFG/projections.csv | 2021-01-17 | ICU_demand | 84.58 | 90.59 | 95.23 | 95.34 | 98.95 | 107.26 | Surged Maintain Status Quo | Afghanistan | AFG | 2022-01-02 | v8 | TRUE
https://raw.githubusercontent.com/mrc-ide/global-lmic-reports/master/AFG/projections.csv | 2021-01-17 | hospital_incidence | 12.21 | 13.02 | 13.83 | 13.81 | 14.58 | 15.64 | Surged Maintain Status Quo | Afghanistan | AFG | 2022-01-02 | v8 | TRUE
https://raw.githubusercontent.com/mrc-ide/global-lmic-reports/master/AFG/projections.csv | 2021-01-17 | ICU_incidence | 3.49 | 3.72 | 3.95 | 3.95 | 4.17 | 4.47 | Surged Maintain Status Quo | Afghanistan | AFG | 2022-01-02 | v8 | TRUE
https://raw.githubusercontent.com/mrc-ide/global-lmic-reports/master/AFG/projections.csv | 2021-01-17 | prevalence | 6960.59 | 7375.5 | 7785.39 | 7824 | 8172.7 | 8827.9 | Surged Maintain Status Quo | Afghanistan | AFG | 2022-01-02 | v8 | TRUE
https://raw.githubusercontent.com/mrc-ide/global-lmic-reports/master/AFG/projections.csv | 2021-01-17 | cumulative_infections | 1000082.65 | 1044083.7 | 1072875.71 | 1072344.95 | 1101673.42 | 1152309.54 | Surged Maintain Status Quo | Afghanistan | AFG | 2022-01-02 | v8 | TRUE
https://raw.githubusercontent.com/mrc-ide/global-lmic-reports/master/AFG/projections.csv | 2021-01-17 | cumulative_deaths | 2095.58 | 2186.27 | 2250.75 | 2244.82 | 2306.41 | 2411.1 | Surged Maintain Status Quo | Afghanistan | AFG | 2022-01-02 | v8 | TRUE
https://raw.githubusercontent.com/mrc-ide/global-lmic-reports/master/AFG/projections.csv | 2021-01-17 | Rt | 0.63 | 0.65 | 0.67 | 0.67 | 0.68 | 0.7 | Surged Maintain Status Quo | Afghanistan | AFG | 2022-01-02 | v8 | TRUE
https://raw.githubusercontent.com/mrc-ide/global-lmic-reports/master/AFG/projections.csv | 2021-01-17 | Reff | 0.62 | 0.64 | 0.65 | 0.65 | 0.66 | 0.68 | Surged Maintain Status Quo | Afghanistan | AFG | 2022-01-02 | v8 | TRUE
https://raw.githubusercontent.com/mrc-ide/global-lmic-reports/master/AFG/projections.csv | 2021-01-17 | infections | 734.04 | 787.05 | 837.24 | 834.37 | 870.73 | 932.68 | Surged Optimistic | Afghanistan | AFG | 2022-01-02 | v8 | TRUE
https://raw.githubusercontent.com/mrc-ide/global-lmic-reports/master/AFG/projections.csv | 2021-01-17 | deaths | 5.83 | 6.24 | 6.58 | 6.59 | 6.85 | 7.4 | Surged Optimistic | Afghanistan | AFG | 2022-01-02 | v8 | TRUE
https://raw.githubusercontent.com/mrc-ide/global-lmic-reports/master/AFG/projections.csv | 2021-01-17 | hospital_demand | 188.49 | 201.57 | 212.31 | 212.98 | 223.07 | 239.22 | Surged Optimistic | Afghanistan | AFG | 2022-01-02 | v8 | TRUE
https://raw.githubusercontent.com/mrc-ide/global-lmic-reports/master/AFG/projections.csv | 2021-01-17 | ICU_demand | 84.58 | 90.59 | 95.23 | 95.34 | 98.95 | 107.26 | Surged Optimistic | Afghanistan | AFG | 2022-01-02 | v8 | TRUE
https://raw.githubusercontent.com/mrc-ide/global-lmic-reports/master/AFG/projections.csv | 2021-01-17 | hospital_incidence | 12.21 | 13.02 | 13.83 | 13.81 | 14.58 | 15.64 | Surged Optimistic | Afghanistan | AFG | 2022-01-02 | v8 | TRUE
https://raw.githubusercontent.com/mrc-ide/global-lmic-reports/master/AFG/projections.csv | 2021-01-17 | ICU_incidence | 3.49 | 3.72 | 3.95 | 3.95 | 4.17 | 4.47 | Surged Optimistic | Afghanistan | AFG | 2022-01-02 | v8 | TRUE
https://raw.githubusercontent.com/mrc-ide/global-lmic-reports/master/AFG/projections.csv | 2021-01-17 | prevalence | 6960.59 | 7375.5 | 7785.39 | 7824 | 8172.7 | 8827.9 | Surged Optimistic | Afghanistan | AFG | 2022-01-02 | v8 | TRUE
https://raw.githubusercontent.com/mrc-ide/global-lmic-reports/master/AFG/projections.csv | 2021-01-17 | cumulative_infections | 1000082.65 | 1044083.7 | 1072875.71 | 1072344.95 | 1101673.42 | 1152309.54 | Surged Optimistic | Afghanistan | AFG | 2022-01-02 | v8 | TRUE
https://raw.githubusercontent.com/mrc-ide/global-lmic-reports/master/AFG/projections.csv | 2021-01-17 | cumulative_deaths | 2095.58 | 2186.27 | 2250.75 | 2244.82 | 2306.41 | 2411.1 | Surged Optimistic | Afghanistan | AFG | 2022-01-02 | v8 | TRUE
https://raw.githubusercontent.com/mrc-ide/global-lmic-reports/master/AFG/projections.csv | 2021-01-17 | Rt | 0.63 | 0.65 | 0.67 | 0.67 | 0.68 | 0.7 | Surged Optimistic | Afghanistan | AFG | 2022-01-02 | v8 | TRUE
https://raw.githubusercontent.com/mrc-ide/global-lmic-reports/master/AFG/projections.csv | 2021-01-17 | Reff | 0.62 | 0.64 | 0.65 | 0.65 | 0.66 | 0.68 | Surged Optimistic | Afghanistan | AFG | 2022-01-02 | v8 | TRUE
https://raw.githubusercontent.com/mrc-ide/global-lmic-reports/master/AFG/projections.csv | 2021-01-17 | infections | 734.04 | 787.05 | 837.24 | 834.37 | 870.73 | 932.68 | Surged Pessimistic | Afghanistan | AFG | 2022-01-02 | v8 | TRUE
https://raw.githubusercontent.com/mrc-ide/global-lmic-reports/master/AFG/projections.csv | 2021-01-17 | deaths | 5.83 | 6.24 | 6.58 | 6.59 | 6.85 | 7.4 | Surged Pessimistic | Afghanistan | AFG | 2022-01-02 | v8 | TRUE
https://raw.githubusercontent.com/mrc-ide/global-lmic-reports/master/AFG/projections.csv | 2021-01-17 | hospital_demand | 188.49 | 201.57 | 212.31 | 212.98 | 223.07 | 239.22 | Surged Pessimistic | Afghanistan | AFG | 2022-01-02 | v8 | TRUE
https://raw.githubusercontent.com/mrc-ide/global-lmic-reports/master/AFG/projections.csv | 2021-01-17 | ICU_demand | 84.58 | 90.59 | 95.23 | 95.34 | 98.95 | 107.26 | Surged Pessimistic | Afghanistan | AFG | 2022-01-02 | v8 | TRUE
https://raw.githubusercontent.com/mrc-ide/global-lmic-reports/master/AFG/projections.csv | 2021-01-17 | hospital_incidence | 12.21 | 13.02 | 13.83 | 13.81 | 14.58 | 15.64 | Surged Pessimistic | Afghanistan | AFG | 2022-01-02 | v8 | TRUE
https://raw.githubusercontent.com/mrc-ide/global-lmic-reports/master/AFG/projections.csv | 2021-01-17 | ICU_incidence | 3.49 | 3.72 | 3.95 | 3.95 | 4.17 | 4.47 | Surged Pessimistic | Afghanistan | AFG | 2022-01-02 | v8 | TRUE
https://raw.githubusercontent.com/mrc-ide/global-lmic-reports/master/AFG/projections.csv | 2021-01-17 | prevalence | 6960.59 | 7375.5 | 7785.39 | 7824 | 8172.7 | 8827.9 | Surged Pessimistic | Afghanistan | AFG | 2022-01-02 | v8 | TRUE
https://raw.githubusercontent.com/mrc-ide/global-lmic-reports/master/AFG/projections.csv | 2021-01-17 | cumulative_infections | 1000082.65 | 1044083.7 | 1072875.71 | 1072344.95 | 1101673.42 | 1152309.54 | Surged Pessimistic | Afghanistan | AFG | 2022-01-02 | v8 | TRUE
https://raw.githubusercontent.com/mrc-ide/global-lmic-reports/master/AFG/projections.csv | 2021-01-17 | cumulative_deaths | 2095.58 | 2186.27 | 2250.75 | 2244.82 | 2306.41 | 2411.1 | Surged Pessimistic | Afghanistan | AFG | 2022-01-02 | v8 | TRUE
https://raw.githubusercontent.com/mrc-ide/global-lmic-reports/master/AFG/projections.csv | 2021-01-17 | Rt | 0.63 | 0.65 | 0.67 | 0.67 | 0.68 | 0.7 | Surged Pessimistic | Afghanistan | AFG | 2022-01-02 | v8 | TRUE
https://raw.githubusercontent.com/mrc-ide/global-lmic-reports/master/AFG/projections.csv | 2021-01-17 | Reff | 0.62 | 0.64 | 0.65 | 0.65 | 0.66 | 0.68 | Surged Pessimistic | Afghanistan | AFG | 2022-01-02 | v8 | TRUE
https://raw.githubusercontent.com/mrc-ide/global-lmic-reports/master/AFG/projections.csv | 2021-01-17 | infections | 734.04 | 787.05 | 837.24 | 834.37 | 870.73 | 932.68 | Surged Relax Interventions 50% | Afghanistan | AFG | 2022-01-02 | v8 | TRUE
https://raw.githubusercontent.com/mrc-ide/global-lmic-reports/master/AFG/projections.csv | 2021-01-17 | deaths | 5.83 | 6.24 | 6.58 | 6.59 | 6.85 | 7.4 | Surged Relax Interventions 50% | Afghanistan | AFG | 2022-01-02 | v8 | TRUE
https://raw.githubusercontent.com/mrc-ide/global-lmic-reports/master/AFG/projections.csv | 2021-01-17 | hospital_demand | 188.49 | 201.57 | 212.31 | 212.98 | 223.07 | 239.22 | Surged Relax Interventions 50% | Afghanistan | AFG | 2022-01-02 | v8 | TRUE
https://raw.githubusercontent.com/mrc-ide/global-lmic-reports/master/AFG/projections.csv | 2021-01-17 | ICU_demand | 84.58 | 90.59 | 95.23 | 95.34 | 98.95 | 107.26 | Surged Relax Interventions 50% | Afghanistan | AFG | 2022-01-02 | v8 | TRUE
https://raw.githubusercontent.com/mrc-ide/global-lmic-reports/master/AFG/projections.csv | 2021-01-17 | hospital_incidence | 12.21 | 13.02 | 13.83 | 13.81 | 14.58 | 15.64 | Surged Relax Interventions 50% | Afghanistan | AFG | 2022-01-02 | v8 | TRUE
https://raw.githubusercontent.com/mrc-ide/global-lmic-reports/master/AFG/projections.csv | 2021-01-17 | ICU_incidence | 3.49 | 3.72 | 3.95 | 3.95 | 4.17 | 4.47 | Surged Relax Interventions 50% | Afghanistan | AFG | 2022-01-02 | v8 | TRUE
https://raw.githubusercontent.com/mrc-ide/global-lmic-reports/master/AFG/projections.csv | 2021-01-17 | prevalence | 6960.59 | 7375.5 | 7785.39 | 7824 | 8172.7 | 8827.9 | Surged Relax Interventions 50% | Afghanistan | AFG | 2022-01-02 | v8 | TRUE
https://raw.githubusercontent.com/mrc-ide/global-lmic-reports/master/AFG/projections.csv | 2021-01-17 | cumulative_infections | 1000082.65 | 1044083.7 | 1072875.71 | 1072344.95 | 1101673.42 | 1152309.54 | Surged Relax Interventions 50% | Afghanistan | AFG | 2022-01-02 | v8 | TRUE
https://raw.githubusercontent.com/mrc-ide/global-lmic-reports/master/AFG/projections.csv | 2021-01-17 | cumulative_deaths | 2095.58 | 2186.27 | 2250.75 | 2244.82 | 2306.41 | 2411.1 | Surged Relax Interventions 50% | Afghanistan | AFG | 2022-01-02 | v8 | TRUE
https://raw.githubusercontent.com/mrc-ide/global-lmic-reports/master/AFG/projections.csv | 2021-01-17 | Rt | 0.63 | 0.65 | 0.67 | 0.67 | 0.68 | 0.7 | Surged Relax Interventions 50% | Afghanistan | AFG | 2022-01-02 | v8 | TRUE
https://raw.githubusercontent.com/mrc-ide/global-lmic-reports/master/AFG/projections.csv | 2021-01-17 | Reff | 0.62 | 0.64 | 0.65 | 0.65 | 0.66 | 0.68 | Surged Relax Interventions 50% | Afghanistan | AFG | 2022-01-02 | v8 | TRUE
https://raw.githubusercontent.com/mrc-ide/global-lmic-reports/master/AFG/projections.csv | 2021-01-18 | infections | 727.56 | 801.49 | 834.76 | 832.73 | 867.44 | 938.14 | Additional 50% Reduction | Afghanistan | AFG | 2022-01-02 | v8 | TRUE
https://raw.githubusercontent.com/mrc-ide/global-lmic-reports/master/AFG/projections.csv | 2021-01-18 | deaths | 5.69 | 6.09 | 6.33 | 6.41 | 6.69 | 7.29 | Additional 50% Reduction | Afghanistan | AFG | 2022-01-02 | v8 | TRUE
https://raw.githubusercontent.com/mrc-ide/global-lmic-reports/master/AFG/projections.csv | 2021-01-18 | hospital_demand | 181.97 | 195.16 | 204.12 | 205.57 | 215.04 | 235.66 | Additional 50% Reduction | Afghanistan | AFG | 2022-01-02 | v8 | TRUE
https://raw.githubusercontent.com/mrc-ide/global-lmic-reports/master/AFG/projections.csv | 2021-01-18 | ICU_demand | 82.47 | 88.39 | 91.86 | 92.74 | 96.61 | 104.96 | Additional 50% Reduction | Afghanistan | AFG | 2022-01-02 | v8 | TRUE
https://raw.githubusercontent.com/mrc-ide/global-lmic-reports/master/AFG/projections.csv | 2021-01-18 | hospital_incidence | 11.56 | 12.62 | 13.12 | 13.15 | 13.59 | 15.18 | Additional 50% Reduction | Afghanistan | AFG | 2022-01-02 | v8 | TRUE
https://raw.githubusercontent.com/mrc-ide/global-lmic-reports/master/AFG/projections.csv | 2021-01-18 | ICU_incidence | 3.3 | 3.61 | 3.75 | 3.76 | 3.89 | 4.34 | Additional 50% Reduction | Afghanistan | AFG | 2022-01-02 | v8 | TRUE
https://raw.githubusercontent.com/mrc-ide/global-lmic-reports/master/AFG/projections.csv | 2021-01-18 | prevalence | 6606.17 | 7238.84 | 7518.33 | 7504.09 | 7787.38 | 8506.38 | Additional 50% Reduction | Afghanistan | AFG | 2022-01-02 | v8 | TRUE
https://raw.githubusercontent.com/mrc-ide/global-lmic-reports/master/AFG/projections.csv | 2021-01-18 | cumulative_infections | 1008994.99 | 1047273.06 | 1081877.09 | 1084299.18 | 1098474.23 | 1200331.02 | Additional 50% Reduction | Afghanistan | AFG | 2022-01-02 | v8 | TRUE
https://raw.githubusercontent.com/mrc-ide/global-lmic-reports/master/AFG/projections.csv | 2021-01-18 | cumulative_deaths | 2111.22 | 2210.31 | 2281.61 | 2287.43 | 2328.12 | 2559.74 | Additional 50% Reduction | Afghanistan | AFG | 2022-01-02 | v8 | TRUE
https://raw.githubusercontent.com/mrc-ide/global-lmic-reports/master/AFG/projections.csv | 2021-01-18 | Rt | 0.63 | 0.65 | 0.67 | 0.67 | 0.68 | 0.7 | Additional 50% Reduction | Afghanistan | AFG | 2022-01-02 | v8 | TRUE
https://raw.githubusercontent.com/mrc-ide/global-lmic-reports/master/AFG/projections.csv | 2021-01-18 | Reff | 0.62 | 0.64 | 0.65 | 0.65 | 0.66 | 0.68 | Additional 50% Reduction | Afghanistan | AFG | 2022-01-02 | v8 | TRUE
https://raw.githubusercontent.com/mrc-ide/global-lmic-reports/master/AFG/projections.csv | 2021-01-18 | infections | 727.56 | 801.49 | 834.76 | 832.73 | 867.44 | 938.14 | Maintain Status Quo | Afghanistan | AFG | 2022-01-02 | v8 | TRUE
https://raw.githubusercontent.com/mrc-ide/global-lmic-reports/master/AFG/projections.csv | 2021-01-18 | deaths | 5.69 | 6.09 | 6.33 | 6.41 | 6.69 | 7.29 | Maintain Status Quo | Afghanistan | AFG | 2022-01-02 | v8 | TRUE
https://raw.githubusercontent.com/mrc-ide/global-lmic-reports/master/AFG/projections.csv | 2021-01-18 | hospital_demand | 181.97 | 195.16 | 204.12 | 205.57 | 215.04 | 235.66 | Maintain Status Quo | Afghanistan | AFG | 2022-01-02 | v8 | TRUE
https://raw.githubusercontent.com/mrc-ide/global-lmic-reports/master/AFG/projections.csv | 2021-01-18 | ICU_demand | 82.47 | 88.39 | 91.86 | 92.74 | 96.61 | 104.96 | Maintain Status Quo | Afghanistan | AFG | 2022-01-02 | v8 | TRUE
https://raw.githubusercontent.com/mrc-ide/global-lmic-reports/master/AFG/projections.csv | 2021-01-18 | hospital_incidence | 11.56 | 12.62 | 13.12 | 13.15 | 13.59 | 15.18 | Maintain Status Quo | Afghanistan | AFG | 2022-01-02 | v8 | TRUE
https://raw.githubusercontent.com/mrc-ide/global-lmic-reports/master/AFG/projections.csv | 2021-01-18 | ICU_incidence | 3.3 | 3.61 | 3.75 | 3.76 | 3.89 | 4.34 | Maintain Status Quo | Afghanistan | AFG | 2022-01-02 | v8 | TRUE
https://raw.githubusercontent.com/mrc-ide/global-lmic-reports/master/AFG/projections.csv | 2021-01-18 | prevalence | 6606.17 | 7238.84 | 7518.33 | 7504.09 | 7787.38 | 8506.38 | Maintain Status Quo | Afghanistan | AFG | 2022-01-02 | v8 | TRUE
https://raw.githubusercontent.com/mrc-ide/global-lmic-reports/master/AFG/projections.csv | 2021-01-18 | cumulative_infections | 1008994.99 | 1047273.06 | 1081877.09 | 1084299.18 | 1098474.23 | 1200331.02 | Maintain Status Quo | Afghanistan | AFG | 2022-01-02 | v8 | TRUE
https://raw.githubusercontent.com/mrc-ide/global-lmic-reports/master/AFG/projections.csv | 2021-01-18 | cumulative_deaths | 2111.22 | 2210.31 | 2281.61 | 2287.43 | 2328.12 | 2559.74 | Maintain Status Quo | Afghanistan | AFG | 2022-01-02 | v8 | TRUE
https://raw.githubusercontent.com/mrc-ide/global-lmic-reports/master/AFG/projections.csv | 2021-01-18 | Rt | 0.63 | 0.65 | 0.67 | 0.67 | 0.68 | 0.7 | Maintain Status Quo | Afghanistan | AFG | 2022-01-02 | v8 | TRUE
https://raw.githubusercontent.com/mrc-ide/global-lmic-reports/master/AFG/projections.csv | 2021-01-18 | Reff | 0.62 | 0.64 | 0.65 | 0.65 | 0.66 | 0.68 | Maintain Status Quo | Afghanistan | AFG | 2022-01-02 | v8 | TRUE
https://raw.githubusercontent.com/mrc-ide/global-lmic-reports/master/AFG/projections.csv | 2021-01-18 | infections | 727.56 | 801.49 | 834.76 | 832.73 | 867.44 | 938.14 | Optimistic | Afghanistan | AFG | 2022-01-02 | v8 | TRUE
https://raw.githubusercontent.com/mrc-ide/global-lmic-reports/master/AFG/projections.csv | 2021-01-18 | deaths | 5.69 | 6.09 | 6.33 | 6.41 | 6.69 | 7.29 | Optimistic | Afghanistan | AFG | 2022-01-02 | v8 | TRUE
https://raw.githubusercontent.com/mrc-ide/global-lmic-reports/master/AFG/projections.csv | 2021-01-18 | hospital_demand | 181.97 | 195.16 | 204.12 | 205.57 | 215.04 | 235.66 | Optimistic | Afghanistan | AFG | 2022-01-02 | v8 | TRUE
https://raw.githubusercontent.com/mrc-ide/global-lmic-reports/master/AFG/projections.csv | 2021-01-18 | ICU_demand | 82.47 | 88.39 | 91.86 | 92.74 | 96.61 | 104.96 | Optimistic | Afghanistan | AFG | 2022-01-02 | v8 | TRUE
https://raw.githubusercontent.com/mrc-ide/global-lmic-reports/master/AFG/projections.csv | 2021-01-18 | hospital_incidence | 11.56 | 12.62 | 13.12 | 13.15 | 13.59 | 15.18 | Optimistic | Afghanistan | AFG | 2022-01-02 | v8 | TRUE
https://raw.githubusercontent.com/mrc-ide/global-lmic-reports/master/AFG/projections.csv | 2021-01-18 | ICU_incidence | 3.3 | 3.61 | 3.75 | 3.76 | 3.89 | 4.34 | Optimistic | Afghanistan | AFG | 2022-01-02 | v8 | TRUE
https://raw.githubusercontent.com/mrc-ide/global-lmic-reports/master/AFG/projections.csv | 2021-01-18 | prevalence | 6606.17 | 7238.84 | 7518.33 | 7504.09 | 7787.38 | 8506.38 | Optimistic | Afghanistan | AFG | 2022-01-02 | v8 | TRUE
https://raw.githubusercontent.com/mrc-ide/global-lmic-reports/master/AFG/projections.csv | 2021-01-18 | cumulative_infections | 1008994.99 | 1047273.06 | 1081877.09 | 1084299.18 | 1098474.23 | 1200331.02 | Optimistic | Afghanistan | AFG | 2022-01-02 | v8 | TRUE
https://raw.githubusercontent.com/mrc-ide/global-lmic-reports/master/AFG/projections.csv | 2021-01-18 | cumulative_deaths | 2111.22 | 2210.31 | 2281.61 | 2287.43 | 2328.12 | 2559.74 | Optimistic | Afghanistan | AFG | 2022-01-02 | v8 | TRUE
https://raw.githubusercontent.com/mrc-ide/global-lmic-reports/master/AFG/projections.csv | 2021-01-18 | Rt | 0.63 | 0.65 | 0.67 | 0.67 | 0.68 | 0.7 | Optimistic | Afghanistan | AFG | 2022-01-02 | v8 | TRUE
https://raw.githubusercontent.com/mrc-ide/global-lmic-reports/master/AFG/projections.csv | 2021-01-18 | Reff | 0.62 | 0.64 | 0.65 | 0.65 | 0.66 | 0.68 | Optimistic | Afghanistan | AFG | 2022-01-02 | v8 | TRUE
https://raw.githubusercontent.com/mrc-ide/global-lmic-reports/master/AFG/projections.csv | 2021-01-18 | infections | 727.56 | 801.49 | 834.76 | 832.73 | 867.44 | 938.14 | Pessimistic | Afghanistan | AFG | 2022-01-02 | v8 | TRUE
https://raw.githubusercontent.com/mrc-ide/global-lmic-reports/master/AFG/projections.csv | 2021-01-18 | deaths | 5.69 | 6.09 | 6.33 | 6.41 | 6.69 | 7.29 | Pessimistic | Afghanistan | AFG | 2022-01-02 | v8 | TRUE
https://raw.githubusercontent.com/mrc-ide/global-lmic-reports/master/AFG/projections.csv | 2021-01-18 | hospital_demand | 181.97 | 195.16 | 204.12 | 205.57 | 215.04 | 235.66 | Pessimistic | Afghanistan | AFG | 2022-01-02 | v8 | TRUE
https://raw.githubusercontent.com/mrc-ide/global-lmic-reports/master/AFG/projections.csv | 2021-01-18 | ICU_demand | 82.47 | 88.39 | 91.86 | 92.74 | 96.61 | 104.96 | Pessimistic | Afghanistan | AFG | 2022-01-02 | v8 | TRUE
https://raw.githubusercontent.com/mrc-ide/global-lmic-reports/master/AFG/projections.csv | 2021-01-18 | hospital_incidence | 11.56 | 12.62 | 13.12 | 13.15 | 13.59 | 15.18 | Pessimistic | Afghanistan | AFG | 2022-01-02 | v8 | TRUE
https://raw.githubusercontent.com/mrc-ide/global-lmic-reports/master/AFG/projections.csv | 2021-01-18 | ICU_incidence | 3.3 | 3.61 | 3.75 | 3.76 | 3.89 | 4.34 | Pessimistic | Afghanistan | AFG | 2022-01-02 | v8 | TRUE
https://raw.githubusercontent.com/mrc-ide/global-lmic-reports/master/AFG/projections.csv | 2021-01-18 | prevalence | 6606.17 | 7238.84 | 7518.33 | 7504.09 | 7787.38 | 8506.38 | Pessimistic | Afghanistan | AFG | 2022-01-02 | v8 | TRUE
https://raw.githubusercontent.com/mrc-ide/global-lmic-reports/master/AFG/projections.csv | 2021-01-18 | cumulative_infections | 1008994.99 | 1047273.06 | 1081877.09 | 1084299.18 | 1098474.23 | 1200331.02 | Pessimistic | Afghanistan | AFG | 2022-01-02 | v8 | TRUE
https://raw.githubusercontent.com/mrc-ide/global-lmic-reports/master/AFG/projections.csv | 2021-01-18 | cumulative_deaths | 2111.22 | 2210.31 | 2281.61 | 2287.43 | 2328.12 | 2559.74 | Pessimistic | Afghanistan | AFG | 2022-01-02 | v8 | TRUE
https://raw.githubusercontent.com/mrc-ide/global-lmic-reports/master/AFG/projections.csv | 2021-01-18 | Rt | 0.63 | 0.65 | 0.67 | 0.67 | 0.68 | 0.7 | Pessimistic | Afghanistan | AFG | 2022-01-02 | v8 | TRUE
https://raw.githubusercontent.com/mrc-ide/global-lmic-reports/master/AFG/projections.csv | 2021-01-18 | Reff | 0.62 | 0.64 | 0.65 | 0.65 | 0.66 | 0.68 | Pessimistic | Afghanistan | AFG | 2022-01-02 | v8 | TRUE
https://raw.githubusercontent.com/mrc-ide/global-lmic-reports/master/AFG/projections.csv | 2021-01-18 | infections | 727.56 | 801.49 | 834.76 | 832.73 | 867.44 | 938.14 | Relax Interventions 50% | Afghanistan | AFG | 2022-01-02 | v8 | TRUE
https://raw.githubusercontent.com/mrc-ide/global-lmic-reports/master/AFG/projections.csv | 2021-01-18 | deaths | 5.69 | 6.09 | 6.33 | 6.41 | 6.69 | 7.29 | Relax Interventions 50% | Afghanistan | AFG | 2022-01-02 | v8 | TRUE
https://raw.githubusercontent.com/mrc-ide/global-lmic-reports/master/AFG/projections.csv | 2021-01-18 | hospital_demand | 181.97 | 195.16 | 204.12 | 205.57 | 215.04 | 235.66 | Relax Interventions 50% | Afghanistan | AFG | 2022-01-02 | v8 | TRUE
https://raw.githubusercontent.com/mrc-ide/global-lmic-reports/master/AFG/projections.csv | 2021-01-18 | ICU_demand | 82.47 | 88.39 | 91.86 | 92.74 | 96.61 | 104.96 | Relax Interventions 50% | Afghanistan | AFG | 2022-01-02 | v8 | TRUE
https://raw.githubusercontent.com/mrc-ide/global-lmic-reports/master/AFG/projections.csv | 2021-01-18 | hospital_incidence | 11.56 | 12.62 | 13.12 | 13.15 | 13.59 | 15.18 | Relax Interventions 50% | Afghanistan | AFG | 2022-01-02 | v8 | TRUE
https://raw.githubusercontent.com/mrc-ide/global-lmic-reports/master/AFG/projections.csv | 2021-01-18 | ICU_incidence | 3.3 | 3.61 | 3.75 | 3.76 | 3.89 | 4.34 | Relax Interventions 50% | Afghanistan | AFG | 2022-01-02 | v8 | TRUE
https://raw.githubusercontent.com/mrc-ide/global-lmic-reports/master/AFG/projections.csv | 2021-01-18 | prevalence | 6606.17 | 7238.84 | 7518.33 | 7504.09 | 7787.38 | 8506.38 | Relax Interventions 50% | Afghanistan | AFG | 2022-01-02 | v8 | TRUE
https://raw.githubusercontent.com/mrc-ide/global-lmic-reports/master/AFG/projections.csv | 2021-01-18 | cumulative_infections | 1008994.99 | 1047273.06 | 1081877.09 | 1084299.18 | 1098474.23 | 1200331.02 | Relax Interventions 50% | Afghanistan | AFG | 2022-01-02 | v8 | TRUE
https://raw.githubusercontent.com/mrc-ide/global-lmic-reports/master/AFG/projections.csv | 2021-01-18 | cumulative_deaths | 2111.22 | 2210.31 | 2281.61 | 2287.43 | 2328.12 | 2559.74 | Relax Interventions 50% | Afghanistan | AFG | 2022-01-02 | v8 | TRUE
https://raw.githubusercontent.com/mrc-ide/global-lmic-reports/master/AFG/projections.csv | 2021-01-18 | Rt | 0.63 | 0.65 | 0.67 | 0.67 | 0.68 | 0.7 | Relax Interventions 50% | Afghanistan | AFG | 2022-01-02 | v8 | TRUE
https://raw.githubusercontent.com/mrc-ide/global-lmic-reports/master/AFG/projections.csv | 2021-01-18 | Reff | 0.62 | 0.64 | 0.65 | 0.65 | 0.66 | 0.68 | Relax Interventions 50% | Afghanistan | AFG | 2022-01-02 | v8 | TRUE
https://raw.githubusercontent.com/mrc-ide/global-lmic-reports/master/AFG/projections.csv | 2021-01-18 | infections | 716.12 | 766.33 | 813.88 | 816.76 | 858.18 | 933.15 | Surged Additional 50% Reduction | Afghanistan | AFG | 2022-01-02 | v8 | TRUE
https://raw.githubusercontent.com/mrc-ide/global-lmic-reports/master/AFG/projections.csv | 2021-01-18 | deaths | 5.56 | 5.95 | 6.27 | 6.28 | 6.54 | 7.05 | Surged Additional 50% Reduction | Afghanistan | AFG | 2022-01-02 | v8 | TRUE
https://raw.githubusercontent.com/mrc-ide/global-lmic-reports/master/AFG/projections.csv | 2021-01-18 | hospital_demand | 178.36 | 190.58 | 201.01 | 201.53 | 211.28 | 226.52 | Surged Additional 50% Reduction | Afghanistan | AFG | 2022-01-02 | v8 | TRUE
https://raw.githubusercontent.com/mrc-ide/global-lmic-reports/master/AFG/projections.csv | 2021-01-18 | ICU_demand | 80.63 | 86.38 | 90.82 | 90.9 | 94.48 | 102.3 | Surged Additional 50% Reduction | Afghanistan | AFG | 2022-01-02 | v8 | TRUE
https://raw.githubusercontent.com/mrc-ide/global-lmic-reports/master/AFG/projections.csv | 2021-01-18 | hospital_incidence | 11.4 | 12.18 | 12.88 | 12.9 | 13.59 | 14.57 | Surged Additional 50% Reduction | Afghanistan | AFG | 2022-01-02 | v8 | TRUE
https://raw.githubusercontent.com/mrc-ide/global-lmic-reports/master/AFG/projections.csv | 2021-01-18 | ICU_incidence | 3.26 | 3.48 | 3.68 | 3.69 | 3.89 | 4.17 | Surged Additional 50% Reduction | Afghanistan | AFG | 2022-01-02 | v8 | TRUE
https://raw.githubusercontent.com/mrc-ide/global-lmic-reports/master/AFG/projections.csv | 2021-01-18 | prevalence | 6533.29 | 6953.47 | 7337.56 | 7364.76 | 7711.94 | 8323.51 | Surged Additional 50% Reduction | Afghanistan | AFG | 2022-01-02 | v8 | TRUE
https://raw.githubusercontent.com/mrc-ide/global-lmic-reports/master/AFG/projections.csv | 2021-01-18 | cumulative_infections | 1000833.19 | 1044905.2 | 1073659.14 | 1073161.71 | 1102448.17 | 1153190.64 | Surged Additional 50% Reduction | Afghanistan | AFG | 2022-01-02 | v8 | TRUE
https://raw.githubusercontent.com/mrc-ide/global-lmic-reports/master/AFG/projections.csv | 2021-01-18 | cumulative_deaths | 2101.35 | 2192.32 | 2256.73 | 2251.1 | 2312.89 | 2417.88 | Surged Additional 50% Reduction | Afghanistan | AFG | 2022-01-02 | v8 | TRUE
https://raw.githubusercontent.com/mrc-ide/global-lmic-reports/master/AFG/projections.csv | 2021-01-18 | Rt | 0.64 | 0.66 | 0.67 | 0.67 | 0.68 | 0.7 | Surged Additional 50% Reduction | Afghanistan | AFG | 2022-01-02 | v8 | TRUE
https://raw.githubusercontent.com/mrc-ide/global-lmic-reports/master/AFG/projections.csv | 2021-01-18 | Reff | 0.62 | 0.64 | 0.65 | 0.65 | 0.66 | 0.68 | Surged Additional 50% Reduction | Afghanistan | AFG | 2022-01-02 | v8 | TRUE
https://raw.githubusercontent.com/mrc-ide/global-lmic-reports/master/AFG/projections.csv | 2021-01-18 | infections | 716.12 | 766.33 | 813.88 | 816.76 | 858.18 | 933.15 | Surged Maintain Status Quo | Afghanistan | AFG | 2022-01-02 | v8 | TRUE
https://raw.githubusercontent.com/mrc-ide/global-lmic-reports/master/AFG/projections.csv | 2021-01-18 | deaths | 5.56 | 5.95 | 6.27 | 6.28 | 6.54 | 7.05 | Surged Maintain Status Quo | Afghanistan | AFG | 2022-01-02 | v8 | TRUE
https://raw.githubusercontent.com/mrc-ide/global-lmic-reports/master/AFG/projections.csv | 2021-01-18 | hospital_demand | 178.36 | 190.58 | 201.01 | 201.53 | 211.28 | 226.52 | Surged Maintain Status Quo | Afghanistan | AFG | 2022-01-02 | v8 | TRUE
https://raw.githubusercontent.com/mrc-ide/global-lmic-reports/master/AFG/projections.csv | 2021-01-18 | ICU_demand | 80.63 | 86.38 | 90.82 | 90.9 | 94.48 | 102.3 | Surged Maintain Status Quo | Afghanistan | AFG | 2022-01-02 | v8 | TRUE
https://raw.githubusercontent.com/mrc-ide/global-lmic-reports/master/AFG/projections.csv | 2021-01-18 | hospital_incidence | 11.4 | 12.18 | 12.88 | 12.9 | 13.59 | 14.57 | Surged Maintain Status Quo | Afghanistan | AFG | 2022-01-02 | v8 | TRUE
https://raw.githubusercontent.com/mrc-ide/global-lmic-reports/master/AFG/projections.csv | 2021-01-18 | ICU_incidence | 3.26 | 3.48 | 3.68 | 3.69 | 3.89 | 4.17 | Surged Maintain Status Quo | Afghanistan | AFG | 2022-01-02 | v8 | TRUE
https://raw.githubusercontent.com/mrc-ide/global-lmic-reports/master/AFG/projections.csv | 2021-01-18 | prevalence | 6533.29 | 6953.47 | 7337.56 | 7364.76 | 7711.94 | 8323.51 | Surged Maintain Status Quo | Afghanistan | AFG | 2022-01-02 | v8 | TRUE
https://raw.githubusercontent.com/mrc-ide/global-lmic-reports/master/AFG/projections.csv | 2021-01-18 | cumulative_infections | 1000833.19 | 1044905.2 | 1073659.14 | 1073161.71 | 1102448.17 | 1153190.64 | Surged Maintain Status Quo | Afghanistan | AFG | 2022-01-02 | v8 | TRUE
https://raw.githubusercontent.com/mrc-ide/global-lmic-reports/master/AFG/projections.csv | 2021-01-18 | cumulative_deaths | 2101.35 | 2192.32 | 2256.73 | 2251.1 | 2312.89 | 2417.88 | Surged Maintain Status Quo | Afghanistan | AFG | 2022-01-02 | v8 | TRUE
https://raw.githubusercontent.com/mrc-ide/global-lmic-reports/master/AFG/projections.csv | 2021-01-18 | Rt | 0.64 | 0.66 | 0.67 | 0.67 | 0.68 | 0.7 | Surged Maintain Status Quo | Afghanistan | AFG | 2022-01-02 | v8 | TRUE
https://raw.githubusercontent.com/mrc-ide/global-lmic-reports/master/AFG/projections.csv | 2021-01-18 | Reff | 0.62 | 0.64 | 0.65 | 0.65 | 0.66 | 0.68 | Surged Maintain Status Quo | Afghanistan | AFG | 2022-01-02 | v8 | TRUE
https://raw.githubusercontent.com/mrc-ide/global-lmic-reports/master/AFG/projections.csv | 2021-01-18 | infections | 716.12 | 766.33 | 813.88 | 816.76 | 858.18 | 933.15 | Surged Optimistic | Afghanistan | AFG | 2022-01-02 | v8 | TRUE
https://raw.githubusercontent.com/mrc-ide/global-lmic-reports/master/AFG/projections.csv | 2021-01-18 | deaths | 5.56 | 5.95 | 6.27 | 6.28 | 6.54 | 7.05 | Surged Optimistic | Afghanistan | AFG | 2022-01-02 | v8 | TRUE
https://raw.githubusercontent.com/mrc-ide/global-lmic-reports/master/AFG/projections.csv | 2021-01-18 | hospital_demand | 178.36 | 190.58 | 201.01 | 201.53 | 211.28 | 226.52 | Surged Optimistic | Afghanistan | AFG | 2022-01-02 | v8 | TRUE
https://raw.githubusercontent.com/mrc-ide/global-lmic-reports/master/AFG/projections.csv | 2021-01-18 | ICU_demand | 80.63 | 86.38 | 90.82 | 90.9 | 94.48 | 102.3 | Surged Optimistic | Afghanistan | AFG | 2022-01-02 | v8 | TRUE
https://raw.githubusercontent.com/mrc-ide/global-lmic-reports/master/AFG/projections.csv | 2021-01-18 | hospital_incidence | 11.4 | 12.18 | 12.88 | 12.9 | 13.59 | 14.57 | Surged Optimistic | Afghanistan | AFG | 2022-01-02 | v8 | TRUE
https://raw.githubusercontent.com/mrc-ide/global-lmic-reports/master/AFG/projections.csv | 2021-01-18 | ICU_incidence | 3.26 | 3.48 | 3.68 | 3.69 | 3.89 | 4.17 | Surged Optimistic | Afghanistan | AFG | 2022-01-02 | v8 | TRUE
https://raw.githubusercontent.com/mrc-ide/global-lmic-reports/master/AFG/projections.csv | 2021-01-18 | prevalence | 6533.29 | 6953.47 | 7337.56 | 7364.76 | 7711.94 | 8323.51 | Surged Optimistic | Afghanistan | AFG | 2022-01-02 | v8 | TRUE
https://raw.githubusercontent.com/mrc-ide/global-lmic-reports/master/AFG/projections.csv | 2021-01-18 | cumulative_infections | 1000833.19 | 1044905.2 | 1073659.14 | 1073161.71 | 1102448.17 | 1153190.64 | Surged Optimistic | Afghanistan | AFG | 2022-01-02 | v8 | TRUE
https://raw.githubusercontent.com/mrc-ide/global-lmic-reports/master/AFG/projections.csv | 2021-01-18 | cumulative_deaths | 2101.35 | 2192.32 | 2256.73 | 2251.1 | 2312.89 | 2417.88 | Surged Optimistic | Afghanistan | AFG | 2022-01-02 | v8 | TRUE
https://raw.githubusercontent.com/mrc-ide/global-lmic-reports/master/AFG/projections.csv | 2021-01-18 | Rt | 0.64 | 0.66 | 0.67 | 0.67 | 0.68 | 0.7 | Surged Optimistic | Afghanistan | AFG | 2022-01-02 | v8 | TRUE
https://raw.githubusercontent.com/mrc-ide/global-lmic-reports/master/AFG/projections.csv | 2021-01-18 | Reff | 0.62 | 0.64 | 0.65 | 0.65 | 0.66 | 0.68 | Surged Optimistic | Afghanistan | AFG | 2022-01-02 | v8 | TRUE
https://raw.githubusercontent.com/mrc-ide/global-lmic-reports/master/AFG/projections.csv | 2021-01-18 | infections | 716.12 | 766.33 | 813.88 | 816.76 | 858.18 | 933.15 | Surged Pessimistic | Afghanistan | AFG | 2022-01-02 | v8 | TRUE
https://raw.githubusercontent.com/mrc-ide/global-lmic-reports/master/AFG/projections.csv | 2021-01-18 | deaths | 5.56 | 5.95 | 6.27 | 6.28 | 6.54 | 7.05 | Surged Pessimistic | Afghanistan | AFG | 2022-01-02 | v8 | TRUE
https://raw.githubusercontent.com/mrc-ide/global-lmic-reports/master/AFG/projections.csv | 2021-01-18 | hospital_demand | 178.36 | 190.58 | 201.01 | 201.53 | 211.28 | 226.52 | Surged Pessimistic | Afghanistan | AFG | 2022-01-02 | v8 | TRUE
https://raw.githubusercontent.com/mrc-ide/global-lmic-reports/master/AFG/projections.csv | 2021-01-18 | ICU_demand | 80.63 | 86.38 | 90.82 | 90.9 | 94.48 | 102.3 | Surged Pessimistic | Afghanistan | AFG | 2022-01-02 | v8 | TRUE
https://raw.githubusercontent.com/mrc-ide/global-lmic-reports/master/AFG/projections.csv | 2021-01-18 | hospital_incidence | 11.4 | 12.18 | 12.88 | 12.9 | 13.59 | 14.57 | Surged Pessimistic | Afghanistan | AFG | 2022-01-02 | v8 | TRUE
https://raw.githubusercontent.com/mrc-ide/global-lmic-reports/master/AFG/projections.csv | 2021-01-18 | ICU_incidence | 3.26 | 3.48 | 3.68 | 3.69 | 3.89 | 4.17 | Surged Pessimistic | Afghanistan | AFG | 2022-01-02 | v8 | TRUE
https://raw.githubusercontent.com/mrc-ide/global-lmic-reports/master/AFG/projections.csv | 2021-01-18 | prevalence | 6533.29 | 6953.47 | 7337.56 | 7364.76 | 7711.94 | 8323.51 | Surged Pessimistic | Afghanistan | AFG | 2022-01-02 | v8 | TRUE
https://raw.githubusercontent.com/mrc-ide/global-lmic-reports/master/AFG/projections.csv | 2021-01-18 | cumulative_infections | 1000833.19 | 1044905.2 | 1073659.14 | 1073161.71 | 1102448.17 | 1153190.64 | Surged Pessimistic | Afghanistan | AFG | 2022-01-02 | v8 | TRUE
https://raw.githubusercontent.com/mrc-ide/global-lmic-reports/master/AFG/projections.csv | 2021-01-18 | cumulative_deaths | 2101.35 | 2192.32 | 2256.73 | 2251.1 | 2312.89 | 2417.88 | Surged Pessimistic | Afghanistan | AFG | 2022-01-02 | v8 | TRUE
https://raw.githubusercontent.com/mrc-ide/global-lmic-reports/master/AFG/projections.csv | 2021-01-18 | Rt | 0.64 | 0.66 | 0.67 | 0.67 | 0.68 | 0.7 | Surged Pessimistic | Afghanistan | AFG | 2022-01-02 | v8 | TRUE
https://raw.githubusercontent.com/mrc-ide/global-lmic-reports/master/AFG/projections.csv | 2021-01-18 | Reff | 0.62 | 0.64 | 0.65 | 0.65 | 0.66 | 0.68 | Surged Pessimistic | Afghanistan | AFG | 2022-01-02 | v8 | TRUE
https://raw.githubusercontent.com/mrc-ide/global-lmic-reports/master/AFG/projections.csv | 2021-01-18 | infections | 716.12 | 766.33 | 813.88 | 816.76 | 858.18 | 933.15 | Surged Relax Interventions 50% | Afghanistan | AFG | 2022-01-02 | v8 | TRUE
https://raw.githubusercontent.com/mrc-ide/global-lmic-reports/master/AFG/projections.csv | 2021-01-18 | deaths | 5.56 | 5.95 | 6.27 | 6.28 | 6.54 | 7.05 | Surged Relax Interventions 50% | Afghanistan | AFG | 2022-01-02 | v8 | TRUE
https://raw.githubusercontent.com/mrc-ide/global-lmic-reports/master/AFG/projections.csv | 2021-01-18 | hospital_demand | 178.36 | 190.58 | 201.01 | 201.53 | 211.28 | 226.52 | Surged Relax Interventions 50% | Afghanistan | AFG | 2022-01-02 | v8 | TRUE
https://raw.githubusercontent.com/mrc-ide/global-lmic-reports/master/AFG/projections.csv | 2021-01-18 | ICU_demand | 80.63 | 86.38 | 90.82 | 90.9 | 94.48 | 102.3 | Surged Relax Interventions 50% | Afghanistan | AFG | 2022-01-02 | v8 | TRUE
https://raw.githubusercontent.com/mrc-ide/global-lmic-reports/master/AFG/projections.csv | 2021-01-18 | hospital_incidence | 11.4 | 12.18 | 12.88 | 12.9 | 13.59 | 14.57 | Surged Relax Interventions 50% | Afghanistan | AFG | 2022-01-02 | v8 | TRUE
https://raw.githubusercontent.com/mrc-ide/global-lmic-reports/master/AFG/projections.csv | 2021-01-18 | ICU_incidence | 3.26 | 3.48 | 3.68 | 3.69 | 3.89 | 4.17 | Surged Relax Interventions 50% | Afghanistan | AFG | 2022-01-02 | v8 | TRUE
https://raw.githubusercontent.com/mrc-ide/global-lmic-reports/master/AFG/projections.csv | 2021-01-18 | prevalence | 6533.29 | 6953.47 | 7337.56 | 7364.76 | 7711.94 | 8323.51 | Surged Relax Interventions 50% | Afghanistan | AFG | 2022-01-02 | v8 | TRUE
https://raw.githubusercontent.com/mrc-ide/global-lmic-reports/master/AFG/projections.csv | 2021-01-18 | cumulative_infections | 1000833.19 | 1044905.2 | 1073659.14 | 1073161.71 | 1102448.17 | 1153190.64 | Surged Relax Interventions 50% | Afghanistan | AFG | 2022-01-02 | v8 | TRUE
https://raw.githubusercontent.com/mrc-ide/global-lmic-reports/master/AFG/projections.csv | 2021-01-18 | cumulative_deaths | 2101.35 | 2192.32 | 2256.73 | 2251.1 | 2312.89 | 2417.88 | Surged Relax Interventions 50% | Afghanistan | AFG | 2022-01-02 | v8 | TRUE
https://raw.githubusercontent.com/mrc-ide/global-lmic-reports/master/AFG/projections.csv | 2021-01-18 | Rt | 0.64 | 0.66 | 0.67 | 0.67 | 0.68 | 0.7 | Surged Relax Interventions 50% | Afghanistan | AFG | 2022-01-02 | v8 | TRUE
https://raw.githubusercontent.com/mrc-ide/global-lmic-reports/master/AFG/projections.csv | 2021-01-18 | Reff | 0.62 | 0.64 | 0.65 | 0.65 | 0.66 | 0.68 | Surged Relax Interventions 50% | Afghanistan | AFG | 2022-01-02 | v8 | TRUE
https://raw.githubusercontent.com/mrc-ide/global-lmic-reports/master/AFG/projections.csv | 2021-01-19 | infections | 681.88 | 749.5 | 782.59 | 781.61 | 817.15 | 881.48 | Additional 50% Reduction | Afghanistan | AFG | 2022-01-02 | v8 | TRUE
https://raw.githubusercontent.com/mrc-ide/global-lmic-reports/master/AFG/projections.csv | 2021-01-19 | deaths | 5.41 | 5.79 | 6.03 | 6.09 | 6.36 | 6.95 | Additional 50% Reduction | Afghanistan | AFG | 2022-01-02 | v8 | TRUE
https://raw.githubusercontent.com/mrc-ide/global-lmic-reports/master/AFG/projections.csv | 2021-01-19 | hospital_demand | 171.88 | 184.59 | 193.15 | 194.26 | 202.97 | 222.72 | Additional 50% Reduction | Afghanistan | AFG | 2022-01-02 | v8 | TRUE
https://raw.githubusercontent.com/mrc-ide/global-lmic-reports/master/AFG/projections.csv | 2021-01-19 | ICU_demand | 78.47 | 84.18 | 87.48 | 88.31 | 92.06 | 100.05 | Additional 50% Reduction | Afghanistan | AFG | 2022-01-02 | v8 | TRUE
https://raw.githubusercontent.com/mrc-ide/global-lmic-reports/master/AFG/projections.csv | 2021-01-19 | hospital_incidence | 10.79 | 11.83 | 12.27 | 12.29 | 12.7 | 14.09 | Additional 50% Reduction | Afghanistan | AFG | 2022-01-02 | v8 | TRUE
https://raw.githubusercontent.com/mrc-ide/global-lmic-reports/master/AFG/projections.csv | 2021-01-19 | ICU_incidence | 3.09 | 3.38 | 3.51 | 3.51 | 3.63 | 4.03 | Additional 50% Reduction | Afghanistan | AFG | 2022-01-02 | v8 | TRUE
https://raw.githubusercontent.com/mrc-ide/global-lmic-reports/master/AFG/projections.csv | 2021-01-19 | prevalence | 6217.42 | 6822.99 | 7067.41 | 7067.9 | 7324.11 | 8033.81 | Additional 50% Reduction | Afghanistan | AFG | 2022-01-02 | v8 | TRUE
https://raw.githubusercontent.com/mrc-ide/global-lmic-reports/master/AFG/projections.csv | 2021-01-19 | cumulative_infections | 1009753.05 | 1048001.39 | 1082578.16 | 1085080.78 | 1099299.35 | 1201120.32 | Additional 50% Reduction | Afghanistan | AFG | 2022-01-02 | v8 | TRUE
https://raw.githubusercontent.com/mrc-ide/global-lmic-reports/master/AFG/projections.csv | 2021-01-19 | cumulative_deaths | 2117.33 | 2216.09 | 2287.77 | 2293.53 | 2333.73 | 2566.09 | Additional 50% Reduction | Afghanistan | AFG | 2022-01-02 | v8 | TRUE
https://raw.githubusercontent.com/mrc-ide/global-lmic-reports/master/AFG/projections.csv | 2021-01-19 | Rt | 0.62 | 0.65 | 0.66 | 0.66 | 0.67 | 0.7 | Additional 50% Reduction | Afghanistan | AFG | 2022-01-02 | v8 | TRUE
https://raw.githubusercontent.com/mrc-ide/global-lmic-reports/master/AFG/projections.csv | 2021-01-19 | Reff | 0.61 | 0.63 | 0.64 | 0.64 | 0.66 | 0.68 | Additional 50% Reduction | Afghanistan | AFG | 2022-01-02 | v8 | TRUE
https://raw.githubusercontent.com/mrc-ide/global-lmic-reports/master/AFG/projections.csv | 2021-01-19 | infections | 681.88 | 749.5 | 782.59 | 781.61 | 817.15 | 881.48 | Maintain Status Quo | Afghanistan | AFG | 2022-01-02 | v8 | TRUE
https://raw.githubusercontent.com/mrc-ide/global-lmic-reports/master/AFG/projections.csv | 2021-01-19 | deaths | 5.41 | 5.79 | 6.03 | 6.09 | 6.36 | 6.95 | Maintain Status Quo | Afghanistan | AFG | 2022-01-02 | v8 | TRUE
https://raw.githubusercontent.com/mrc-ide/global-lmic-reports/master/AFG/projections.csv | 2021-01-19 | hospital_demand | 171.88 | 184.59 | 193.15 | 194.26 | 202.97 | 222.72 | Maintain Status Quo | Afghanistan | AFG | 2022-01-02 | v8 | TRUE
https://raw.githubusercontent.com/mrc-ide/global-lmic-reports/master/AFG/projections.csv | 2021-01-19 | ICU_demand | 78.47 | 84.18 | 87.48 | 88.31 | 92.06 | 100.05 | Maintain Status Quo | Afghanistan | AFG | 2022-01-02 | v8 | TRUE
https://raw.githubusercontent.com/mrc-ide/global-lmic-reports/master/AFG/projections.csv | 2021-01-19 | hospital_incidence | 10.79 | 11.83 | 12.27 | 12.29 | 12.7 | 14.09 | Maintain Status Quo | Afghanistan | AFG | 2022-01-02 | v8 | TRUE
https://raw.githubusercontent.com/mrc-ide/global-lmic-reports/master/AFG/projections.csv | 2021-01-19 | ICU_incidence | 3.09 | 3.38 | 3.51 | 3.51 | 3.63 | 4.03 | Maintain Status Quo | Afghanistan | AFG | 2022-01-02 | v8 | TRUE
https://raw.githubusercontent.com/mrc-ide/global-lmic-reports/master/AFG/projections.csv | 2021-01-19 | prevalence | 6217.42 | 6822.99 | 7067.41 | 7067.9 | 7324.11 | 8033.81 | Maintain Status Quo | Afghanistan | AFG | 2022-01-02 | v8 | TRUE
https://raw.githubusercontent.com/mrc-ide/global-lmic-reports/master/AFG/projections.csv | 2021-01-19 | cumulative_infections | 1009753.05 | 1048001.39 | 1082578.16 | 1085080.78 | 1099299.35 | 1201120.32 | Maintain Status Quo | Afghanistan | AFG | 2022-01-02 | v8 | TRUE
https://raw.githubusercontent.com/mrc-ide/global-lmic-reports/master/AFG/projections.csv | 2021-01-19 | cumulative_deaths | 2117.33 | 2216.09 | 2287.77 | 2293.53 | 2333.73 | 2566.09 | Maintain Status Quo | Afghanistan | AFG | 2022-01-02 | v8 | TRUE
https://raw.githubusercontent.com/mrc-ide/global-lmic-reports/master/AFG/projections.csv | 2021-01-19 | Rt | 0.62 | 0.65 | 0.66 | 0.66 | 0.67 | 0.7 | Maintain Status Quo | Afghanistan | AFG | 2022-01-02 | v8 | TRUE
https://raw.githubusercontent.com/mrc-ide/global-lmic-reports/master/AFG/projections.csv | 2021-01-19 | Reff | 0.61 | 0.63 | 0.64 | 0.64 | 0.66 | 0.68 | Maintain Status Quo | Afghanistan | AFG | 2022-01-02 | v8 | TRUE
https://raw.githubusercontent.com/mrc-ide/global-lmic-reports/master/AFG/projections.csv | 2021-01-19 | infections | 681.88 | 749.5 | 782.59 | 781.61 | 817.15 | 881.48 | Optimistic | Afghanistan | AFG | 2022-01-02 | v8 | TRUE
https://raw.githubusercontent.com/mrc-ide/global-lmic-reports/master/AFG/projections.csv | 2021-01-19 | deaths | 5.41 | 5.79 | 6.03 | 6.09 | 6.36 | 6.95 | Optimistic | Afghanistan | AFG | 2022-01-02 | v8 | TRUE
https://raw.githubusercontent.com/mrc-ide/global-lmic-reports/master/AFG/projections.csv | 2021-01-19 | hospital_demand | 171.88 | 184.59 | 193.15 | 194.26 | 202.97 | 222.72 | Optimistic | Afghanistan | AFG | 2022-01-02 | v8 | TRUE
https://raw.githubusercontent.com/mrc-ide/global-lmic-reports/master/AFG/projections.csv | 2021-01-19 | ICU_demand | 78.47 | 84.18 | 87.48 | 88.31 | 92.06 | 100.05 | Optimistic | Afghanistan | AFG | 2022-01-02 | v8 | TRUE
https://raw.githubusercontent.com/mrc-ide/global-lmic-reports/master/AFG/projections.csv | 2021-01-19 | hospital_incidence | 10.79 | 11.83 | 12.27 | 12.29 | 12.7 | 14.09 | Optimistic | Afghanistan | AFG | 2022-01-02 | v8 | TRUE
https://raw.githubusercontent.com/mrc-ide/global-lmic-reports/master/AFG/projections.csv | 2021-01-19 | ICU_incidence | 3.09 | 3.38 | 3.51 | 3.51 | 3.63 | 4.03 | Optimistic | Afghanistan | AFG | 2022-01-02 | v8 | TRUE
https://raw.githubusercontent.com/mrc-ide/global-lmic-reports/master/AFG/projections.csv | 2021-01-19 | prevalence | 6217.42 | 6822.99 | 7067.41 | 7067.9 | 7324.11 | 8033.81 | Optimistic | Afghanistan | AFG | 2022-01-02 | v8 | TRUE
https://raw.githubusercontent.com/mrc-ide/global-lmic-reports/master/AFG/projections.csv | 2021-01-19 | cumulative_infections | 1009753.05 | 1048001.39 | 1082578.16 | 1085080.78 | 1099299.35 | 1201120.32 | Optimistic | Afghanistan | AFG | 2022-01-02 | v8 | TRUE
https://raw.githubusercontent.com/mrc-ide/global-lmic-reports/master/AFG/projections.csv | 2021-01-19 | cumulative_deaths | 2117.33 | 2216.09 | 2287.77 | 2293.53 | 2333.73 | 2566.09 | Optimistic | Afghanistan | AFG | 2022-01-02 | v8 | TRUE
https://raw.githubusercontent.com/mrc-ide/global-lmic-reports/master/AFG/projections.csv | 2021-01-19 | Rt | 0.62 | 0.65 | 0.66 | 0.66 | 0.67 | 0.7 | Optimistic | Afghanistan | AFG | 2022-01-02 | v8 | TRUE
https://raw.githubusercontent.com/mrc-ide/global-lmic-reports/master/AFG/projections.csv | 2021-01-19 | Reff | 0.61 | 0.63 | 0.64 | 0.64 | 0.66 | 0.68 | Optimistic | Afghanistan | AFG | 2022-01-02 | v8 | TRUE
https://raw.githubusercontent.com/mrc-ide/global-lmic-reports/master/AFG/projections.csv | 2021-01-19 | infections | 681.88 | 749.5 | 782.59 | 781.61 | 817.15 | 881.48 | Pessimistic | Afghanistan | AFG | 2022-01-02 | v8 | TRUE
https://raw.githubusercontent.com/mrc-ide/global-lmic-reports/master/AFG/projections.csv | 2021-01-19 | deaths | 5.41 | 5.79 | 6.03 | 6.09 | 6.36 | 6.95 | Pessimistic | Afghanistan | AFG | 2022-01-02 | v8 | TRUE
https://raw.githubusercontent.com/mrc-ide/global-lmic-reports/master/AFG/projections.csv | 2021-01-19 | hospital_demand | 171.88 | 184.59 | 193.15 | 194.26 | 202.97 | 222.72 | Pessimistic | Afghanistan | AFG | 2022-01-02 | v8 | TRUE
https://raw.githubusercontent.com/mrc-ide/global-lmic-reports/master/AFG/projections.csv | 2021-01-19 | ICU_demand | 78.47 | 84.18 | 87.48 | 88.31 | 92.06 | 100.05 | Pessimistic | Afghanistan | AFG | 2022-01-02 | v8 | TRUE
https://raw.githubusercontent.com/mrc-ide/global-lmic-reports/master/AFG/projections.csv | 2021-01-19 | hospital_incidence | 10.79 | 11.83 | 12.27 | 12.29 | 12.7 | 14.09 | Pessimistic | Afghanistan | AFG | 2022-01-02 | v8 | TRUE
https://raw.githubusercontent.com/mrc-ide/global-lmic-reports/master/AFG/projections.csv | 2021-01-19 | ICU_incidence | 3.09 | 3.38 | 3.51 | 3.51 | 3.63 | 4.03 | Pessimistic | Afghanistan | AFG | 2022-01-02 | v8 | TRUE
https://raw.githubusercontent.com/mrc-ide/global-lmic-reports/master/AFG/projections.csv | 2021-01-19 | prevalence | 6217.42 | 6822.99 | 7067.41 | 7067.9 | 7324.11 | 8033.81 | Pessimistic | Afghanistan | AFG | 2022-01-02 | v8 | TRUE
https://raw.githubusercontent.com/mrc-ide/global-lmic-reports/master/AFG/projections.csv | 2021-01-19 | cumulative_infections | 1009753.05 | 1048001.39 | 1082578.16 | 1085080.78 | 1099299.35 | 1201120.32 | Pessimistic | Afghanistan | AFG | 2022-01-02 | v8 | TRUE
https://raw.githubusercontent.com/mrc-ide/global-lmic-reports/master/AFG/projections.csv | 2021-01-19 | cumulative_deaths | 2117.33 | 2216.09 | 2287.77 | 2293.53 | 2333.73 | 2566.09 | Pessimistic | Afghanistan | AFG | 2022-01-02 | v8 | TRUE
https://raw.githubusercontent.com/mrc-ide/global-lmic-reports/master/AFG/projections.csv | 2021-01-19 | Rt | 0.62 | 0.65 | 0.66 | 0.66 | 0.67 | 0.7 | Pessimistic | Afghanistan | AFG | 2022-01-02 | v8 | TRUE
https://raw.githubusercontent.com/mrc-ide/global-lmic-reports/master/AFG/projections.csv | 2021-01-19 | Reff | 0.61 | 0.63 | 0.64 | 0.64 | 0.66 | 0.68 | Pessimistic | Afghanistan | AFG | 2022-01-02 | v8 | TRUE
https://raw.githubusercontent.com/mrc-ide/global-lmic-reports/master/AFG/projections.csv | 2021-01-19 | infections | 681.88 | 749.5 | 782.59 | 781.61 | 817.15 | 881.48 | Relax Interventions 50% | Afghanistan | AFG | 2022-01-02 | v8 | TRUE
https://raw.githubusercontent.com/mrc-ide/global-lmic-reports/master/AFG/projections.csv | 2021-01-19 | deaths | 5.41 | 5.79 | 6.03 | 6.09 | 6.36 | 6.95 | Relax Interventions 50% | Afghanistan | AFG | 2022-01-02 | v8 | TRUE
https://raw.githubusercontent.com/mrc-ide/global-lmic-reports/master/AFG/projections.csv | 2021-01-19 | hospital_demand | 171.88 | 184.59 | 193.15 | 194.26 | 202.97 | 222.72 | Relax Interventions 50% | Afghanistan | AFG | 2022-01-02 | v8 | TRUE
https://raw.githubusercontent.com/mrc-ide/global-lmic-reports/master/AFG/projections.csv | 2021-01-19 | ICU_demand | 78.47 | 84.18 | 87.48 | 88.31 | 92.06 | 100.05 | Relax Interventions 50% | Afghanistan | AFG | 2022-01-02 | v8 | TRUE
https://raw.githubusercontent.com/mrc-ide/global-lmic-reports/master/AFG/projections.csv | 2021-01-19 | hospital_incidence | 10.79 | 11.83 | 12.27 | 12.29 | 12.7 | 14.09 | Relax Interventions 50% | Afghanistan | AFG | 2022-01-02 | v8 | TRUE
https://raw.githubusercontent.com/mrc-ide/global-lmic-reports/master/AFG/projections.csv | 2021-01-19 | ICU_incidence | 3.09 | 3.38 | 3.51 | 3.51 | 3.63 | 4.03 | Relax Interventions 50% | Afghanistan | AFG | 2022-01-02 | v8 | TRUE
https://raw.githubusercontent.com/mrc-ide/global-lmic-reports/master/AFG/projections.csv | 2021-01-19 | prevalence | 6217.42 | 6822.99 | 7067.41 | 7067.9 | 7324.11 | 8033.81 | Relax Interventions 50% | Afghanistan | AFG | 2022-01-02 | v8 | TRUE
https://raw.githubusercontent.com/mrc-ide/global-lmic-reports/master/AFG/projections.csv | 2021-01-19 | cumulative_infections | 1009753.05 | 1048001.39 | 1082578.16 | 1085080.78 | 1099299.35 | 1201120.32 | Relax Interventions 50% | Afghanistan | AFG | 2022-01-02 | v8 | TRUE
https://raw.githubusercontent.com/mrc-ide/global-lmic-reports/master/AFG/projections.csv | 2021-01-19 | cumulative_deaths | 2117.33 | 2216.09 | 2287.77 | 2293.53 | 2333.73 | 2566.09 | Relax Interventions 50% | Afghanistan | AFG | 2022-01-02 | v8 | TRUE
https://raw.githubusercontent.com/mrc-ide/global-lmic-reports/master/AFG/projections.csv | 2021-01-19 | Rt | 0.62 | 0.65 | 0.66 | 0.66 | 0.67 | 0.7 | Relax Interventions 50% | Afghanistan | AFG | 2022-01-02 | v8 | TRUE
https://raw.githubusercontent.com/mrc-ide/global-lmic-reports/master/AFG/projections.csv | 2021-01-19 | Reff | 0.61 | 0.63 | 0.64 | 0.64 | 0.66 | 0.68 | Relax Interventions 50% | Afghanistan | AFG | 2022-01-02 | v8 | TRUE
https://raw.githubusercontent.com/mrc-ide/global-lmic-reports/master/AFG/projections.csv | 2021-01-19 | infections | 671.65 | 718.36 | 766.28 | 766.69 | 805.71 | 876.44 | Surged Additional 50% Reduction | Afghanistan | AFG | 2022-01-02 | v8 | TRUE
https://raw.githubusercontent.com/mrc-ide/global-lmic-reports/master/AFG/projections.csv | 2021-01-19 | deaths | 5.29 | 5.66 | 5.96 | 5.97 | 6.23 | 6.71 | Surged Additional 50% Reduction | Afghanistan | AFG | 2022-01-02 | v8 | TRUE
https://raw.githubusercontent.com/mrc-ide/global-lmic-reports/master/AFG/projections.csv | 2021-01-19 | hospital_demand | 168.58 | 179.97 | 190.24 | 190.45 | 199.92 | 214.26 | Surged Additional 50% Reduction | Afghanistan | AFG | 2022-01-02 | v8 | TRUE
https://raw.githubusercontent.com/mrc-ide/global-lmic-reports/master/AFG/projections.csv | 2021-01-19 | ICU_demand | 76.77 | 82.2 | 86.48 | 86.56 | 90.11 | 97.45 | Surged Additional 50% Reduction | Afghanistan | AFG | 2022-01-02 | v8 | TRUE
https://raw.githubusercontent.com/mrc-ide/global-lmic-reports/master/AFG/projections.csv | 2021-01-19 | hospital_incidence | 10.69 | 11.4 | 12.01 | 12.05 | 12.67 | 13.58 | Surged Additional 50% Reduction | Afghanistan | AFG | 2022-01-02 | v8 | TRUE
https://raw.githubusercontent.com/mrc-ide/global-lmic-reports/master/AFG/projections.csv | 2021-01-19 | ICU_incidence | 3.06 | 3.26 | 3.43 | 3.45 | 3.62 | 3.88 | Surged Additional 50% Reduction | Afghanistan | AFG | 2022-01-02 | v8 | TRUE
https://raw.githubusercontent.com/mrc-ide/global-lmic-reports/master/AFG/projections.csv | 2021-01-19 | prevalence | 6134.48 | 6559.39 | 6919.28 | 6936.49 | 7293.27 | 7852.63 | Surged Additional 50% Reduction | Afghanistan | AFG | 2022-01-02 | v8 | TRUE
https://raw.githubusercontent.com/mrc-ide/global-lmic-reports/master/AFG/projections.csv | 2021-01-19 | cumulative_infections | 1001537.08 | 1045660.23 | 1074395.75 | 1073928.4 | 1103171.36 | 1154018.33 | Surged Additional 50% Reduction | Afghanistan | AFG | 2022-01-02 | v8 | TRUE
https://raw.githubusercontent.com/mrc-ide/global-lmic-reports/master/AFG/projections.csv | 2021-01-19 | cumulative_deaths | 2106.84 | 2198.08 | 2262.42 | 2257.07 | 2319.05 | 2424.33 | Surged Additional 50% Reduction | Afghanistan | AFG | 2022-01-02 | v8 | TRUE
https://raw.githubusercontent.com/mrc-ide/global-lmic-reports/master/AFG/projections.csv | 2021-01-19 | Rt | 0.63 | 0.65 | 0.66 | 0.66 | 0.67 | 0.69 | Surged Additional 50% Reduction | Afghanistan | AFG | 2022-01-02 | v8 | TRUE
https://raw.githubusercontent.com/mrc-ide/global-lmic-reports/master/AFG/projections.csv | 2021-01-19 | Reff | 0.61 | 0.63 | 0.65 | 0.64 | 0.66 | 0.67 | Surged Additional 50% Reduction | Afghanistan | AFG | 2022-01-02 | v8 | TRUE
https://raw.githubusercontent.com/mrc-ide/global-lmic-reports/master/AFG/projections.csv | 2021-01-19 | infections | 671.65 | 718.36 | 766.28 | 766.69 | 805.71 | 876.44 | Surged Maintain Status Quo | Afghanistan | AFG | 2022-01-02 | v8 | TRUE
https://raw.githubusercontent.com/mrc-ide/global-lmic-reports/master/AFG/projections.csv | 2021-01-19 | deaths | 5.29 | 5.66 | 5.96 | 5.97 | 6.23 | 6.71 | Surged Maintain Status Quo | Afghanistan | AFG | 2022-01-02 | v8 | TRUE
https://raw.githubusercontent.com/mrc-ide/global-lmic-reports/master/AFG/projections.csv | 2021-01-19 | hospital_demand | 168.58 | 179.97 | 190.24 | 190.45 | 199.92 | 214.26 | Surged Maintain Status Quo | Afghanistan | AFG | 2022-01-02 | v8 | TRUE
https://raw.githubusercontent.com/mrc-ide/global-lmic-reports/master/AFG/projections.csv | 2021-01-19 | ICU_demand | 76.77 | 82.2 | 86.48 | 86.56 | 90.11 | 97.45 | Surged Maintain Status Quo | Afghanistan | AFG | 2022-01-02 | v8 | TRUE
https://raw.githubusercontent.com/mrc-ide/global-lmic-reports/master/AFG/projections.csv | 2021-01-19 | hospital_incidence | 10.69 | 11.4 | 12.01 | 12.05 | 12.67 | 13.58 | Surged Maintain Status Quo | Afghanistan | AFG | 2022-01-02 | v8 | TRUE
https://raw.githubusercontent.com/mrc-ide/global-lmic-reports/master/AFG/projections.csv | 2021-01-19 | ICU_incidence | 3.06 | 3.26 | 3.43 | 3.45 | 3.62 | 3.88 | Surged Maintain Status Quo | Afghanistan | AFG | 2022-01-02 | v8 | TRUE
https://raw.githubusercontent.com/mrc-ide/global-lmic-reports/master/AFG/projections.csv | 2021-01-19 | prevalence | 6134.48 | 6559.39 | 6919.28 | 6936.49 | 7293.27 | 7852.63 | Surged Maintain Status Quo | Afghanistan | AFG | 2022-01-02 | v8 | TRUE
https://raw.githubusercontent.com/mrc-ide/global-lmic-reports/master/AFG/projections.csv | 2021-01-19 | cumulative_infections | 1001537.08 | 1045660.23 | 1074395.75 | 1073928.4 | 1103171.36 | 1154018.33 | Surged Maintain Status Quo | Afghanistan | AFG | 2022-01-02 | v8 | TRUE
https://raw.githubusercontent.com/mrc-ide/global-lmic-reports/master/AFG/projections.csv | 2021-01-19 | cumulative_deaths | 2106.84 | 2198.08 | 2262.42 | 2257.07 | 2319.05 | 2424.33 | Surged Maintain Status Quo | Afghanistan | AFG | 2022-01-02 | v8 | TRUE
https://raw.githubusercontent.com/mrc-ide/global-lmic-reports/master/AFG/projections.csv | 2021-01-19 | Rt | 0.63 | 0.65 | 0.66 | 0.66 | 0.67 | 0.69 | Surged Maintain Status Quo | Afghanistan | AFG | 2022-01-02 | v8 | TRUE
https://raw.githubusercontent.com/mrc-ide/global-lmic-reports/master/AFG/projections.csv | 2021-01-19 | Reff | 0.61 | 0.63 | 0.65 | 0.64 | 0.66 | 0.67 | Surged Maintain Status Quo | Afghanistan | AFG | 2022-01-02 | v8 | TRUE
https://raw.githubusercontent.com/mrc-ide/global-lmic-reports/master/AFG/projections.csv | 2021-01-19 | infections | 671.65 | 718.36 | 766.28 | 766.69 | 805.71 | 876.44 | Surged Optimistic | Afghanistan | AFG | 2022-01-02 | v8 | TRUE
https://raw.githubusercontent.com/mrc-ide/global-lmic-reports/master/AFG/projections.csv | 2021-01-19 | deaths | 5.29 | 5.66 | 5.96 | 5.97 | 6.23 | 6.71 | Surged Optimistic | Afghanistan | AFG | 2022-01-02 | v8 | TRUE
https://raw.githubusercontent.com/mrc-ide/global-lmic-reports/master/AFG/projections.csv | 2021-01-19 | hospital_demand | 168.58 | 179.97 | 190.24 | 190.45 | 199.92 | 214.26 | Surged Optimistic | Afghanistan | AFG | 2022-01-02 | v8 | TRUE
https://raw.githubusercontent.com/mrc-ide/global-lmic-reports/master/AFG/projections.csv | 2021-01-19 | ICU_demand | 76.77 | 82.2 | 86.48 | 86.56 | 90.11 | 97.45 | Surged Optimistic | Afghanistan | AFG | 2022-01-02 | v8 | TRUE
https://raw.githubusercontent.com/mrc-ide/global-lmic-reports/master/AFG/projections.csv | 2021-01-19 | hospital_incidence | 10.69 | 11.4 | 12.01 | 12.05 | 12.67 | 13.58 | Surged Optimistic | Afghanistan | AFG | 2022-01-02 | v8 | TRUE
https://raw.githubusercontent.com/mrc-ide/global-lmic-reports/master/AFG/projections.csv | 2021-01-19 | ICU_incidence | 3.06 | 3.26 | 3.43 | 3.45 | 3.62 | 3.88 | Surged Optimistic | Afghanistan | AFG | 2022-01-02 | v8 | TRUE
https://raw.githubusercontent.com/mrc-ide/global-lmic-reports/master/AFG/projections.csv | 2021-01-19 | prevalence | 6134.48 | 6559.39 | 6919.28 | 6936.49 | 7293.27 | 7852.63 | Surged Optimistic | Afghanistan | AFG | 2022-01-02 | v8 | TRUE
https://raw.githubusercontent.com/mrc-ide/global-lmic-reports/master/AFG/projections.csv | 2021-01-19 | cumulative_infections | 1001537.08 | 1045660.23 | 1074395.75 | 1073928.4 | 1103171.36 | 1154018.33 | Surged Optimistic | Afghanistan | AFG | 2022-01-02 | v8 | TRUE
https://raw.githubusercontent.com/mrc-ide/global-lmic-reports/master/AFG/projections.csv | 2021-01-19 | cumulative_deaths | 2106.84 | 2198.08 | 2262.42 | 2257.07 | 2319.05 | 2424.33 | Surged Optimistic | Afghanistan | AFG | 2022-01-02 | v8 | TRUE
https://raw.githubusercontent.com/mrc-ide/global-lmic-reports/master/AFG/projections.csv | 2021-01-19 | Rt | 0.63 | 0.65 | 0.66 | 0.66 | 0.67 | 0.69 | Surged Optimistic | Afghanistan | AFG | 2022-01-02 | v8 | TRUE
https://raw.githubusercontent.com/mrc-ide/global-lmic-reports/master/AFG/projections.csv | 2021-01-19 | Reff | 0.61 | 0.63 | 0.65 | 0.64 | 0.66 | 0.67 | Surged Optimistic | Afghanistan | AFG | 2022-01-02 | v8 | TRUE
https://raw.githubusercontent.com/mrc-ide/global-lmic-reports/master/AFG/projections.csv | 2021-01-19 | infections | 671.65 | 718.36 | 766.28 | 766.69 | 805.71 | 876.44 | Surged Pessimistic | Afghanistan | AFG | 2022-01-02 | v8 | TRUE
https://raw.githubusercontent.com/mrc-ide/global-lmic-reports/master/AFG/projections.csv | 2021-01-19 | deaths | 5.29 | 5.66 | 5.96 | 5.97 | 6.23 | 6.71 | Surged Pessimistic | Afghanistan | AFG | 2022-01-02 | v8 | TRUE
https://raw.githubusercontent.com/mrc-ide/global-lmic-reports/master/AFG/projections.csv | 2021-01-19 | hospital_demand | 168.58 | 179.97 | 190.24 | 190.45 | 199.92 | 214.26 | Surged Pessimistic | Afghanistan | AFG | 2022-01-02 | v8 | TRUE
https://raw.githubusercontent.com/mrc-ide/global-lmic-reports/master/AFG/projections.csv | 2021-01-19 | ICU_demand | 76.77 | 82.2 | 86.48 | 86.56 | 90.11 | 97.45 | Surged Pessimistic | Afghanistan | AFG | 2022-01-02 | v8 | TRUE
https://raw.githubusercontent.com/mrc-ide/global-lmic-reports/master/AFG/projections.csv | 2021-01-19 | hospital_incidence | 10.69 | 11.4 | 12.01 | 12.05 | 12.67 | 13.58 | Surged Pessimistic | Afghanistan | AFG | 2022-01-02 | v8 | TRUE
https://raw.githubusercontent.com/mrc-ide/global-lmic-reports/master/AFG/projections.csv | 2021-01-19 | ICU_incidence | 3.06 | 3.26 | 3.43 | 3.45 | 3.62 | 3.88 | Surged Pessimistic | Afghanistan | AFG | 2022-01-02 | v8 | TRUE
https://raw.githubusercontent.com/mrc-ide/global-lmic-reports/master/AFG/projections.csv | 2021-01-19 | prevalence | 6134.48 | 6559.39 | 6919.28 | 6936.49 | 7293.27 | 7852.63 | Surged Pessimistic | Afghanistan | AFG | 2022-01-02 | v8 | TRUE
https://raw.githubusercontent.com/mrc-ide/global-lmic-reports/master/AFG/projections.csv | 2021-01-19 | cumulative_infections | 1001537.08 | 1045660.23 | 1074395.75 | 1073928.4 | 1103171.36 | 1154018.33 | Surged Pessimistic | Afghanistan | AFG | 2022-01-02 | v8 | TRUE
https://raw.githubusercontent.com/mrc-ide/global-lmic-reports/master/AFG/projections.csv | 2021-01-19 | cumulative_deaths | 2106.84 | 2198.08 | 2262.42 | 2257.07 | 2319.05 | 2424.33 | Surged Pessimistic | Afghanistan | AFG | 2022-01-02 | v8 | TRUE
https://raw.githubusercontent.com/mrc-ide/global-lmic-reports/master/AFG/projections.csv | 2021-01-19 | Rt | 0.63 | 0.65 | 0.66 | 0.66 | 0.67 | 0.69 | Surged Pessimistic | Afghanistan | AFG | 2022-01-02 | v8 | TRUE
https://raw.githubusercontent.com/mrc-ide/global-lmic-reports/master/AFG/projections.csv | 2021-01-19 | Reff | 0.61 | 0.63 | 0.65 | 0.64 | 0.66 | 0.67 | Surged Pessimistic | Afghanistan | AFG | 2022-01-02 | v8 | TRUE
https://raw.githubusercontent.com/mrc-ide/global-lmic-reports/master/AFG/projections.csv | 2021-01-19 | infections | 671.65 | 718.36 | 766.28 | 766.69 | 805.71 | 876.44 | Surged Relax Interventions 50% | Afghanistan | AFG | 2022-01-02 | v8 | TRUE
https://raw.githubusercontent.com/mrc-ide/global-lmic-reports/master/AFG/projections.csv | 2021-01-19 | deaths | 5.29 | 5.66 | 5.96 | 5.97 | 6.23 | 6.71 | Surged Relax Interventions 50% | Afghanistan | AFG | 2022-01-02 | v8 | TRUE
https://raw.githubusercontent.com/mrc-ide/global-lmic-reports/master/AFG/projections.csv | 2021-01-19 | hospital_demand | 168.58 | 179.97 | 190.24 | 190.45 | 199.92 | 214.26 | Surged Relax Interventions 50% | Afghanistan | AFG | 2022-01-02 | v8 | TRUE
https://raw.githubusercontent.com/mrc-ide/global-lmic-reports/master/AFG/projections.csv | 2021-01-19 | ICU_demand | 76.77 | 82.2 | 86.48 | 86.56 | 90.11 | 97.45 | Surged Relax Interventions 50% | Afghanistan | AFG | 2022-01-02 | v8 | TRUE
https://raw.githubusercontent.com/mrc-ide/global-lmic-reports/master/AFG/projections.csv | 2021-01-19 | hospital_incidence | 10.69 | 11.4 | 12.01 | 12.05 | 12.67 | 13.58 | Surged Relax Interventions 50% | Afghanistan | AFG | 2022-01-02 | v8 | TRUE
https://raw.githubusercontent.com/mrc-ide/global-lmic-reports/master/AFG/projections.csv | 2021-01-19 | ICU_incidence | 3.06 | 3.26 | 3.43 | 3.45 | 3.62 | 3.88 | Surged Relax Interventions 50% | Afghanistan | AFG | 2022-01-02 | v8 | TRUE
https://raw.githubusercontent.com/mrc-ide/global-lmic-reports/master/AFG/projections.csv | 2021-01-19 | prevalence | 6134.48 | 6559.39 | 6919.28 | 6936.49 | 7293.27 | 7852.63 | Surged Relax Interventions 50% | Afghanistan | AFG | 2022-01-02 | v8 | TRUE
https://raw.githubusercontent.com/mrc-ide/global-lmic-reports/master/AFG/projections.csv | 2021-01-19 | cumulative_infections | 1001537.08 | 1045660.23 | 1074395.75 | 1073928.4 | 1103171.36 | 1154018.33 | Surged Relax Interventions 50% | Afghanistan | AFG | 2022-01-02 | v8 | TRUE
https://raw.githubusercontent.com/mrc-ide/global-lmic-reports/master/AFG/projections.csv | 2021-01-19 | cumulative_deaths | 2106.84 | 2198.08 | 2262.42 | 2257.07 | 2319.05 | 2424.33 | Surged Relax Interventions 50% | Afghanistan | AFG | 2022-01-02 | v8 | TRUE
https://raw.githubusercontent.com/mrc-ide/global-lmic-reports/master/AFG/projections.csv | 2021-01-19 | Rt | 0.63 | 0.65 | 0.66 | 0.66 | 0.67 | 0.69 | Surged Relax Interventions 50% | Afghanistan | AFG | 2022-01-02 | v8 | TRUE
https://raw.githubusercontent.com/mrc-ide/global-lmic-reports/master/AFG/projections.csv | 2021-01-19 | Reff | 0.61 | 0.63 | 0.65 | 0.64 | 0.66 | 0.67 | Surged Relax Interventions 50% | Afghanistan | AFG | 2022-01-02 | v8 | TRUE
https://raw.githubusercontent.com/mrc-ide/global-lmic-reports/master/AFG/projections.csv | 2021-01-20 | infections | 635.13 | 698.58 | 727.38 | 727.75 | 764.7 | 820.09 | Additional 50% Reduction | Afghanistan | AFG | 2022-01-02 | v8 | TRUE
https://raw.githubusercontent.com/mrc-ide/global-lmic-reports/master/AFG/projections.csv | 2021-01-20 | deaths | 5.13 | 5.5 | 5.73 | 5.79 | 6.04 | 6.61 | Additional 50% Reduction | Afghanistan | AFG | 2022-01-02 | v8 | TRUE
https://raw.githubusercontent.com/mrc-ide/global-lmic-reports/master/AFG/projections.csv | 2021-01-20 | hospital_demand | 162.19 | 174.55 | 182.65 | 183.37 | 191.5 | 210.21 | Additional 50% Reduction | Afghanistan | AFG | 2022-01-02 | v8 | TRUE
https://raw.githubusercontent.com/mrc-ide/global-lmic-reports/master/AFG/projections.csv | 2021-01-20 | ICU_demand | 74.58 | 80.1 | 83.25 | 83.99 | 87.61 | 95.23 | Additional 50% Reduction | Afghanistan | AFG | 2022-01-02 | v8 | TRUE
https://raw.githubusercontent.com/mrc-ide/global-lmic-reports/master/AFG/projections.csv | 2021-01-20 | hospital_incidence | 10.11 | 11.08 | 11.49 | 11.49 | 11.91 | 13.08 | Additional 50% Reduction | Afghanistan | AFG | 2022-01-02 | v8 | TRUE
https://raw.githubusercontent.com/mrc-ide/global-lmic-reports/master/AFG/projections.csv | 2021-01-20 | ICU_incidence | 2.89 | 3.17 | 3.28 | 3.29 | 3.4 | 3.74 | Additional 50% Reduction | Afghanistan | AFG | 2022-01-02 | v8 | TRUE
https://raw.githubusercontent.com/mrc-ide/global-lmic-reports/master/AFG/projections.csv | 2021-01-20 | prevalence | 5849.5 | 6418.74 | 6652.14 | 6653.04 | 6905.42 | 7542.15 | Additional 50% Reduction | Afghanistan | AFG | 2022-01-02 | v8 | TRUE
https://raw.githubusercontent.com/mrc-ide/global-lmic-reports/master/AFG/projections.csv | 2021-01-20 | cumulative_infections | 1010454.91 | 1048681.7 | 1083232.12 | 1085808.53 | 1100070.51 | 1201852.51 | Additional 50% Reduction | Afghanistan | AFG | 2022-01-02 | v8 | TRUE
https://raw.githubusercontent.com/mrc-ide/global-lmic-reports/master/AFG/projections.csv | 2021-01-20 | cumulative_deaths | 2123.14 | 2221.58 | 2293.62 | 2299.31 | 2339.06 | 2572.11 | Additional 50% Reduction | Afghanistan | AFG | 2022-01-02 | v8 | TRUE
https://raw.githubusercontent.com/mrc-ide/global-lmic-reports/master/AFG/projections.csv | 2021-01-20 | Rt | 0.62 | 0.65 | 0.66 | 0.66 | 0.67 | 0.69 | Additional 50% Reduction | Afghanistan | AFG | 2022-01-02 | v8 | TRUE
https://raw.githubusercontent.com/mrc-ide/global-lmic-reports/master/AFG/projections.csv | 2021-01-20 | Reff | 0.6 | 0.63 | 0.64 | 0.64 | 0.65 | 0.68 | Additional 50% Reduction | Afghanistan | AFG | 2022-01-02 | v8 | TRUE
https://raw.githubusercontent.com/mrc-ide/global-lmic-reports/master/AFG/projections.csv | 2021-01-20 | infections | 635.13 | 698.58 | 727.38 | 727.75 | 764.7 | 820.09 | Maintain Status Quo | Afghanistan | AFG | 2022-01-02 | v8 | TRUE
https://raw.githubusercontent.com/mrc-ide/global-lmic-reports/master/AFG/projections.csv | 2021-01-20 | deaths | 5.13 | 5.5 | 5.73 | 5.79 | 6.04 | 6.61 | Maintain Status Quo | Afghanistan | AFG | 2022-01-02 | v8 | TRUE
https://raw.githubusercontent.com/mrc-ide/global-lmic-reports/master/AFG/projections.csv | 2021-01-20 | hospital_demand | 162.19 | 174.55 | 182.65 | 183.37 | 191.5 | 210.21 | Maintain Status Quo | Afghanistan | AFG | 2022-01-02 | v8 | TRUE
https://raw.githubusercontent.com/mrc-ide/global-lmic-reports/master/AFG/projections.csv | 2021-01-20 | ICU_demand | 74.58 | 80.1 | 83.25 | 83.99 | 87.61 | 95.23 | Maintain Status Quo | Afghanistan | AFG | 2022-01-02 | v8 | TRUE
https://raw.githubusercontent.com/mrc-ide/global-lmic-reports/master/AFG/projections.csv | 2021-01-20 | hospital_incidence | 10.11 | 11.08 | 11.49 | 11.49 | 11.91 | 13.08 | Maintain Status Quo | Afghanistan | AFG | 2022-01-02 | v8 | TRUE
https://raw.githubusercontent.com/mrc-ide/global-lmic-reports/master/AFG/projections.csv | 2021-01-20 | ICU_incidence | 2.89 | 3.17 | 3.28 | 3.29 | 3.4 | 3.74 | Maintain Status Quo | Afghanistan | AFG | 2022-01-02 | v8 | TRUE
https://raw.githubusercontent.com/mrc-ide/global-lmic-reports/master/AFG/projections.csv | 2021-01-20 | prevalence | 5849.5 | 6418.74 | 6652.14 | 6653.04 | 6905.42 | 7542.15 | Maintain Status Quo | Afghanistan | AFG | 2022-01-02 | v8 | TRUE
https://raw.githubusercontent.com/mrc-ide/global-lmic-reports/master/AFG/projections.csv | 2021-01-20 | cumulative_infections | 1010454.91 | 1048681.7 | 1083232.12 | 1085808.53 | 1100070.51 | 1201852.51 | Maintain Status Quo | Afghanistan | AFG | 2022-01-02 | v8 | TRUE
https://raw.githubusercontent.com/mrc-ide/global-lmic-reports/master/AFG/projections.csv | 2021-01-20 | cumulative_deaths | 2123.14 | 2221.58 | 2293.62 | 2299.31 | 2339.06 | 2572.11 | Maintain Status Quo | Afghanistan | AFG | 2022-01-02 | v8 | TRUE
https://raw.githubusercontent.com/mrc-ide/global-lmic-reports/master/AFG/projections.csv | 2021-01-20 | Rt | 0.62 | 0.65 | 0.66 | 0.66 | 0.67 | 0.69 | Maintain Status Quo | Afghanistan | AFG | 2022-01-02 | v8 | TRUE
https://raw.githubusercontent.com/mrc-ide/global-lmic-reports/master/AFG/projections.csv | 2021-01-20 | Reff | 0.6 | 0.63 | 0.64 | 0.64 | 0.65 | 0.68 | Maintain Status Quo | Afghanistan | AFG | 2022-01-02 | v8 | TRUE
https://raw.githubusercontent.com/mrc-ide/global-lmic-reports/master/AFG/projections.csv | 2021-01-20 | infections | 635.13 | 698.58 | 727.38 | 727.75 | 764.7 | 820.09 | Optimistic | Afghanistan | AFG | 2022-01-02 | v8 | TRUE
https://raw.githubusercontent.com/mrc-ide/global-lmic-reports/master/AFG/projections.csv | 2021-01-20 | deaths | 5.13 | 5.5 | 5.73 | 5.79 | 6.04 | 6.61 | Optimistic | Afghanistan | AFG | 2022-01-02 | v8 | TRUE
https://raw.githubusercontent.com/mrc-ide/global-lmic-reports/master/AFG/projections.csv | 2021-01-20 | hospital_demand | 162.19 | 174.55 | 182.65 | 183.37 | 191.5 | 210.21 | Optimistic | Afghanistan | AFG | 2022-01-02 | v8 | TRUE
https://raw.githubusercontent.com/mrc-ide/global-lmic-reports/master/AFG/projections.csv | 2021-01-20 | ICU_demand | 74.58 | 80.1 | 83.25 | 83.99 | 87.61 | 95.23 | Optimistic | Afghanistan | AFG | 2022-01-02 | v8 | TRUE
https://raw.githubusercontent.com/mrc-ide/global-lmic-reports/master/AFG/projections.csv | 2021-01-20 | hospital_incidence | 10.11 | 11.08 | 11.49 | 11.49 | 11.91 | 13.08 | Optimistic | Afghanistan | AFG | 2022-01-02 | v8 | TRUE
https://raw.githubusercontent.com/mrc-ide/global-lmic-reports/master/AFG/projections.csv | 2021-01-20 | ICU_incidence | 2.89 | 3.17 | 3.28 | 3.29 | 3.4 | 3.74 | Optimistic | Afghanistan | AFG | 2022-01-02 | v8 | TRUE
https://raw.githubusercontent.com/mrc-ide/global-lmic-reports/master/AFG/projections.csv | 2021-01-20 | prevalence | 5849.5 | 6418.74 | 6652.14 | 6653.04 | 6905.42 | 7542.15 | Optimistic | Afghanistan | AFG | 2022-01-02 | v8 | TRUE
https://raw.githubusercontent.com/mrc-ide/global-lmic-reports/master/AFG/projections.csv | 2021-01-20 | cumulative_infections | 1010454.91 | 1048681.7 | 1083232.12 | 1085808.53 | 1100070.51 | 1201852.51 | Optimistic | Afghanistan | AFG | 2022-01-02 | v8 | TRUE
https://raw.githubusercontent.com/mrc-ide/global-lmic-reports/master/AFG/projections.csv | 2021-01-20 | cumulative_deaths | 2123.14 | 2221.58 | 2293.62 | 2299.31 | 2339.06 | 2572.11 | Optimistic | Afghanistan | AFG | 2022-01-02 | v8 | TRUE
https://raw.githubusercontent.com/mrc-ide/global-lmic-reports/master/AFG/projections.csv | 2021-01-20 | Rt | 0.62 | 0.65 | 0.66 | 0.66 | 0.67 | 0.69 | Optimistic | Afghanistan | AFG | 2022-01-02 | v8 | TRUE
https://raw.githubusercontent.com/mrc-ide/global-lmic-reports/master/AFG/projections.csv | 2021-01-20 | Reff | 0.6 | 0.63 | 0.64 | 0.64 | 0.65 | 0.68 | Optimistic | Afghanistan | AFG | 2022-01-02 | v8 | TRUE
https://raw.githubusercontent.com/mrc-ide/global-lmic-reports/master/AFG/projections.csv | 2021-01-20 | infections | 635.13 | 698.58 | 727.38 | 727.75 | 764.7 | 820.09 | Pessimistic | Afghanistan | AFG | 2022-01-02 | v8 | TRUE
https://raw.githubusercontent.com/mrc-ide/global-lmic-reports/master/AFG/projections.csv | 2021-01-20 | deaths | 5.13 | 5.5 | 5.73 | 5.79 | 6.04 | 6.61 | Pessimistic | Afghanistan | AFG | 2022-01-02 | v8 | TRUE
https://raw.githubusercontent.com/mrc-ide/global-lmic-reports/master/AFG/projections.csv | 2021-01-20 | hospital_demand | 162.19 | 174.55 | 182.65 | 183.37 | 191.5 | 210.21 | Pessimistic | Afghanistan | AFG | 2022-01-02 | v8 | TRUE
https://raw.githubusercontent.com/mrc-ide/global-lmic-reports/master/AFG/projections.csv | 2021-01-20 | ICU_demand | 74.58 | 80.1 | 83.25 | 83.99 | 87.61 | 95.23 | Pessimistic | Afghanistan | AFG | 2022-01-02 | v8 | TRUE
https://raw.githubusercontent.com/mrc-ide/global-lmic-reports/master/AFG/projections.csv | 2021-01-20 | hospital_incidence | 10.11 | 11.08 | 11.49 | 11.49 | 11.91 | 13.08 | Pessimistic | Afghanistan | AFG | 2022-01-02 | v8 | TRUE
https://raw.githubusercontent.com/mrc-ide/global-lmic-reports/master/AFG/projections.csv | 2021-01-20 | ICU_incidence | 2.89 | 3.17 | 3.28 | 3.29 | 3.4 | 3.74 | Pessimistic | Afghanistan | AFG | 2022-01-02 | v8 | TRUE
https://raw.githubusercontent.com/mrc-ide/global-lmic-reports/master/AFG/projections.csv | 2021-01-20 | prevalence | 5849.5 | 6418.74 | 6652.14 | 6653.04 | 6905.42 | 7542.15 | Pessimistic | Afghanistan | AFG | 2022-01-02 | v8 | TRUE
https://raw.githubusercontent.com/mrc-ide/global-lmic-reports/master/AFG/projections.csv | 2021-01-20 | cumulative_infections | 1010454.91 | 1048681.7 | 1083232.12 | 1085808.53 | 1100070.51 | 1201852.51 | Pessimistic | Afghanistan | AFG | 2022-01-02 | v8 | TRUE
https://raw.githubusercontent.com/mrc-ide/global-lmic-reports/master/AFG/projections.csv | 2021-01-20 | cumulative_deaths | 2123.14 | 2221.58 | 2293.62 | 2299.31 | 2339.06 | 2572.11 | Pessimistic | Afghanistan | AFG | 2022-01-02 | v8 | TRUE
https://raw.githubusercontent.com/mrc-ide/global-lmic-reports/master/AFG/projections.csv | 2021-01-20 | Rt | 0.62 | 0.65 | 0.66 | 0.66 | 0.67 | 0.69 | Pessimistic | Afghanistan | AFG | 2022-01-02 | v8 | TRUE
https://raw.githubusercontent.com/mrc-ide/global-lmic-reports/master/AFG/projections.csv | 2021-01-20 | Reff | 0.6 | 0.63 | 0.64 | 0.64 | 0.65 | 0.68 | Pessimistic | Afghanistan | AFG | 2022-01-02 | v8 | TRUE
https://raw.githubusercontent.com/mrc-ide/global-lmic-reports/master/AFG/projections.csv | 2021-01-20 | infections | 635.13 | 698.58 | 727.38 | 727.75 | 764.7 | 820.09 | Relax Interventions 50% | Afghanistan | AFG | 2022-01-02 | v8 | TRUE
https://raw.githubusercontent.com/mrc-ide/global-lmic-reports/master/AFG/projections.csv | 2021-01-20 | deaths | 5.13 | 5.5 | 5.73 | 5.79 | 6.04 | 6.61 | Relax Interventions 50% | Afghanistan | AFG | 2022-01-02 | v8 | TRUE
https://raw.githubusercontent.com/mrc-ide/global-lmic-reports/master/AFG/projections.csv | 2021-01-20 | hospital_demand | 162.19 | 174.55 | 182.65 | 183.37 | 191.5 | 210.21 | Relax Interventions 50% | Afghanistan | AFG | 2022-01-02 | v8 | TRUE
https://raw.githubusercontent.com/mrc-ide/global-lmic-reports/master/AFG/projections.csv | 2021-01-20 | ICU_demand | 74.58 | 80.1 | 83.25 | 83.99 | 87.61 | 95.23 | Relax Interventions 50% | Afghanistan | AFG | 2022-01-02 | v8 | TRUE
https://raw.githubusercontent.com/mrc-ide/global-lmic-reports/master/AFG/projections.csv | 2021-01-20 | hospital_incidence | 10.11 | 11.08 | 11.49 | 11.49 | 11.91 | 13.08 | Relax Interventions 50% | Afghanistan | AFG | 2022-01-02 | v8 | TRUE
https://raw.githubusercontent.com/mrc-ide/global-lmic-reports/master/AFG/projections.csv | 2021-01-20 | ICU_incidence | 2.89 | 3.17 | 3.28 | 3.29 | 3.4 | 3.74 | Relax Interventions 50% | Afghanistan | AFG | 2022-01-02 | v8 | TRUE
https://raw.githubusercontent.com/mrc-ide/global-lmic-reports/master/AFG/projections.csv | 2021-01-20 | prevalence | 5849.5 | 6418.74 | 6652.14 | 6653.04 | 6905.42 | 7542.15 | Relax Interventions 50% | Afghanistan | AFG | 2022-01-02 | v8 | TRUE
https://raw.githubusercontent.com/mrc-ide/global-lmic-reports/master/AFG/projections.csv | 2021-01-20 | cumulative_infections | 1010454.91 | 1048681.7 | 1083232.12 | 1085808.53 | 1100070.51 | 1201852.51 | Relax Interventions 50% | Afghanistan | AFG | 2022-01-02 | v8 | TRUE
https://raw.githubusercontent.com/mrc-ide/global-lmic-reports/master/AFG/projections.csv | 2021-01-20 | cumulative_deaths | 2123.14 | 2221.58 | 2293.62 | 2299.31 | 2339.06 | 2572.11 | Relax Interventions 50% | Afghanistan | AFG | 2022-01-02 | v8 | TRUE
https://raw.githubusercontent.com/mrc-ide/global-lmic-reports/master/AFG/projections.csv | 2021-01-20 | Rt | 0.62 | 0.65 | 0.66 | 0.66 | 0.67 | 0.69 | Relax Interventions 50% | Afghanistan | AFG | 2022-01-02 | v8 | TRUE
https://raw.githubusercontent.com/mrc-ide/global-lmic-reports/master/AFG/projections.csv | 2021-01-20 | Reff | 0.6 | 0.63 | 0.64 | 0.64 | 0.65 | 0.68 | Relax Interventions 50% | Afghanistan | AFG | 2022-01-02 | v8 | TRUE
https://raw.githubusercontent.com/mrc-ide/global-lmic-reports/master/AFG/projections.csv | 2021-01-20 | infections | 624.97 | 670.73 | 715.47 | 714.14 | 750.8 | 813.39 | Surged Additional 50% Reduction | Afghanistan | AFG | 2022-01-02 | v8 | TRUE
https://raw.githubusercontent.com/mrc-ide/global-lmic-reports/master/AFG/projections.csv | 2021-01-20 | deaths | 5.02 | 5.38 | 5.66 | 5.67 | 5.92 | 6.38 | Surged Additional 50% Reduction | Afghanistan | AFG | 2022-01-02 | v8 | TRUE
https://raw.githubusercontent.com/mrc-ide/global-lmic-reports/master/AFG/projections.csv | 2021-01-20 | hospital_demand | 159.16 | 169.8 | 180 | 179.8 | 188.75 | 202.46 | Surged Additional 50% Reduction | Afghanistan | AFG | 2022-01-02 | v8 | TRUE
https://raw.githubusercontent.com/mrc-ide/global-lmic-reports/master/AFG/projections.csv | 2021-01-20 | ICU_demand | 73.01 | 78.12 | 82.21 | 82.33 | 85.85 | 92.73 | Surged Additional 50% Reduction | Afghanistan | AFG | 2022-01-02 | v8 | TRUE
https://raw.githubusercontent.com/mrc-ide/global-lmic-reports/master/AFG/projections.csv | 2021-01-20 | hospital_incidence | 10.03 | 10.68 | 11.22 | 11.28 | 11.82 | 12.71 | Surged Additional 50% Reduction | Afghanistan | AFG | 2022-01-02 | v8 | TRUE
https://raw.githubusercontent.com/mrc-ide/global-lmic-reports/master/AFG/projections.csv | 2021-01-20 | ICU_incidence | 2.87 | 3.05 | 3.21 | 3.22 | 3.38 | 3.63 | Surged Additional 50% Reduction | Afghanistan | AFG | 2022-01-02 | v8 | TRUE
https://raw.githubusercontent.com/mrc-ide/global-lmic-reports/master/AFG/projections.csv | 2021-01-20 | prevalence | 5757.35 | 6184.04 | 6493.09 | 6529.35 | 6851.22 | 7403.42 | Surged Additional 50% Reduction | Afghanistan | AFG | 2022-01-02 | v8 | TRUE
https://raw.githubusercontent.com/mrc-ide/global-lmic-reports/master/AFG/projections.csv | 2021-01-20 | cumulative_infections | 1002190.89 | 1046362.35 | 1075086.02 | 1074642.54 | 1103841.97 | 1154787.25 | Surged Additional 50% Reduction | Afghanistan | AFG | 2022-01-02 | v8 | TRUE
https://raw.githubusercontent.com/mrc-ide/global-lmic-reports/master/AFG/projections.csv | 2021-01-20 | cumulative_deaths | 2112.05 | 2203.56 | 2267.8 | 2262.75 | 2324.9 | 2430.45 | Surged Additional 50% Reduction | Afghanistan | AFG | 2022-01-02 | v8 | TRUE
https://raw.githubusercontent.com/mrc-ide/global-lmic-reports/master/AFG/projections.csv | 2021-01-20 | Rt | 0.63 | 0.65 | 0.66 | 0.66 | 0.67 | 0.69 | Surged Additional 50% Reduction | Afghanistan | AFG | 2022-01-02 | v8 | TRUE
https://raw.githubusercontent.com/mrc-ide/global-lmic-reports/master/AFG/projections.csv | 2021-01-20 | Reff | 0.61 | 0.63 | 0.64 | 0.64 | 0.65 | 0.67 | Surged Additional 50% Reduction | Afghanistan | AFG | 2022-01-02 | v8 | TRUE
https://raw.githubusercontent.com/mrc-ide/global-lmic-reports/master/AFG/projections.csv | 2021-01-20 | infections | 624.97 | 670.73 | 715.47 | 714.14 | 750.8 | 813.39 | Surged Maintain Status Quo | Afghanistan | AFG | 2022-01-02 | v8 | TRUE
https://raw.githubusercontent.com/mrc-ide/global-lmic-reports/master/AFG/projections.csv | 2021-01-20 | deaths | 5.02 | 5.38 | 5.66 | 5.67 | 5.92 | 6.38 | Surged Maintain Status Quo | Afghanistan | AFG | 2022-01-02 | v8 | TRUE
https://raw.githubusercontent.com/mrc-ide/global-lmic-reports/master/AFG/projections.csv | 2021-01-20 | hospital_demand | 159.16 | 169.8 | 180 | 179.8 | 188.75 | 202.46 | Surged Maintain Status Quo | Afghanistan | AFG | 2022-01-02 | v8 | TRUE
https://raw.githubusercontent.com/mrc-ide/global-lmic-reports/master/AFG/projections.csv | 2021-01-20 | ICU_demand | 73.01 | 78.12 | 82.21 | 82.33 | 85.85 | 92.73 | Surged Maintain Status Quo | Afghanistan | AFG | 2022-01-02 | v8 | TRUE
https://raw.githubusercontent.com/mrc-ide/global-lmic-reports/master/AFG/projections.csv | 2021-01-20 | hospital_incidence | 10.03 | 10.68 | 11.22 | 11.28 | 11.82 | 12.71 | Surged Maintain Status Quo | Afghanistan | AFG | 2022-01-02 | v8 | TRUE
https://raw.githubusercontent.com/mrc-ide/global-lmic-reports/master/AFG/projections.csv | 2021-01-20 | ICU_incidence | 2.87 | 3.05 | 3.21 | 3.22 | 3.38 | 3.63 | Surged Maintain Status Quo | Afghanistan | AFG | 2022-01-02 | v8 | TRUE
https://raw.githubusercontent.com/mrc-ide/global-lmic-reports/master/AFG/projections.csv | 2021-01-20 | prevalence | 5757.35 | 6184.04 | 6493.09 | 6529.35 | 6851.22 | 7403.42 | Surged Maintain Status Quo | Afghanistan | AFG | 2022-01-02 | v8 | TRUE
https://raw.githubusercontent.com/mrc-ide/global-lmic-reports/master/AFG/projections.csv | 2021-01-20 | cumulative_infections | 1002190.89 | 1046362.35 | 1075086.02 | 1074642.54 | 1103841.97 | 1154787.25 | Surged Maintain Status Quo | Afghanistan | AFG | 2022-01-02 | v8 | TRUE
https://raw.githubusercontent.com/mrc-ide/global-lmic-reports/master/AFG/projections.csv | 2021-01-20 | cumulative_deaths | 2112.05 | 2203.56 | 2267.8 | 2262.75 | 2324.9 | 2430.45 | Surged Maintain Status Quo | Afghanistan | AFG | 2022-01-02 | v8 | TRUE
https://raw.githubusercontent.com/mrc-ide/global-lmic-reports/master/AFG/projections.csv | 2021-01-20 | Rt | 0.63 | 0.65 | 0.66 | 0.66 | 0.67 | 0.69 | Surged Maintain Status Quo | Afghanistan | AFG | 2022-01-02 | v8 | TRUE
https://raw.githubusercontent.com/mrc-ide/global-lmic-reports/master/AFG/projections.csv | 2021-01-20 | Reff | 0.61 | 0.63 | 0.64 | 0.64 | 0.65 | 0.67 | Surged Maintain Status Quo | Afghanistan | AFG | 2022-01-02 | v8 | TRUE
https://raw.githubusercontent.com/mrc-ide/global-lmic-reports/master/AFG/projections.csv | 2021-01-20 | infections | 624.97 | 670.73 | 715.47 | 714.14 | 750.8 | 813.39 | Surged Optimistic | Afghanistan | AFG | 2022-01-02 | v8 | TRUE
https://raw.githubusercontent.com/mrc-ide/global-lmic-reports/master/AFG/projections.csv | 2021-01-20 | deaths | 5.02 | 5.38 | 5.66 | 5.67 | 5.92 | 6.38 | Surged Optimistic | Afghanistan | AFG | 2022-01-02 | v8 | TRUE
https://raw.githubusercontent.com/mrc-ide/global-lmic-reports/master/AFG/projections.csv | 2021-01-20 | hospital_demand | 159.16 | 169.8 | 180 | 179.8 | 188.75 | 202.46 | Surged Optimistic | Afghanistan | AFG | 2022-01-02 | v8 | TRUE
https://raw.githubusercontent.com/mrc-ide/global-lmic-reports/master/AFG/projections.csv | 2021-01-20 | ICU_demand | 73.01 | 78.12 | 82.21 | 82.33 | 85.85 | 92.73 | Surged Optimistic | Afghanistan | AFG | 2022-01-02 | v8 | TRUE
https://raw.githubusercontent.com/mrc-ide/global-lmic-reports/master/AFG/projections.csv | 2021-01-20 | hospital_incidence | 10.03 | 10.68 | 11.22 | 11.28 | 11.82 | 12.71 | Surged Optimistic | Afghanistan | AFG | 2022-01-02 | v8 | TRUE
https://raw.githubusercontent.com/mrc-ide/global-lmic-reports/master/AFG/projections.csv | 2021-01-20 | ICU_incidence | 2.87 | 3.05 | 3.21 | 3.22 | 3.38 | 3.63 | Surged Optimistic | Afghanistan | AFG | 2022-01-02 | v8 | TRUE
https://raw.githubusercontent.com/mrc-ide/global-lmic-reports/master/AFG/projections.csv | 2021-01-20 | prevalence | 5757.35 | 6184.04 | 6493.09 | 6529.35 | 6851.22 | 7403.42 | Surged Optimistic | Afghanistan | AFG | 2022-01-02 | v8 | TRUE
https://raw.githubusercontent.com/mrc-ide/global-lmic-reports/master/AFG/projections.csv | 2021-01-20 | cumulative_infections | 1002190.89 | 1046362.35 | 1075086.02 | 1074642.54 | 1103841.97 | 1154787.25 | Surged Optimistic | Afghanistan | AFG | 2022-01-02 | v8 | TRUE
https://raw.githubusercontent.com/mrc-ide/global-lmic-reports/master/AFG/projections.csv | 2021-01-20 | cumulative_deaths | 2112.05 | 2203.56 | 2267.8 | 2262.75 | 2324.9 | 2430.45 | Surged Optimistic | Afghanistan | AFG | 2022-01-02 | v8 | TRUE
https://raw.githubusercontent.com/mrc-ide/global-lmic-reports/master/AFG/projections.csv | 2021-01-20 | Rt | 0.63 | 0.65 | 0.66 | 0.66 | 0.67 | 0.69 | Surged Optimistic | Afghanistan | AFG | 2022-01-02 | v8 | TRUE
https://raw.githubusercontent.com/mrc-ide/global-lmic-reports/master/AFG/projections.csv | 2021-01-20 | Reff | 0.61 | 0.63 | 0.64 | 0.64 | 0.65 | 0.67 | Surged Optimistic | Afghanistan | AFG | 2022-01-02 | v8 | TRUE
https://raw.githubusercontent.com/mrc-ide/global-lmic-reports/master/AFG/projections.csv | 2021-01-20 | infections | 624.97 | 670.73 | 715.47 | 714.14 | 750.8 | 813.39 | Surged Pessimistic | Afghanistan | AFG | 2022-01-02 | v8 | TRUE
https://raw.githubusercontent.com/mrc-ide/global-lmic-reports/master/AFG/projections.csv | 2021-01-20 | deaths | 5.02 | 5.38 | 5.66 | 5.67 | 5.92 | 6.38 | Surged Pessimistic | Afghanistan | AFG | 2022-01-02 | v8 | TRUE
https://raw.githubusercontent.com/mrc-ide/global-lmic-reports/master/AFG/projections.csv | 2021-01-20 | hospital_demand | 159.16 | 169.8 | 180 | 179.8 | 188.75 | 202.46 | Surged Pessimistic | Afghanistan | AFG | 2022-01-02 | v8 | TRUE
https://raw.githubusercontent.com/mrc-ide/global-lmic-reports/master/AFG/projections.csv | 2021-01-20 | ICU_demand | 73.01 | 78.12 | 82.21 | 82.33 | 85.85 | 92.73 | Surged Pessimistic | Afghanistan | AFG | 2022-01-02 | v8 | TRUE
https://raw.githubusercontent.com/mrc-ide/global-lmic-reports/master/AFG/projections.csv | 2021-01-20 | hospital_incidence | 10.03 | 10.68 | 11.22 | 11.28 | 11.82 | 12.71 | Surged Pessimistic | Afghanistan | AFG | 2022-01-02 | v8 | TRUE
https://raw.githubusercontent.com/mrc-ide/global-lmic-reports/master/AFG/projections.csv | 2021-01-20 | ICU_incidence | 2.87 | 3.05 | 3.21 | 3.22 | 3.38 | 3.63 | Surged Pessimistic | Afghanistan | AFG | 2022-01-02 | v8 | TRUE
https://raw.githubusercontent.com/mrc-ide/global-lmic-reports/master/AFG/projections.csv | 2021-01-20 | prevalence | 5757.35 | 6184.04 | 6493.09 | 6529.35 | 6851.22 | 7403.42 | Surged Pessimistic | Afghanistan | AFG | 2022-01-02 | v8 | TRUE
https://raw.githubusercontent.com/mrc-ide/global-lmic-reports/master/AFG/projections.csv | 2021-01-20 | cumulative_infections | 1002190.89 | 1046362.35 | 1075086.02 | 1074642.54 | 1103841.97 | 1154787.25 | Surged Pessimistic | Afghanistan | AFG | 2022-01-02 | v8 | TRUE
https://raw.githubusercontent.com/mrc-ide/global-lmic-reports/master/AFG/projections.csv | 2021-01-20 | cumulative_deaths | 2112.05 | 2203.56 | 2267.8 | 2262.75 | 2324.9 | 2430.45 | Surged Pessimistic | Afghanistan | AFG | 2022-01-02 | v8 | TRUE
https://raw.githubusercontent.com/mrc-ide/global-lmic-reports/master/AFG/projections.csv | 2021-01-20 | Rt | 0.63 | 0.65 | 0.66 | 0.66 | 0.67 | 0.69 | Surged Pessimistic | Afghanistan | AFG | 2022-01-02 | v8 | TRUE
https://raw.githubusercontent.com/mrc-ide/global-lmic-reports/master/AFG/projections.csv | 2021-01-20 | Reff | 0.61 | 0.63 | 0.64 | 0.64 | 0.65 | 0.67 | Surged Pessimistic | Afghanistan | AFG | 2022-01-02 | v8 | TRUE
https://raw.githubusercontent.com/mrc-ide/global-lmic-reports/master/AFG/projections.csv | 2021-01-20 | infections | 624.97 | 670.73 | 715.47 | 714.14 | 750.8 | 813.39 | Surged Relax Interventions 50% | Afghanistan | AFG | 2022-01-02 | v8 | TRUE
https://raw.githubusercontent.com/mrc-ide/global-lmic-reports/master/AFG/projections.csv | 2021-01-20 | deaths | 5.02 | 5.38 | 5.66 | 5.67 | 5.92 | 6.38 | Surged Relax Interventions 50% | Afghanistan | AFG | 2022-01-02 | v8 | TRUE
https://raw.githubusercontent.com/mrc-ide/global-lmic-reports/master/AFG/projections.csv | 2021-01-20 | hospital_demand | 159.16 | 169.8 | 180 | 179.8 | 188.75 | 202.46 | Surged Relax Interventions 50% | Afghanistan | AFG | 2022-01-02 | v8 | TRUE
https://raw.githubusercontent.com/mrc-ide/global-lmic-reports/master/AFG/projections.csv | 2021-01-20 | ICU_demand | 73.01 | 78.12 | 82.21 | 82.33 | 85.85 | 92.73 | Surged Relax Interventions 50% | Afghanistan | AFG | 2022-01-02 | v8 | TRUE
https://raw.githubusercontent.com/mrc-ide/global-lmic-reports/master/AFG/projections.csv | 2021-01-20 | hospital_incidence | 10.03 | 10.68 | 11.22 | 11.28 | 11.82 | 12.71 | Surged Relax Interventions 50% | Afghanistan | AFG | 2022-01-02 | v8 | TRUE
https://raw.githubusercontent.com/mrc-ide/global-lmic-reports/master/AFG/projections.csv | 2021-01-20 | ICU_incidence | 2.87 | 3.05 | 3.21 | 3.22 | 3.38 | 3.63 | Surged Relax Interventions 50% | Afghanistan | AFG | 2022-01-02 | v8 | TRUE
https://raw.githubusercontent.com/mrc-ide/global-lmic-reports/master/AFG/projections.csv | 2021-01-20 | prevalence | 5757.35 | 6184.04 | 6493.09 | 6529.35 | 6851.22 | 7403.42 | Surged Relax Interventions 50% | Afghanistan | AFG | 2022-01-02 | v8 | TRUE
https://raw.githubusercontent.com/mrc-ide/global-lmic-reports/master/AFG/projections.csv | 2021-01-20 | cumulative_infections | 1002190.89 | 1046362.35 | 1075086.02 | 1074642.54 | 1103841.97 | 1154787.25 | Surged Relax Interventions 50% | Afghanistan | AFG | 2022-01-02 | v8 | TRUE
https://raw.githubusercontent.com/mrc-ide/global-lmic-reports/master/AFG/projections.csv | 2021-01-20 | cumulative_deaths | 2112.05 | 2203.56 | 2267.8 | 2262.75 | 2324.9 | 2430.45 | Surged Relax Interventions 50% | Afghanistan | AFG | 2022-01-02 | v8 | TRUE
https://raw.githubusercontent.com/mrc-ide/global-lmic-reports/master/AFG/projections.csv | 2021-01-20 | Rt | 0.63 | 0.65 | 0.66 | 0.66 | 0.67 | 0.69 | Surged Relax Interventions 50% | Afghanistan | AFG | 2022-01-02 | v8 | TRUE
https://raw.githubusercontent.com/mrc-ide/global-lmic-reports/master/AFG/projections.csv | 2021-01-20 | Reff | 0.61 | 0.63 | 0.64 | 0.64 | 0.65 | 0.67 | Surged Relax Interventions 50% | Afghanistan | AFG | 2022-01-02 | v8 | TRUE
https://raw.githubusercontent.com/mrc-ide/global-lmic-reports/master/AFG/projections.csv | 2021-01-21 | infections | 592.78 | 652.98 | 677.88 | 680.7 | 718.14 | 768.17 | Additional 50% Reduction | Afghanistan | AFG | 2022-01-02 | v8 | TRUE
https://raw.githubusercontent.com/mrc-ide/global-lmic-reports/master/AFG/projections.csv | 2021-01-21 | deaths | 4.87 | 5.22 | 5.44 | 5.49 | 5.74 | 6.27 | Additional 50% Reduction | Afghanistan | AFG | 2022-01-02 | v8 | TRUE
https://raw.githubusercontent.com/mrc-ide/global-lmic-reports/master/AFG/projections.csv | 2021-01-21 | hospital_demand | 152.91 | 165.19 | 172.5 | 172.95 | 180.36 | 198.18 | Additional 50% Reduction | Afghanistan | AFG | 2022-01-02 | v8 | TRUE
https://raw.githubusercontent.com/mrc-ide/global-lmic-reports/master/AFG/projections.csv | 2021-01-21 | ICU_demand | 70.81 | 76.16 | 79.16 | 79.8 | 83.15 | 90.53 | Additional 50% Reduction | Afghanistan | AFG | 2022-01-02 | v8 | TRUE
https://raw.githubusercontent.com/mrc-ide/global-lmic-reports/master/AFG/projections.csv | 2021-01-21 | hospital_incidence | 9.47 | 10.38 | 10.79 | 10.77 | 11.19 | 12.16 | Additional 50% Reduction | Afghanistan | AFG | 2022-01-02 | v8 | TRUE
https://raw.githubusercontent.com/mrc-ide/global-lmic-reports/master/AFG/projections.csv | 2021-01-21 | ICU_incidence | 2.71 | 2.97 | 3.08 | 3.08 | 3.2 | 3.48 | Additional 50% Reduction | Afghanistan | AFG | 2022-01-02 | v8 | TRUE
https://raw.githubusercontent.com/mrc-ide/global-lmic-reports/master/AFG/projections.csv | 2021-01-21 | prevalence | 5501.27 | 6023.97 | 6280.15 | 6259.97 | 6513.65 | 7077.39 | Additional 50% Reduction | Afghanistan | AFG | 2022-01-02 | v8 | TRUE
https://raw.githubusercontent.com/mrc-ide/global-lmic-reports/master/AFG/projections.csv | 2021-01-21 | cumulative_infections | 1011108.63 | 1049318.83 | 1083843.09 | 1086489.23 | 1100794.39 | 1202536.22 | Additional 50% Reduction | Afghanistan | AFG | 2022-01-02 | v8 | TRUE
https://raw.githubusercontent.com/mrc-ide/global-lmic-reports/master/AFG/projections.csv | 2021-01-21 | cumulative_deaths | 2128.66 | 2226.79 | 2299.17 | 2304.8 | 2344.15 | 2577.8 | Additional 50% Reduction | Afghanistan | AFG | 2022-01-02 | v8 | TRUE
https://raw.githubusercontent.com/mrc-ide/global-lmic-reports/master/AFG/projections.csv | 2021-01-21 | Rt | 0.6 | 0.64 | 0.65 | 0.65 | 0.66 | 0.68 | Additional 50% Reduction | Afghanistan | AFG | 2022-01-02 | v8 | TRUE
https://raw.githubusercontent.com/mrc-ide/global-lmic-reports/master/AFG/projections.csv | 2021-01-21 | Reff | 0.58 | 0.62 | 0.63 | 0.63 | 0.64 | 0.67 | Additional 50% Reduction | Afghanistan | AFG | 2022-01-02 | v8 | TRUE
https://raw.githubusercontent.com/mrc-ide/global-lmic-reports/master/AFG/projections.csv | 2021-01-21 | infections | 592.78 | 652.98 | 677.88 | 680.7 | 718.14 | 768.17 | Maintain Status Quo | Afghanistan | AFG | 2022-01-02 | v8 | TRUE
https://raw.githubusercontent.com/mrc-ide/global-lmic-reports/master/AFG/projections.csv | 2021-01-21 | deaths | 4.87 | 5.22 | 5.44 | 5.49 | 5.74 | 6.27 | Maintain Status Quo | Afghanistan | AFG | 2022-01-02 | v8 | TRUE
https://raw.githubusercontent.com/mrc-ide/global-lmic-reports/master/AFG/projections.csv | 2021-01-21 | hospital_demand | 152.91 | 165.19 | 172.5 | 172.95 | 180.36 | 198.18 | Maintain Status Quo | Afghanistan | AFG | 2022-01-02 | v8 | TRUE
https://raw.githubusercontent.com/mrc-ide/global-lmic-reports/master/AFG/projections.csv | 2021-01-21 | ICU_demand | 70.81 | 76.16 | 79.16 | 79.8 | 83.15 | 90.53 | Maintain Status Quo | Afghanistan | AFG | 2022-01-02 | v8 | TRUE
https://raw.githubusercontent.com/mrc-ide/global-lmic-reports/master/AFG/projections.csv | 2021-01-21 | hospital_incidence | 9.47 | 10.38 | 10.79 | 10.77 | 11.19 | 12.16 | Maintain Status Quo | Afghanistan | AFG | 2022-01-02 | v8 | TRUE
https://raw.githubusercontent.com/mrc-ide/global-lmic-reports/master/AFG/projections.csv | 2021-01-21 | ICU_incidence | 2.71 | 2.97 | 3.08 | 3.08 | 3.2 | 3.48 | Maintain Status Quo | Afghanistan | AFG | 2022-01-02 | v8 | TRUE
https://raw.githubusercontent.com/mrc-ide/global-lmic-reports/master/AFG/projections.csv | 2021-01-21 | prevalence | 5501.27 | 6023.97 | 6280.15 | 6259.97 | 6513.65 | 7077.39 | Maintain Status Quo | Afghanistan | AFG | 2022-01-02 | v8 | TRUE
https://raw.githubusercontent.com/mrc-ide/global-lmic-reports/master/AFG/projections.csv | 2021-01-21 | cumulative_infections | 1011108.63 | 1049318.83 | 1083843.09 | 1086489.23 | 1100794.39 | 1202536.22 | Maintain Status Quo | Afghanistan | AFG | 2022-01-02 | v8 | TRUE
https://raw.githubusercontent.com/mrc-ide/global-lmic-reports/master/AFG/projections.csv | 2021-01-21 | cumulative_deaths | 2128.66 | 2226.79 | 2299.17 | 2304.8 | 2344.15 | 2577.8 | Maintain Status Quo | Afghanistan | AFG | 2022-01-02 | v8 | TRUE
https://raw.githubusercontent.com/mrc-ide/global-lmic-reports/master/AFG/projections.csv | 2021-01-21 | Rt | 0.6 | 0.64 | 0.65 | 0.65 | 0.66 | 0.68 | Maintain Status Quo | Afghanistan | AFG | 2022-01-02 | v8 | TRUE
https://raw.githubusercontent.com/mrc-ide/global-lmic-reports/master/AFG/projections.csv | 2021-01-21 | Reff | 0.58 | 0.62 | 0.63 | 0.63 | 0.64 | 0.67 | Maintain Status Quo | Afghanistan | AFG | 2022-01-02 | v8 | TRUE
https://raw.githubusercontent.com/mrc-ide/global-lmic-reports/master/AFG/projections.csv | 2021-01-21 | infections | 592.78 | 652.98 | 677.88 | 680.7 | 718.14 | 768.17 | Optimistic | Afghanistan | AFG | 2022-01-02 | v8 | TRUE
https://raw.githubusercontent.com/mrc-ide/global-lmic-reports/master/AFG/projections.csv | 2021-01-21 | deaths | 4.87 | 5.22 | 5.44 | 5.49 | 5.74 | 6.27 | Optimistic | Afghanistan | AFG | 2022-01-02 | v8 | TRUE
https://raw.githubusercontent.com/mrc-ide/global-lmic-reports/master/AFG/projections.csv | 2021-01-21 | hospital_demand | 152.91 | 165.19 | 172.5 | 172.95 | 180.36 | 198.18 | Optimistic | Afghanistan | AFG | 2022-01-02 | v8 | TRUE
https://raw.githubusercontent.com/mrc-ide/global-lmic-reports/master/AFG/projections.csv | 2021-01-21 | ICU_demand | 70.81 | 76.16 | 79.16 | 79.8 | 83.15 | 90.53 | Optimistic | Afghanistan | AFG | 2022-01-02 | v8 | TRUE
https://raw.githubusercontent.com/mrc-ide/global-lmic-reports/master/AFG/projections.csv | 2021-01-21 | hospital_incidence | 9.47 | 10.38 | 10.79 | 10.77 | 11.19 | 12.16 | Optimistic | Afghanistan | AFG | 2022-01-02 | v8 | TRUE
https://raw.githubusercontent.com/mrc-ide/global-lmic-reports/master/AFG/projections.csv | 2021-01-21 | ICU_incidence | 2.71 | 2.97 | 3.08 | 3.08 | 3.2 | 3.48 | Optimistic | Afghanistan | AFG | 2022-01-02 | v8 | TRUE
https://raw.githubusercontent.com/mrc-ide/global-lmic-reports/master/AFG/projections.csv | 2021-01-21 | prevalence | 5501.27 | 6023.97 | 6280.15 | 6259.97 | 6513.65 | 7077.39 | Optimistic | Afghanistan | AFG | 2022-01-02 | v8 | TRUE
https://raw.githubusercontent.com/mrc-ide/global-lmic-reports/master/AFG/projections.csv | 2021-01-21 | cumulative_infections | 1011108.63 | 1049318.83 | 1083843.09 | 1086489.23 | 1100794.39 | 1202536.22 | Optimistic | Afghanistan | AFG | 2022-01-02 | v8 | TRUE
https://raw.githubusercontent.com/mrc-ide/global-lmic-reports/master/AFG/projections.csv | 2021-01-21 | cumulative_deaths | 2128.66 | 2226.79 | 2299.17 | 2304.8 | 2344.15 | 2577.8 | Optimistic | Afghanistan | AFG | 2022-01-02 | v8 | TRUE
https://raw.githubusercontent.com/mrc-ide/global-lmic-reports/master/AFG/projections.csv | 2021-01-21 | Rt | 0.6 | 0.64 | 0.65 | 0.65 | 0.66 | 0.68 | Optimistic | Afghanistan | AFG | 2022-01-02 | v8 | TRUE
https://raw.githubusercontent.com/mrc-ide/global-lmic-reports/master/AFG/projections.csv | 2021-01-21 | Reff | 0.58 | 0.62 | 0.63 | 0.63 | 0.64 | 0.67 | Optimistic | Afghanistan | AFG | 2022-01-02 | v8 | TRUE
https://raw.githubusercontent.com/mrc-ide/global-lmic-reports/master/AFG/projections.csv | 2021-01-21 | infections | 592.78 | 652.98 | 677.88 | 680.7 | 718.14 | 768.17 | Pessimistic | Afghanistan | AFG | 2022-01-02 | v8 | TRUE
https://raw.githubusercontent.com/mrc-ide/global-lmic-reports/master/AFG/projections.csv | 2021-01-21 | deaths | 4.87 | 5.22 | 5.44 | 5.49 | 5.74 | 6.27 | Pessimistic | Afghanistan | AFG | 2022-01-02 | v8 | TRUE
https://raw.githubusercontent.com/mrc-ide/global-lmic-reports/master/AFG/projections.csv | 2021-01-21 | hospital_demand | 152.91 | 165.19 | 172.5 | 172.95 | 180.36 | 198.18 | Pessimistic | Afghanistan | AFG | 2022-01-02 | v8 | TRUE
https://raw.githubusercontent.com/mrc-ide/global-lmic-reports/master/AFG/projections.csv | 2021-01-21 | ICU_demand | 70.81 | 76.16 | 79.16 | 79.8 | 83.15 | 90.53 | Pessimistic | Afghanistan | AFG | 2022-01-02 | v8 | TRUE
https://raw.githubusercontent.com/mrc-ide/global-lmic-reports/master/AFG/projections.csv | 2021-01-21 | hospital_incidence | 9.47 | 10.38 | 10.79 | 10.77 | 11.19 | 12.16 | Pessimistic | Afghanistan | AFG | 2022-01-02 | v8 | TRUE
https://raw.githubusercontent.com/mrc-ide/global-lmic-reports/master/AFG/projections.csv | 2021-01-21 | ICU_incidence | 2.71 | 2.97 | 3.08 | 3.08 | 3.2 | 3.48 | Pessimistic | Afghanistan | AFG | 2022-01-02 | v8 | TRUE
https://raw.githubusercontent.com/mrc-ide/global-lmic-reports/master/AFG/projections.csv | 2021-01-21 | prevalence | 5501.27 | 6023.97 | 6280.15 | 6259.97 | 6513.65 | 7077.39 | Pessimistic | Afghanistan | AFG | 2022-01-02 | v8 | TRUE
https://raw.githubusercontent.com/mrc-ide/global-lmic-reports/master/AFG/projections.csv | 2021-01-21 | cumulative_infections | 1011108.63 | 1049318.83 | 1083843.09 | 1086489.23 | 1100794.39 | 1202536.22 | Pessimistic | Afghanistan | AFG | 2022-01-02 | v8 | TRUE
https://raw.githubusercontent.com/mrc-ide/global-lmic-reports/master/AFG/projections.csv | 2021-01-21 | cumulative_deaths | 2128.66 | 2226.79 | 2299.17 | 2304.8 | 2344.15 | 2577.8 | Pessimistic | Afghanistan | AFG | 2022-01-02 | v8 | TRUE
https://raw.githubusercontent.com/mrc-ide/global-lmic-reports/master/AFG/projections.csv | 2021-01-21 | Rt | 0.6 | 0.64 | 0.65 | 0.65 | 0.66 | 0.68 | Pessimistic | Afghanistan | AFG | 2022-01-02 | v8 | TRUE
https://raw.githubusercontent.com/mrc-ide/global-lmic-reports/master/AFG/projections.csv | 2021-01-21 | Reff | 0.58 | 0.62 | 0.63 | 0.63 | 0.64 | 0.67 | Pessimistic | Afghanistan | AFG | 2022-01-02 | v8 | TRUE
https://raw.githubusercontent.com/mrc-ide/global-lmic-reports/master/AFG/projections.csv | 2021-01-21 | infections | 592.78 | 652.98 | 677.88 | 680.7 | 718.14 | 768.17 | Relax Interventions 50% | Afghanistan | AFG | 2022-01-02 | v8 | TRUE
https://raw.githubusercontent.com/mrc-ide/global-lmic-reports/master/AFG/projections.csv | 2021-01-21 | deaths | 4.87 | 5.22 | 5.44 | 5.49 | 5.74 | 6.27 | Relax Interventions 50% | Afghanistan | AFG | 2022-01-02 | v8 | TRUE
https://raw.githubusercontent.com/mrc-ide/global-lmic-reports/master/AFG/projections.csv | 2021-01-21 | hospital_demand | 152.91 | 165.19 | 172.5 | 172.95 | 180.36 | 198.18 | Relax Interventions 50% | Afghanistan | AFG | 2022-01-02 | v8 | TRUE
https://raw.githubusercontent.com/mrc-ide/global-lmic-reports/master/AFG/projections.csv | 2021-01-21 | ICU_demand | 70.81 | 76.16 | 79.16 | 79.8 | 83.15 | 90.53 | Relax Interventions 50% | Afghanistan | AFG | 2022-01-02 | v8 | TRUE
https://raw.githubusercontent.com/mrc-ide/global-lmic-reports/master/AFG/projections.csv | 2021-01-21 | hospital_incidence | 9.47 | 10.38 | 10.79 | 10.77 | 11.19 | 12.16 | Relax Interventions 50% | Afghanistan | AFG | 2022-01-02 | v8 | TRUE
https://raw.githubusercontent.com/mrc-ide/global-lmic-reports/master/AFG/projections.csv | 2021-01-21 | ICU_incidence | 2.71 | 2.97 | 3.08 | 3.08 | 3.2 | 3.48 | Relax Interventions 50% | Afghanistan | AFG | 2022-01-02 | v8 | TRUE
https://raw.githubusercontent.com/mrc-ide/global-lmic-reports/master/AFG/projections.csv | 2021-01-21 | prevalence | 5501.27 | 6023.97 | 6280.15 | 6259.97 | 6513.65 | 7077.39 | Relax Interventions 50% | Afghanistan | AFG | 2022-01-02 | v8 | TRUE
https://raw.githubusercontent.com/mrc-ide/global-lmic-reports/master/AFG/projections.csv | 2021-01-21 | cumulative_infections | 1011108.63 | 1049318.83 | 1083843.09 | 1086489.23 | 1100794.39 | 1202536.22 | Relax Interventions 50% | Afghanistan | AFG | 2022-01-02 | v8 | TRUE
https://raw.githubusercontent.com/mrc-ide/global-lmic-reports/master/AFG/projections.csv | 2021-01-21 | cumulative_deaths | 2128.66 | 2226.79 | 2299.17 | 2304.8 | 2344.15 | 2577.8 | Relax Interventions 50% | Afghanistan | AFG | 2022-01-02 | v8 | TRUE
https://raw.githubusercontent.com/mrc-ide/global-lmic-reports/master/AFG/projections.csv | 2021-01-21 | Rt | 0.6 | 0.64 | 0.65 | 0.65 | 0.66 | 0.68 | Relax Interventions 50% | Afghanistan | AFG | 2022-01-02 | v8 | TRUE
https://raw.githubusercontent.com/mrc-ide/global-lmic-reports/master/AFG/projections.csv | 2021-01-21 | Reff | 0.58 | 0.62 | 0.63 | 0.63 | 0.64 | 0.67 | Relax Interventions 50% | Afghanistan | AFG | 2022-01-02 | v8 | TRUE
https://raw.githubusercontent.com/mrc-ide/global-lmic-reports/master/AFG/projections.csv | 2021-01-21 | infections | 584.47 | 628.49 | 669.71 | 668.18 | 702.91 | 759.82 | Surged Additional 50% Reduction | Afghanistan | AFG | 2022-01-02 | v8 | TRUE
https://raw.githubusercontent.com/mrc-ide/global-lmic-reports/master/AFG/projections.csv | 2021-01-21 | deaths | 4.76 | 5.1 | 5.37 | 5.38 | 5.63 | 6.05 | Surged Additional 50% Reduction | Afghanistan | AFG | 2022-01-02 | v8 | TRUE
https://raw.githubusercontent.com/mrc-ide/global-lmic-reports/master/AFG/projections.csv | 2021-01-21 | hospital_demand | 150.14 | 160.07 | 170.07 | 169.59 | 177.98 | 191.15 | Surged Additional 50% Reduction | Afghanistan | AFG | 2022-01-02 | v8 | TRUE
https://raw.githubusercontent.com/mrc-ide/global-lmic-reports/master/AFG/projections.csv | 2021-01-21 | ICU_demand | 69.36 | 74.18 | 78.16 | 78.23 | 81.7 | 88.16 | Surged Additional 50% Reduction | Afghanistan | AFG | 2022-01-02 | v8 | TRUE
https://raw.githubusercontent.com/mrc-ide/global-lmic-reports/master/AFG/projections.csv | 2021-01-21 | hospital_incidence | 9.41 | 9.98 | 10.51 | 10.57 | 11.05 | 11.92 | Surged Additional 50% Reduction | Afghanistan | AFG | 2022-01-02 | v8 | TRUE
https://raw.githubusercontent.com/mrc-ide/global-lmic-reports/master/AFG/projections.csv | 2021-01-21 | ICU_incidence | 2.69 | 2.85 | 3 | 3.02 | 3.16 | 3.41 | Surged Additional 50% Reduction | Afghanistan | AFG | 2022-01-02 | v8 | TRUE
https://raw.githubusercontent.com/mrc-ide/global-lmic-reports/master/AFG/projections.csv | 2021-01-21 | prevalence | 5401.46 | 5820.93 | 6101.91 | 6143.75 | 6430.65 | 6976.81 | Surged Additional 50% Reduction | Afghanistan | AFG | 2022-01-02 | v8 | TRUE
https://raw.githubusercontent.com/mrc-ide/global-lmic-reports/master/AFG/projections.csv | 2021-01-21 | cumulative_infections | 1002801.59 | 1047019.8 | 1075736.41 | 1075310.72 | 1104466.31 | 1155506.39 | Surged Additional 50% Reduction | Afghanistan | AFG | 2022-01-02 | v8 | TRUE
https://raw.githubusercontent.com/mrc-ide/global-lmic-reports/master/AFG/projections.csv | 2021-01-21 | cumulative_deaths | 2117 | 2208.76 | 2272.9 | 2268.13 | 2330.44 | 2436.24 | Surged Additional 50% Reduction | Afghanistan | AFG | 2022-01-02 | v8 | TRUE
https://raw.githubusercontent.com/mrc-ide/global-lmic-reports/master/AFG/projections.csv | 2021-01-21 | Rt | 0.62 | 0.64 | 0.65 | 0.65 | 0.66 | 0.68 | Surged Additional 50% Reduction | Afghanistan | AFG | 2022-01-02 | v8 | TRUE
https://raw.githubusercontent.com/mrc-ide/global-lmic-reports/master/AFG/projections.csv | 2021-01-21 | Reff | 0.6 | 0.62 | 0.63 | 0.63 | 0.64 | 0.66 | Surged Additional 50% Reduction | Afghanistan | AFG | 2022-01-02 | v8 | TRUE
https://raw.githubusercontent.com/mrc-ide/global-lmic-reports/master/AFG/projections.csv | 2021-01-21 | infections | 584.47 | 628.49 | 669.71 | 668.18 | 702.91 | 759.82 | Surged Maintain Status Quo | Afghanistan | AFG | 2022-01-02 | v8 | TRUE
https://raw.githubusercontent.com/mrc-ide/global-lmic-reports/master/AFG/projections.csv | 2021-01-21 | deaths | 4.76 | 5.1 | 5.37 | 5.38 | 5.63 | 6.05 | Surged Maintain Status Quo | Afghanistan | AFG | 2022-01-02 | v8 | TRUE
https://raw.githubusercontent.com/mrc-ide/global-lmic-reports/master/AFG/projections.csv | 2021-01-21 | hospital_demand | 150.14 | 160.07 | 170.07 | 169.59 | 177.98 | 191.15 | Surged Maintain Status Quo | Afghanistan | AFG | 2022-01-02 | v8 | TRUE
https://raw.githubusercontent.com/mrc-ide/global-lmic-reports/master/AFG/projections.csv | 2021-01-21 | ICU_demand | 69.36 | 74.18 | 78.16 | 78.23 | 81.7 | 88.16 | Surged Maintain Status Quo | Afghanistan | AFG | 2022-01-02 | v8 | TRUE
https://raw.githubusercontent.com/mrc-ide/global-lmic-reports/master/AFG/projections.csv | 2021-01-21 | hospital_incidence | 9.41 | 9.98 | 10.51 | 10.57 | 11.05 | 11.92 | Surged Maintain Status Quo | Afghanistan | AFG | 2022-01-02 | v8 | TRUE
https://raw.githubusercontent.com/mrc-ide/global-lmic-reports/master/AFG/projections.csv | 2021-01-21 | ICU_incidence | 2.69 | 2.85 | 3 | 3.02 | 3.16 | 3.41 | Surged Maintain Status Quo | Afghanistan | AFG | 2022-01-02 | v8 | TRUE
https://raw.githubusercontent.com/mrc-ide/global-lmic-reports/master/AFG/projections.csv | 2021-01-21 | prevalence | 5401.46 | 5820.93 | 6101.91 | 6143.75 | 6430.65 | 6976.81 | Surged Maintain Status Quo | Afghanistan | AFG | 2022-01-02 | v8 | TRUE
https://raw.githubusercontent.com/mrc-ide/global-lmic-reports/master/AFG/projections.csv | 2021-01-21 | cumulative_infections | 1002801.59 | 1047019.8 | 1075736.41 | 1075310.72 | 1104466.31 | 1155506.39 | Surged Maintain Status Quo | Afghanistan | AFG | 2022-01-02 | v8 | TRUE
https://raw.githubusercontent.com/mrc-ide/global-lmic-reports/master/AFG/projections.csv | 2021-01-21 | cumulative_deaths | 2117 | 2208.76 | 2272.9 | 2268.13 | 2330.44 | 2436.24 | Surged Maintain Status Quo | Afghanistan | AFG | 2022-01-02 | v8 | TRUE
https://raw.githubusercontent.com/mrc-ide/global-lmic-reports/master/AFG/projections.csv | 2021-01-21 | Rt | 0.62 | 0.64 | 0.65 | 0.65 | 0.66 | 0.68 | Surged Maintain Status Quo | Afghanistan | AFG | 2022-01-02 | v8 | TRUE
https://raw.githubusercontent.com/mrc-ide/global-lmic-reports/master/AFG/projections.csv | 2021-01-21 | Reff | 0.6 | 0.62 | 0.63 | 0.63 | 0.64 | 0.66 | Surged Maintain Status Quo | Afghanistan | AFG | 2022-01-02 | v8 | TRUE
https://raw.githubusercontent.com/mrc-ide/global-lmic-reports/master/AFG/projections.csv | 2021-01-21 | infections | 584.47 | 628.49 | 669.71 | 668.18 | 702.91 | 759.82 | Surged Optimistic | Afghanistan | AFG | 2022-01-02 | v8 | TRUE
https://raw.githubusercontent.com/mrc-ide/global-lmic-reports/master/AFG/projections.csv | 2021-01-21 | deaths | 4.76 | 5.1 | 5.37 | 5.38 | 5.63 | 6.05 | Surged Optimistic | Afghanistan | AFG | 2022-01-02 | v8 | TRUE
https://raw.githubusercontent.com/mrc-ide/global-lmic-reports/master/AFG/projections.csv | 2021-01-21 | hospital_demand | 150.14 | 160.07 | 170.07 | 169.59 | 177.98 | 191.15 | Surged Optimistic | Afghanistan | AFG | 2022-01-02 | v8 | TRUE
https://raw.githubusercontent.com/mrc-ide/global-lmic-reports/master/AFG/projections.csv | 2021-01-21 | ICU_demand | 69.36 | 74.18 | 78.16 | 78.23 | 81.7 | 88.16 | Surged Optimistic | Afghanistan | AFG | 2022-01-02 | v8 | TRUE
https://raw.githubusercontent.com/mrc-ide/global-lmic-reports/master/AFG/projections.csv | 2021-01-21 | hospital_incidence | 9.41 | 9.98 | 10.51 | 10.57 | 11.05 | 11.92 | Surged Optimistic | Afghanistan | AFG | 2022-01-02 | v8 | TRUE
https://raw.githubusercontent.com/mrc-ide/global-lmic-reports/master/AFG/projections.csv | 2021-01-21 | ICU_incidence | 2.69 | 2.85 | 3 | 3.02 | 3.16 | 3.41 | Surged Optimistic | Afghanistan | AFG | 2022-01-02 | v8 | TRUE
https://raw.githubusercontent.com/mrc-ide/global-lmic-reports/master/AFG/projections.csv | 2021-01-21 | prevalence | 5401.46 | 5820.93 | 6101.91 | 6143.75 | 6430.65 | 6976.81 | Surged Optimistic | Afghanistan | AFG | 2022-01-02 | v8 | TRUE
https://raw.githubusercontent.com/mrc-ide/global-lmic-reports/master/AFG/projections.csv | 2021-01-21 | cumulative_infections | 1002801.59 | 1047019.8 | 1075736.41 | 1075310.72 | 1104466.31 | 1155506.39 | Surged Optimistic | Afghanistan | AFG | 2022-01-02 | v8 | TRUE
https://raw.githubusercontent.com/mrc-ide/global-lmic-reports/master/AFG/projections.csv | 2021-01-21 | cumulative_deaths | 2117 | 2208.76 | 2272.9 | 2268.13 | 2330.44 | 2436.24 | Surged Optimistic | Afghanistan | AFG | 2022-01-02 | v8 | TRUE
https://raw.githubusercontent.com/mrc-ide/global-lmic-reports/master/AFG/projections.csv | 2021-01-21 | Rt | 0.62 | 0.64 | 0.65 | 0.65 | 0.66 | 0.68 | Surged Optimistic | Afghanistan | AFG | 2022-01-02 | v8 | TRUE
https://raw.githubusercontent.com/mrc-ide/global-lmic-reports/master/AFG/projections.csv | 2021-01-21 | Reff | 0.6 | 0.62 | 0.63 | 0.63 | 0.64 | 0.66 | Surged Optimistic | Afghanistan | AFG | 2022-01-02 | v8 | TRUE
https://raw.githubusercontent.com/mrc-ide/global-lmic-reports/master/AFG/projections.csv | 2021-01-21 | infections | 584.47 | 628.49 | 669.71 | 668.18 | 702.91 | 759.82 | Surged Pessimistic | Afghanistan | AFG | 2022-01-02 | v8 | TRUE
https://raw.githubusercontent.com/mrc-ide/global-lmic-reports/master/AFG/projections.csv | 2021-01-21 | deaths | 4.76 | 5.1 | 5.37 | 5.38 | 5.63 | 6.05 | Surged Pessimistic | Afghanistan | AFG | 2022-01-02 | v8 | TRUE
https://raw.githubusercontent.com/mrc-ide/global-lmic-reports/master/AFG/projections.csv | 2021-01-21 | hospital_demand | 150.14 | 160.07 | 170.07 | 169.59 | 177.98 | 191.15 | Surged Pessimistic | Afghanistan | AFG | 2022-01-02 | v8 | TRUE
https://raw.githubusercontent.com/mrc-ide/global-lmic-reports/master/AFG/projections.csv | 2021-01-21 | ICU_demand | 69.36 | 74.18 | 78.16 | 78.23 | 81.7 | 88.16 | Surged Pessimistic | Afghanistan | AFG | 2022-01-02 | v8 | TRUE
https://raw.githubusercontent.com/mrc-ide/global-lmic-reports/master/AFG/projections.csv | 2021-01-21 | hospital_incidence | 9.41 | 9.98 | 10.51 | 10.57 | 11.05 | 11.92 | Surged Pessimistic | Afghanistan | AFG | 2022-01-02 | v8 | TRUE
https://raw.githubusercontent.com/mrc-ide/global-lmic-reports/master/AFG/projections.csv | 2021-01-21 | ICU_incidence | 2.69 | 2.85 | 3 | 3.02 | 3.16 | 3.41 | Surged Pessimistic | Afghanistan | AFG | 2022-01-02 | v8 | TRUE
https://raw.githubusercontent.com/mrc-ide/global-lmic-reports/master/AFG/projections.csv | 2021-01-21 | prevalence | 5401.46 | 5820.93 | 6101.91 | 6143.75 | 6430.65 | 6976.81 | Surged Pessimistic | Afghanistan | AFG | 2022-01-02 | v8 | TRUE
https://raw.githubusercontent.com/mrc-ide/global-lmic-reports/master/AFG/projections.csv | 2021-01-21 | cumulative_infections | 1002801.59 | 1047019.8 | 1075736.41 | 1075310.72 | 1104466.31 | 1155506.39 | Surged Pessimistic | Afghanistan | AFG | 2022-01-02 | v8 | TRUE
https://raw.githubusercontent.com/mrc-ide/global-lmic-reports/master/AFG/projections.csv | 2021-01-21 | cumulative_deaths | 2117 | 2208.76 | 2272.9 | 2268.13 | 2330.44 | 2436.24 | Surged Pessimistic | Afghanistan | AFG | 2022-01-02 | v8 | TRUE
https://raw.githubusercontent.com/mrc-ide/global-lmic-reports/master/AFG/projections.csv | 2021-01-21 | Rt | 0.62 | 0.64 | 0.65 | 0.65 | 0.66 | 0.68 | Surged Pessimistic | Afghanistan | AFG | 2022-01-02 | v8 | TRUE
https://raw.githubusercontent.com/mrc-ide/global-lmic-reports/master/AFG/projections.csv | 2021-01-21 | Reff | 0.6 | 0.62 | 0.63 | 0.63 | 0.64 | 0.66 | Surged Pessimistic | Afghanistan | AFG | 2022-01-02 | v8 | TRUE
https://raw.githubusercontent.com/mrc-ide/global-lmic-reports/master/AFG/projections.csv | 2021-01-21 | infections | 584.47 | 628.49 | 669.71 | 668.18 | 702.91 | 759.82 | Surged Relax Interventions 50% | Afghanistan | AFG | 2022-01-02 | v8 | TRUE
https://raw.githubusercontent.com/mrc-ide/global-lmic-reports/master/AFG/projections.csv | 2021-01-21 | deaths | 4.76 | 5.1 | 5.37 | 5.38 | 5.63 | 6.05 | Surged Relax Interventions 50% | Afghanistan | AFG | 2022-01-02 | v8 | TRUE
https://raw.githubusercontent.com/mrc-ide/global-lmic-reports/master/AFG/projections.csv | 2021-01-21 | hospital_demand | 150.14 | 160.07 | 170.07 | 169.59 | 177.98 | 191.15 | Surged Relax Interventions 50% | Afghanistan | AFG | 2022-01-02 | v8 | TRUE
https://raw.githubusercontent.com/mrc-ide/global-lmic-reports/master/AFG/projections.csv | 2021-01-21 | ICU_demand | 69.36 | 74.18 | 78.16 | 78.23 | 81.7 | 88.16 | Surged Relax Interventions 50% | Afghanistan | AFG | 2022-01-02 | v8 | TRUE
https://raw.githubusercontent.com/mrc-ide/global-lmic-reports/master/AFG/projections.csv | 2021-01-21 | hospital_incidence | 9.41 | 9.98 | 10.51 | 10.57 | 11.05 | 11.92 | Surged Relax Interventions 50% | Afghanistan | AFG | 2022-01-02 | v8 | TRUE
https://raw.githubusercontent.com/mrc-ide/global-lmic-reports/master/AFG/projections.csv | 2021-01-21 | ICU_incidence | 2.69 | 2.85 | 3 | 3.02 | 3.16 | 3.41 | Surged Relax Interventions 50% | Afghanistan | AFG | 2022-01-02 | v8 | TRUE
https://raw.githubusercontent.com/mrc-ide/global-lmic-reports/master/AFG/projections.csv | 2021-01-21 | prevalence | 5401.46 | 5820.93 | 6101.91 | 6143.75 | 6430.65 | 6976.81 | Surged Relax Interventions 50% | Afghanistan | AFG | 2022-01-02 | v8 | TRUE
https://raw.githubusercontent.com/mrc-ide/global-lmic-reports/master/AFG/projections.csv | 2021-01-21 | cumulative_infections | 1002801.59 | 1047019.8 | 1075736.41 | 1075310.72 | 1104466.31 | 1155506.39 | Surged Relax Interventions 50% | Afghanistan | AFG | 2022-01-02 | v8 | TRUE
https://raw.githubusercontent.com/mrc-ide/global-lmic-reports/master/AFG/projections.csv | 2021-01-21 | cumulative_deaths | 2117 | 2208.76 | 2272.9 | 2268.13 | 2330.44 | 2436.24 | Surged Relax Interventions 50% | Afghanistan | AFG | 2022-01-02 | v8 | TRUE
https://raw.githubusercontent.com/mrc-ide/global-lmic-reports/master/AFG/projections.csv | 2021-01-21 | Rt | 0.62 | 0.64 | 0.65 | 0.65 | 0.66 | 0.68 | Surged Relax Interventions 50% | Afghanistan | AFG | 2022-01-02 | v8 | TRUE
https://raw.githubusercontent.com/mrc-ide/global-lmic-reports/master/AFG/projections.csv | 2021-01-21 | Reff | 0.6 | 0.62 | 0.63 | 0.63 | 0.64 | 0.66 | Surged Relax Interventions 50% | Afghanistan | AFG | 2022-01-02 | v8 | TRUE
https://raw.githubusercontent.com/mrc-ide/global-lmic-reports/master/AFG/projections.csv | 2021-01-22 | infections | 547.36 | 598.4 | 624.19 | 627.39 | 661.63 | 708.28 | Additional 50% Reduction | Afghanistan | AFG | 2022-01-02 | v8 | TRUE
https://raw.githubusercontent.com/mrc-ide/global-lmic-reports/master/AFG/projections.csv | 2021-01-22 | deaths | 4.61 | 4.95 | 5.16 | 5.2 | 5.44 | 5.94 | Additional 50% Reduction | Afghanistan | AFG | 2022-01-02 | v8 | TRUE
https://raw.githubusercontent.com/mrc-ide/global-lmic-reports/master/AFG/projections.csv | 2021-01-22 | hospital_demand | 144.05 | 155.98 | 162.81 | 163.01 | 169.83 | 186.66 | Additional 50% Reduction | Afghanistan | AFG | 2022-01-02 | v8 | TRUE
https://raw.githubusercontent.com/mrc-ide/global-lmic-reports/master/AFG/projections.csv | 2021-01-22 | ICU_demand | 67.18 | 72.34 | 75.2 | 75.75 | 78.96 | 85.96 | Additional 50% Reduction | Afghanistan | AFG | 2022-01-02 | v8 | TRUE
https://raw.githubusercontent.com/mrc-ide/global-lmic-reports/master/AFG/projections.csv | 2021-01-22 | hospital_incidence | 8.88 | 9.74 | 10.13 | 10.1 | 10.49 | 11.42 | Additional 50% Reduction | Afghanistan | AFG | 2022-01-02 | v8 | TRUE
https://raw.githubusercontent.com/mrc-ide/global-lmic-reports/master/AFG/projections.csv | 2021-01-22 | ICU_incidence | 2.54 | 2.78 | 2.9 | 2.89 | 3 | 3.27 | Additional 50% Reduction | Afghanistan | AFG | 2022-01-02 | v8 | TRUE
https://raw.githubusercontent.com/mrc-ide/global-lmic-reports/master/AFG/projections.csv | 2021-01-22 | prevalence | 5159.39 | 5658.48 | 5900.1 | 5877.42 | 6138.47 | 6626.58 | Additional 50% Reduction | Afghanistan | AFG | 2022-01-02 | v8 | TRUE
https://raw.githubusercontent.com/mrc-ide/global-lmic-reports/master/AFG/projections.csv | 2021-01-22 | cumulative_infections | 1011706.84 | 1049911.39 | 1084408.29 | 1087116.62 | 1101466.25 | 1203158.45 | Additional 50% Reduction | Afghanistan | AFG | 2022-01-02 | v8 | TRUE
https://raw.githubusercontent.com/mrc-ide/global-lmic-reports/master/AFG/projections.csv | 2021-01-22 | cumulative_deaths | 2133.88 | 2231.72 | 2304.42 | 2310 | 2349.04 | 2583.19 | Additional 50% Reduction | Afghanistan | AFG | 2022-01-02 | v8 | TRUE
https://raw.githubusercontent.com/mrc-ide/global-lmic-reports/master/AFG/projections.csv | 2021-01-22 | Rt | 0.58 | 0.63 | 0.64 | 0.64 | 0.65 | 0.68 | Additional 50% Reduction | Afghanistan | AFG | 2022-01-02 | v8 | TRUE
https://raw.githubusercontent.com/mrc-ide/global-lmic-reports/master/AFG/projections.csv | 2021-01-22 | Reff | 0.57 | 0.61 | 0.62 | 0.62 | 0.63 | 0.66 | Additional 50% Reduction | Afghanistan | AFG | 2022-01-02 | v8 | TRUE
https://raw.githubusercontent.com/mrc-ide/global-lmic-reports/master/AFG/projections.csv | 2021-01-22 | infections | 547.36 | 598.4 | 624.19 | 627.39 | 661.63 | 708.28 | Maintain Status Quo | Afghanistan | AFG | 2022-01-02 | v8 | TRUE
https://raw.githubusercontent.com/mrc-ide/global-lmic-reports/master/AFG/projections.csv | 2021-01-22 | deaths | 4.61 | 4.95 | 5.16 | 5.2 | 5.44 | 5.94 | Maintain Status Quo | Afghanistan | AFG | 2022-01-02 | v8 | TRUE
https://raw.githubusercontent.com/mrc-ide/global-lmic-reports/master/AFG/projections.csv | 2021-01-22 | hospital_demand | 144.05 | 155.98 | 162.81 | 163.01 | 169.83 | 186.66 | Maintain Status Quo | Afghanistan | AFG | 2022-01-02 | v8 | TRUE
https://raw.githubusercontent.com/mrc-ide/global-lmic-reports/master/AFG/projections.csv | 2021-01-22 | ICU_demand | 67.18 | 72.34 | 75.2 | 75.75 | 78.96 | 85.96 | Maintain Status Quo | Afghanistan | AFG | 2022-01-02 | v8 | TRUE
https://raw.githubusercontent.com/mrc-ide/global-lmic-reports/master/AFG/projections.csv | 2021-01-22 | hospital_incidence | 8.88 | 9.74 | 10.13 | 10.1 | 10.49 | 11.42 | Maintain Status Quo | Afghanistan | AFG | 2022-01-02 | v8 | TRUE
https://raw.githubusercontent.com/mrc-ide/global-lmic-reports/master/AFG/projections.csv | 2021-01-22 | ICU_incidence | 2.54 | 2.78 | 2.9 | 2.89 | 3 | 3.27 | Maintain Status Quo | Afghanistan | AFG | 2022-01-02 | v8 | TRUE
https://raw.githubusercontent.com/mrc-ide/global-lmic-reports/master/AFG/projections.csv | 2021-01-22 | prevalence | 5159.39 | 5658.48 | 5900.1 | 5877.42 | 6138.47 | 6626.58 | Maintain Status Quo | Afghanistan | AFG | 2022-01-02 | v8 | TRUE
https://raw.githubusercontent.com/mrc-ide/global-lmic-reports/master/AFG/projections.csv | 2021-01-22 | cumulative_infections | 1011706.84 | 1049911.39 | 1084408.29 | 1087116.62 | 1101466.25 | 1203158.45 | Maintain Status Quo | Afghanistan | AFG | 2022-01-02 | v8 | TRUE
https://raw.githubusercontent.com/mrc-ide/global-lmic-reports/master/AFG/projections.csv | 2021-01-22 | cumulative_deaths | 2133.88 | 2231.72 | 2304.42 | 2310 | 2349.04 | 2583.19 | Maintain Status Quo | Afghanistan | AFG | 2022-01-02 | v8 | TRUE
https://raw.githubusercontent.com/mrc-ide/global-lmic-reports/master/AFG/projections.csv | 2021-01-22 | Rt | 0.58 | 0.63 | 0.64 | 0.64 | 0.65 | 0.68 | Maintain Status Quo | Afghanistan | AFG | 2022-01-02 | v8 | TRUE
https://raw.githubusercontent.com/mrc-ide/global-lmic-reports/master/AFG/projections.csv | 2021-01-22 | Reff | 0.57 | 0.61 | 0.62 | 0.62 | 0.63 | 0.66 | Maintain Status Quo | Afghanistan | AFG | 2022-01-02 | v8 | TRUE
https://raw.githubusercontent.com/mrc-ide/global-lmic-reports/master/AFG/projections.csv | 2021-01-22 | infections | 547.36 | 598.4 | 624.19 | 627.39 | 661.63 | 708.28 | Optimistic | Afghanistan | AFG | 2022-01-02 | v8 | TRUE
https://raw.githubusercontent.com/mrc-ide/global-lmic-reports/master/AFG/projections.csv | 2021-01-22 | deaths | 4.61 | 4.95 | 5.16 | 5.2 | 5.44 | 5.94 | Optimistic | Afghanistan | AFG | 2022-01-02 | v8 | TRUE
https://raw.githubusercontent.com/mrc-ide/global-lmic-reports/master/AFG/projections.csv | 2021-01-22 | hospital_demand | 144.05 | 155.98 | 162.81 | 163.01 | 169.83 | 186.66 | Optimistic | Afghanistan | AFG | 2022-01-02 | v8 | TRUE
https://raw.githubusercontent.com/mrc-ide/global-lmic-reports/master/AFG/projections.csv | 2021-01-22 | ICU_demand | 67.18 | 72.34 | 75.2 | 75.75 | 78.96 | 85.96 | Optimistic | Afghanistan | AFG | 2022-01-02 | v8 | TRUE
https://raw.githubusercontent.com/mrc-ide/global-lmic-reports/master/AFG/projections.csv | 2021-01-22 | hospital_incidence | 8.88 | 9.74 | 10.13 | 10.1 | 10.49 | 11.42 | Optimistic | Afghanistan | AFG | 2022-01-02 | v8 | TRUE
https://raw.githubusercontent.com/mrc-ide/global-lmic-reports/master/AFG/projections.csv | 2021-01-22 | ICU_incidence | 2.54 | 2.78 | 2.9 | 2.89 | 3 | 3.27 | Optimistic | Afghanistan | AFG | 2022-01-02 | v8 | TRUE
https://raw.githubusercontent.com/mrc-ide/global-lmic-reports/master/AFG/projections.csv | 2021-01-22 | prevalence | 5159.39 | 5658.48 | 5900.1 | 5877.42 | 6138.47 | 6626.58 | Optimistic | Afghanistan | AFG | 2022-01-02 | v8 | TRUE
https://raw.githubusercontent.com/mrc-ide/global-lmic-reports/master/AFG/projections.csv | 2021-01-22 | cumulative_infections | 1011706.84 | 1049911.39 | 1084408.29 | 1087116.62 | 1101466.25 | 1203158.45 | Optimistic | Afghanistan | AFG | 2022-01-02 | v8 | TRUE
https://raw.githubusercontent.com/mrc-ide/global-lmic-reports/master/AFG/projections.csv | 2021-01-22 | cumulative_deaths | 2133.88 | 2231.72 | 2304.42 | 2310 | 2349.04 | 2583.19 | Optimistic | Afghanistan | AFG | 2022-01-02 | v8 | TRUE
https://raw.githubusercontent.com/mrc-ide/global-lmic-reports/master/AFG/projections.csv | 2021-01-22 | Rt | 0.58 | 0.63 | 0.64 | 0.64 | 0.65 | 0.68 | Optimistic | Afghanistan | AFG | 2022-01-02 | v8 | TRUE
https://raw.githubusercontent.com/mrc-ide/global-lmic-reports/master/AFG/projections.csv | 2021-01-22 | Reff | 0.57 | 0.61 | 0.62 | 0.62 | 0.63 | 0.66 | Optimistic | Afghanistan | AFG | 2022-01-02 | v8 | TRUE
https://raw.githubusercontent.com/mrc-ide/global-lmic-reports/master/AFG/projections.csv | 2021-01-22 | infections | 547.36 | 598.4 | 624.19 | 627.39 | 661.63 | 708.28 | Pessimistic | Afghanistan | AFG | 2022-01-02 | v8 | TRUE
https://raw.githubusercontent.com/mrc-ide/global-lmic-reports/master/AFG/projections.csv | 2021-01-22 | deaths | 4.61 | 4.95 | 5.16 | 5.2 | 5.44 | 5.94 | Pessimistic | Afghanistan | AFG | 2022-01-02 | v8 | TRUE
https://raw.githubusercontent.com/mrc-ide/global-lmic-reports/master/AFG/projections.csv | 2021-01-22 | hospital_demand | 144.05 | 155.98 | 162.81 | 163.01 | 169.83 | 186.66 | Pessimistic | Afghanistan | AFG | 2022-01-02 | v8 | TRUE
https://raw.githubusercontent.com/mrc-ide/global-lmic-reports/master/AFG/projections.csv | 2021-01-22 | ICU_demand | 67.18 | 72.34 | 75.2 | 75.75 | 78.96 | 85.96 | Pessimistic | Afghanistan | AFG | 2022-01-02 | v8 | TRUE
https://raw.githubusercontent.com/mrc-ide/global-lmic-reports/master/AFG/projections.csv | 2021-01-22 | hospital_incidence | 8.88 | 9.74 | 10.13 | 10.1 | 10.49 | 11.42 | Pessimistic | Afghanistan | AFG | 2022-01-02 | v8 | TRUE
https://raw.githubusercontent.com/mrc-ide/global-lmic-reports/master/AFG/projections.csv | 2021-01-22 | ICU_incidence | 2.54 | 2.78 | 2.9 | 2.89 | 3 | 3.27 | Pessimistic | Afghanistan | AFG | 2022-01-02 | v8 | TRUE
https://raw.githubusercontent.com/mrc-ide/global-lmic-reports/master/AFG/projections.csv | 2021-01-22 | prevalence | 5159.39 | 5658.48 | 5900.1 | 5877.42 | 6138.47 | 6626.58 | Pessimistic | Afghanistan | AFG | 2022-01-02 | v8 | TRUE
https://raw.githubusercontent.com/mrc-ide/global-lmic-reports/master/AFG/projections.csv | 2021-01-22 | cumulative_infections | 1011706.84 | 1049911.39 | 1084408.29 | 1087116.62 | 1101466.25 | 1203158.45 | Pessimistic | Afghanistan | AFG | 2022-01-02 | v8 | TRUE
https://raw.githubusercontent.com/mrc-ide/global-lmic-reports/master/AFG/projections.csv | 2021-01-22 | cumulative_deaths | 2133.88 | 2231.72 | 2304.42 | 2310 | 2349.04 | 2583.19 | Pessimistic | Afghanistan | AFG | 2022-01-02 | v8 | TRUE
https://raw.githubusercontent.com/mrc-ide/global-lmic-reports/master/AFG/projections.csv | 2021-01-22 | Rt | 0.58 | 0.63 | 0.64 | 0.64 | 0.65 | 0.68 | Pessimistic | Afghanistan | AFG | 2022-01-02 | v8 | TRUE
https://raw.githubusercontent.com/mrc-ide/global-lmic-reports/master/AFG/projections.csv | 2021-01-22 | Reff | 0.57 | 0.61 | 0.62 | 0.62 | 0.63 | 0.66 | Pessimistic | Afghanistan | AFG | 2022-01-02 | v8 | TRUE
https://raw.githubusercontent.com/mrc-ide/global-lmic-reports/master/AFG/projections.csv | 2021-01-22 | infections | 547.36 | 598.4 | 624.19 | 627.39 | 661.63 | 708.28 | Relax Interventions 50% | Afghanistan | AFG | 2022-01-02 | v8 | TRUE
https://raw.githubusercontent.com/mrc-ide/global-lmic-reports/master/AFG/projections.csv | 2021-01-22 | deaths | 4.61 | 4.95 | 5.16 | 5.2 | 5.44 | 5.94 | Relax Interventions 50% | Afghanistan | AFG | 2022-01-02 | v8 | TRUE
https://raw.githubusercontent.com/mrc-ide/global-lmic-reports/master/AFG/projections.csv | 2021-01-22 | hospital_demand | 144.05 | 155.98 | 162.81 | 163.01 | 169.83 | 186.66 | Relax Interventions 50% | Afghanistan | AFG | 2022-01-02 | v8 | TRUE
https://raw.githubusercontent.com/mrc-ide/global-lmic-reports/master/AFG/projections.csv | 2021-01-22 | ICU_demand | 67.18 | 72.34 | 75.2 | 75.75 | 78.96 | 85.96 | Relax Interventions 50% | Afghanistan | AFG | 2022-01-02 | v8 | TRUE
https://raw.githubusercontent.com/mrc-ide/global-lmic-reports/master/AFG/projections.csv | 2021-01-22 | hospital_incidence | 8.88 | 9.74 | 10.13 | 10.1 | 10.49 | 11.42 | Relax Interventions 50% | Afghanistan | AFG | 2022-01-02 | v8 | TRUE
https://raw.githubusercontent.com/mrc-ide/global-lmic-reports/master/AFG/projections.csv | 2021-01-22 | ICU_incidence | 2.54 | 2.78 | 2.9 | 2.89 | 3 | 3.27 | Relax Interventions 50% | Afghanistan | AFG | 2022-01-02 | v8 | TRUE
https://raw.githubusercontent.com/mrc-ide/global-lmic-reports/master/AFG/projections.csv | 2021-01-22 | prevalence | 5159.39 | 5658.48 | 5900.1 | 5877.42 | 6138.47 | 6626.58 | Relax Interventions 50% | Afghanistan | AFG | 2022-01-02 | v8 | TRUE
https://raw.githubusercontent.com/mrc-ide/global-lmic-reports/master/AFG/projections.csv | 2021-01-22 | cumulative_infections | 1011706.84 | 1049911.39 | 1084408.29 | 1087116.62 | 1101466.25 | 1203158.45 | Relax Interventions 50% | Afghanistan | AFG | 2022-01-02 | v8 | TRUE
https://raw.githubusercontent.com/mrc-ide/global-lmic-reports/master/AFG/projections.csv | 2021-01-22 | cumulative_deaths | 2133.88 | 2231.72 | 2304.42 | 2310 | 2349.04 | 2583.19 | Relax Interventions 50% | Afghanistan | AFG | 2022-01-02 | v8 | TRUE
https://raw.githubusercontent.com/mrc-ide/global-lmic-reports/master/AFG/projections.csv | 2021-01-22 | Rt | 0.58 | 0.63 | 0.64 | 0.64 | 0.65 | 0.68 | Relax Interventions 50% | Afghanistan | AFG | 2022-01-02 | v8 | TRUE
https://raw.githubusercontent.com/mrc-ide/global-lmic-reports/master/AFG/projections.csv | 2021-01-22 | Reff | 0.57 | 0.61 | 0.62 | 0.62 | 0.63 | 0.66 | Relax Interventions 50% | Afghanistan | AFG | 2022-01-02 | v8 | TRUE
https://raw.githubusercontent.com/mrc-ide/global-lmic-reports/master/AFG/projections.csv | 2021-01-22 | infections | 539.13 | 581.07 | 616.58 | 616.52 | 647.55 | 694.19 | Surged Additional 50% Reduction | Afghanistan | AFG | 2022-01-02 | v8 | TRUE
https://raw.githubusercontent.com/mrc-ide/global-lmic-reports/master/AFG/projections.csv | 2021-01-22 | deaths | 4.51 | 4.82 | 5.09 | 5.1 | 5.34 | 5.74 | Surged Additional 50% Reduction | Afghanistan | AFG | 2022-01-02 | v8 | TRUE
https://raw.githubusercontent.com/mrc-ide/global-lmic-reports/master/AFG/projections.csv | 2021-01-22 | hospital_demand | 141.54 | 150.81 | 160.53 | 159.86 | 167.8 | 180.35 | Surged Additional 50% Reduction | Afghanistan | AFG | 2022-01-02 | v8 | TRUE
https://raw.githubusercontent.com/mrc-ide/global-lmic-reports/master/AFG/projections.csv | 2021-01-22 | ICU_demand | 65.84 | 70.38 | 74.24 | 74.26 | 77.68 | 83.73 | Surged Additional 50% Reduction | Afghanistan | AFG | 2022-01-02 | v8 | TRUE
https://raw.githubusercontent.com/mrc-ide/global-lmic-reports/master/AFG/projections.csv | 2021-01-22 | hospital_incidence | 8.8 | 9.34 | 9.87 | 9.91 | 10.35 | 11.19 | Surged Additional 50% Reduction | Afghanistan | AFG | 2022-01-02 | v8 | TRUE
https://raw.githubusercontent.com/mrc-ide/global-lmic-reports/master/AFG/projections.csv | 2021-01-22 | ICU_incidence | 2.52 | 2.67 | 2.82 | 2.83 | 2.96 | 3.2 | Surged Additional 50% Reduction | Afghanistan | AFG | 2022-01-02 | v8 | TRUE
https://raw.githubusercontent.com/mrc-ide/global-lmic-reports/master/AFG/projections.csv | 2021-01-22 | prevalence | 5061.22 | 5436.52 | 5731.58 | 5769.09 | 6056.21 | 6559.66 | Surged Additional 50% Reduction | Afghanistan | AFG | 2022-01-02 | v8 | TRUE
https://raw.githubusercontent.com/mrc-ide/global-lmic-reports/master/AFG/projections.csv | 2021-01-22 | cumulative_infections | 1003362.31 | 1047626.53 | 1076343.67 | 1075927.23 | 1105040.8 | 1156162.04 | Surged Additional 50% Reduction | Afghanistan | AFG | 2022-01-02 | v8 | TRUE
https://raw.githubusercontent.com/mrc-ide/global-lmic-reports/master/AFG/projections.csv | 2021-01-22 | cumulative_deaths | 2121.7 | 2213.7 | 2277.73 | 2273.23 | 2335.67 | 2441.72 | Surged Additional 50% Reduction | Afghanistan | AFG | 2022-01-02 | v8 | TRUE
https://raw.githubusercontent.com/mrc-ide/global-lmic-reports/master/AFG/projections.csv | 2021-01-22 | Rt | 0.61 | 0.62 | 0.64 | 0.64 | 0.65 | 0.67 | Surged Additional 50% Reduction | Afghanistan | AFG | 2022-01-02 | v8 | TRUE
https://raw.githubusercontent.com/mrc-ide/global-lmic-reports/master/AFG/projections.csv | 2021-01-22 | Reff | 0.59 | 0.61 | 0.62 | 0.62 | 0.63 | 0.66 | Surged Additional 50% Reduction | Afghanistan | AFG | 2022-01-02 | v8 | TRUE
https://raw.githubusercontent.com/mrc-ide/global-lmic-reports/master/AFG/projections.csv | 2021-01-22 | infections | 539.13 | 581.07 | 616.58 | 616.52 | 647.55 | 694.19 | Surged Maintain Status Quo | Afghanistan | AFG | 2022-01-02 | v8 | TRUE
https://raw.githubusercontent.com/mrc-ide/global-lmic-reports/master/AFG/projections.csv | 2021-01-22 | deaths | 4.51 | 4.82 | 5.09 | 5.1 | 5.34 | 5.74 | Surged Maintain Status Quo | Afghanistan | AFG | 2022-01-02 | v8 | TRUE
https://raw.githubusercontent.com/mrc-ide/global-lmic-reports/master/AFG/projections.csv | 2021-01-22 | hospital_demand | 141.54 | 150.81 | 160.53 | 159.86 | 167.8 | 180.35 | Surged Maintain Status Quo | Afghanistan | AFG | 2022-01-02 | v8 | TRUE
https://raw.githubusercontent.com/mrc-ide/global-lmic-reports/master/AFG/projections.csv | 2021-01-22 | ICU_demand | 65.84 | 70.38 | 74.24 | 74.26 | 77.68 | 83.73 | Surged Maintain Status Quo | Afghanistan | AFG | 2022-01-02 | v8 | TRUE
https://raw.githubusercontent.com/mrc-ide/global-lmic-reports/master/AFG/projections.csv | 2021-01-22 | hospital_incidence | 8.8 | 9.34 | 9.87 | 9.91 | 10.35 | 11.19 | Surged Maintain Status Quo | Afghanistan | AFG | 2022-01-02 | v8 | TRUE
https://raw.githubusercontent.com/mrc-ide/global-lmic-reports/master/AFG/projections.csv | 2021-01-22 | ICU_incidence | 2.52 | 2.67 | 2.82 | 2.83 | 2.96 | 3.2 | Surged Maintain Status Quo | Afghanistan | AFG | 2022-01-02 | v8 | TRUE
https://raw.githubusercontent.com/mrc-ide/global-lmic-reports/master/AFG/projections.csv | 2021-01-22 | prevalence | 5061.22 | 5436.52 | 5731.58 | 5769.09 | 6056.21 | 6559.66 | Surged Maintain Status Quo | Afghanistan | AFG | 2022-01-02 | v8 | TRUE
https://raw.githubusercontent.com/mrc-ide/global-lmic-reports/master/AFG/projections.csv | 2021-01-22 | cumulative_infections | 1003362.31 | 1047626.53 | 1076343.67 | 1075927.23 | 1105040.8 | 1156162.04 | Surged Maintain Status Quo | Afghanistan | AFG | 2022-01-02 | v8 | TRUE
https://raw.githubusercontent.com/mrc-ide/global-lmic-reports/master/AFG/projections.csv | 2021-01-22 | cumulative_deaths | 2121.7 | 2213.7 | 2277.73 | 2273.23 | 2335.67 | 2441.72 | Surged Maintain Status Quo | Afghanistan | AFG | 2022-01-02 | v8 | TRUE
https://raw.githubusercontent.com/mrc-ide/global-lmic-reports/master/AFG/projections.csv | 2021-01-22 | Rt | 0.61 | 0.62 | 0.64 | 0.64 | 0.65 | 0.67 | Surged Maintain Status Quo | Afghanistan | AFG | 2022-01-02 | v8 | TRUE
https://raw.githubusercontent.com/mrc-ide/global-lmic-reports/master/AFG/projections.csv | 2021-01-22 | Reff | 0.59 | 0.61 | 0.62 | 0.62 | 0.63 | 0.66 | Surged Maintain Status Quo | Afghanistan | AFG | 2022-01-02 | v8 | TRUE
https://raw.githubusercontent.com/mrc-ide/global-lmic-reports/master/AFG/projections.csv | 2021-01-22 | infections | 539.13 | 581.07 | 616.58 | 616.52 | 647.55 | 694.19 | Surged Optimistic | Afghanistan | AFG | 2022-01-02 | v8 | TRUE
https://raw.githubusercontent.com/mrc-ide/global-lmic-reports/master/AFG/projections.csv | 2021-01-22 | deaths | 4.51 | 4.82 | 5.09 | 5.1 | 5.34 | 5.74 | Surged Optimistic | Afghanistan | AFG | 2022-01-02 | v8 | TRUE
https://raw.githubusercontent.com/mrc-ide/global-lmic-reports/master/AFG/projections.csv | 2021-01-22 | hospital_demand | 141.54 | 150.81 | 160.53 | 159.86 | 167.8 | 180.35 | Surged Optimistic | Afghanistan | AFG | 2022-01-02 | v8 | TRUE
https://raw.githubusercontent.com/mrc-ide/global-lmic-reports/master/AFG/projections.csv | 2021-01-22 | ICU_demand | 65.84 | 70.38 | 74.24 | 74.26 | 77.68 | 83.73 | Surged Optimistic | Afghanistan | AFG | 2022-01-02 | v8 | TRUE
https://raw.githubusercontent.com/mrc-ide/global-lmic-reports/master/AFG/projections.csv | 2021-01-22 | hospital_incidence | 8.8 | 9.34 | 9.87 | 9.91 | 10.35 | 11.19 | Surged Optimistic | Afghanistan | AFG | 2022-01-02 | v8 | TRUE
https://raw.githubusercontent.com/mrc-ide/global-lmic-reports/master/AFG/projections.csv | 2021-01-22 | ICU_incidence | 2.52 | 2.67 | 2.82 | 2.83 | 2.96 | 3.2 | Surged Optimistic | Afghanistan | AFG | 2022-01-02 | v8 | TRUE
https://raw.githubusercontent.com/mrc-ide/global-lmic-reports/master/AFG/projections.csv | 2021-01-22 | prevalence | 5061.22 | 5436.52 | 5731.58 | 5769.09 | 6056.21 | 6559.66 | Surged Optimistic | Afghanistan | AFG | 2022-01-02 | v8 | TRUE
https://raw.githubusercontent.com/mrc-ide/global-lmic-reports/master/AFG/projections.csv | 2021-01-22 | cumulative_infections | 1003362.31 | 1047626.53 | 1076343.67 | 1075927.23 | 1105040.8 | 1156162.04 | Surged Optimistic | Afghanistan | AFG | 2022-01-02 | v8 | TRUE
https://raw.githubusercontent.com/mrc-ide/global-lmic-reports/master/AFG/projections.csv | 2021-01-22 | cumulative_deaths | 2121.7 | 2213.7 | 2277.73 | 2273.23 | 2335.67 | 2441.72 | Surged Optimistic | Afghanistan | AFG | 2022-01-02 | v8 | TRUE
https://raw.githubusercontent.com/mrc-ide/global-lmic-reports/master/AFG/projections.csv | 2021-01-22 | Rt | 0.61 | 0.62 | 0.64 | 0.64 | 0.65 | 0.67 | Surged Optimistic | Afghanistan | AFG | 2022-01-02 | v8 | TRUE
https://raw.githubusercontent.com/mrc-ide/global-lmic-reports/master/AFG/projections.csv | 2021-01-22 | Reff | 0.59 | 0.61 | 0.62 | 0.62 | 0.63 | 0.66 | Surged Optimistic | Afghanistan | AFG | 2022-01-02 | v8 | TRUE
https://raw.githubusercontent.com/mrc-ide/global-lmic-reports/master/AFG/projections.csv | 2021-01-22 | infections | 539.13 | 581.07 | 616.58 | 616.52 | 647.55 | 694.19 | Surged Pessimistic | Afghanistan | AFG | 2022-01-02 | v8 | TRUE
https://raw.githubusercontent.com/mrc-ide/global-lmic-reports/master/AFG/projections.csv | 2021-01-22 | deaths | 4.51 | 4.82 | 5.09 | 5.1 | 5.34 | 5.74 | Surged Pessimistic | Afghanistan | AFG | 2022-01-02 | v8 | TRUE
https://raw.githubusercontent.com/mrc-ide/global-lmic-reports/master/AFG/projections.csv | 2021-01-22 | hospital_demand | 141.54 | 150.81 | 160.53 | 159.86 | 167.8 | 180.35 | Surged Pessimistic | Afghanistan | AFG | 2022-01-02 | v8 | TRUE
https://raw.githubusercontent.com/mrc-ide/global-lmic-reports/master/AFG/projections.csv | 2021-01-22 | ICU_demand | 65.84 | 70.38 | 74.24 | 74.26 | 77.68 | 83.73 | Surged Pessimistic | Afghanistan | AFG | 2022-01-02 | v8 | TRUE
https://raw.githubusercontent.com/mrc-ide/global-lmic-reports/master/AFG/projections.csv | 2021-01-22 | hospital_incidence | 8.8 | 9.34 | 9.87 | 9.91 | 10.35 | 11.19 | Surged Pessimistic | Afghanistan | AFG | 2022-01-02 | v8 | TRUE
https://raw.githubusercontent.com/mrc-ide/global-lmic-reports/master/AFG/projections.csv | 2021-01-22 | ICU_incidence | 2.52 | 2.67 | 2.82 | 2.83 | 2.96 | 3.2 | Surged Pessimistic | Afghanistan | AFG | 2022-01-02 | v8 | TRUE
https://raw.githubusercontent.com/mrc-ide/global-lmic-reports/master/AFG/projections.csv | 2021-01-22 | prevalence | 5061.22 | 5436.52 | 5731.58 | 5769.09 | 6056.21 | 6559.66 | Surged Pessimistic | Afghanistan | AFG | 2022-01-02 | v8 | TRUE
https://raw.githubusercontent.com/mrc-ide/global-lmic-reports/master/AFG/projections.csv | 2021-01-22 | cumulative_infections | 1003362.31 | 1047626.53 | 1076343.67 | 1075927.23 | 1105040.8 | 1156162.04 | Surged Pessimistic | Afghanistan | AFG | 2022-01-02 | v8 | TRUE
https://raw.githubusercontent.com/mrc-ide/global-lmic-reports/master/AFG/projections.csv | 2021-01-22 | cumulative_deaths | 2121.7 | 2213.7 | 2277.73 | 2273.23 | 2335.67 | 2441.72 | Surged Pessimistic | Afghanistan | AFG | 2022-01-02 | v8 | TRUE
https://raw.githubusercontent.com/mrc-ide/global-lmic-reports/master/AFG/projections.csv | 2021-01-22 | Rt | 0.61 | 0.62 | 0.64 | 0.64 | 0.65 | 0.67 | Surged Pessimistic | Afghanistan | AFG | 2022-01-02 | v8 | TRUE
https://raw.githubusercontent.com/mrc-ide/global-lmic-reports/master/AFG/projections.csv | 2021-01-22 | Reff | 0.59 | 0.61 | 0.62 | 0.62 | 0.63 | 0.66 | Surged Pessimistic | Afghanistan | AFG | 2022-01-02 | v8 | TRUE
https://raw.githubusercontent.com/mrc-ide/global-lmic-reports/master/AFG/projections.csv | 2021-01-22 | infections | 539.13 | 581.07 | 616.58 | 616.52 | 647.55 | 694.19 | Surged Relax Interventions 50% | Afghanistan | AFG | 2022-01-02 | v8 | TRUE
https://raw.githubusercontent.com/mrc-ide/global-lmic-reports/master/AFG/projections.csv | 2021-01-22 | deaths | 4.51 | 4.82 | 5.09 | 5.1 | 5.34 | 5.74 | Surged Relax Interventions 50% | Afghanistan | AFG | 2022-01-02 | v8 | TRUE
https://raw.githubusercontent.com/mrc-ide/global-lmic-reports/master/AFG/projections.csv | 2021-01-22 | hospital_demand | 141.54 | 150.81 | 160.53 | 159.86 | 167.8 | 180.35 | Surged Relax Interventions 50% | Afghanistan | AFG | 2022-01-02 | v8 | TRUE
https://raw.githubusercontent.com/mrc-ide/global-lmic-reports/master/AFG/projections.csv | 2021-01-22 | ICU_demand | 65.84 | 70.38 | 74.24 | 74.26 | 77.68 | 83.73 | Surged Relax Interventions 50% | Afghanistan | AFG | 2022-01-02 | v8 | TRUE
https://raw.githubusercontent.com/mrc-ide/global-lmic-reports/master/AFG/projections.csv | 2021-01-22 | hospital_incidence | 8.8 | 9.34 | 9.87 | 9.91 | 10.35 | 11.19 | Surged Relax Interventions 50% | Afghanistan | AFG | 2022-01-02 | v8 | TRUE
https://raw.githubusercontent.com/mrc-ide/global-lmic-reports/master/AFG/projections.csv | 2021-01-22 | ICU_incidence | 2.52 | 2.67 | 2.82 | 2.83 | 2.96 | 3.2 | Surged Relax Interventions 50% | Afghanistan | AFG | 2022-01-02 | v8 | TRUE
https://raw.githubusercontent.com/mrc-ide/global-lmic-reports/master/AFG/projections.csv | 2021-01-22 | prevalence | 5061.22 | 5436.52 | 5731.58 | 5769.09 | 6056.21 | 6559.66 | Surged Relax Interventions 50% | Afghanistan | AFG | 2022-01-02 | v8 | TRUE
https://raw.githubusercontent.com/mrc-ide/global-lmic-reports/master/AFG/projections.csv | 2021-01-22 | cumulative_infections | 1003362.31 | 1047626.53 | 1076343.67 | 1075927.23 | 1105040.8 | 1156162.04 | Surged Relax Interventions 50% | Afghanistan | AFG | 2022-01-02 | v8 | TRUE
https://raw.githubusercontent.com/mrc-ide/global-lmic-reports/master/AFG/projections.csv | 2021-01-22 | cumulative_deaths | 2121.7 | 2213.7 | 2277.73 | 2273.23 | 2335.67 | 2441.72 | Surged Relax Interventions 50% | Afghanistan | AFG | 2022-01-02 | v8 | TRUE
https://raw.githubusercontent.com/mrc-ide/global-lmic-reports/master/AFG/projections.csv | 2021-01-22 | Rt | 0.61 | 0.62 | 0.64 | 0.64 | 0.65 | 0.67 | Surged Relax Interventions 50% | Afghanistan | AFG | 2022-01-02 | v8 | TRUE
https://raw.githubusercontent.com/mrc-ide/global-lmic-reports/master/AFG/projections.csv | 2021-01-22 | Reff | 0.59 | 0.61 | 0.62 | 0.62 | 0.63 | 0.66 | Surged Relax Interventions 50% | Afghanistan | AFG | 2022-01-02 | v8 | TRUE
https://raw.githubusercontent.com/mrc-ide/global-lmic-reports/master/AFG/projections.csv | 2021-01-23 | infections | 508.22 | 550.12 | 575.67 | 581.52 | 618.07 | 657.5 | Additional 50% Reduction | Afghanistan | AFG | 2022-01-02 | v8 | TRUE
https://raw.githubusercontent.com/mrc-ide/global-lmic-reports/master/AFG/projections.csv | 2021-01-23 | deaths | 4.36 | 4.69 | 4.89 | 4.92 | 5.14 | 5.63 | Additional 50% Reduction | Afghanistan | AFG | 2022-01-02 | v8 | TRUE
https://raw.githubusercontent.com/mrc-ide/global-lmic-reports/master/AFG/projections.csv | 2021-01-23 | hospital_demand | 135.6 | 147.1 | 153.51 | 153.56 | 159.87 | 175.83 | Additional 50% Reduction | Afghanistan | AFG | 2022-01-02 | v8 | TRUE
https://raw.githubusercontent.com/mrc-ide/global-lmic-reports/master/AFG/projections.csv | 2021-01-23 | ICU_demand | 63.69 | 68.72 | 71.37 | 71.85 | 74.93 | 81.55 | Additional 50% Reduction | Afghanistan | AFG | 2022-01-02 | v8 | TRUE
https://raw.githubusercontent.com/mrc-ide/global-lmic-reports/master/AFG/projections.csv | 2021-01-23 | hospital_incidence | 8.34 | 9.15 | 9.49 | 9.48 | 9.82 | 10.77 | Additional 50% Reduction | Afghanistan | AFG | 2022-01-02 | v8 | TRUE
https://raw.githubusercontent.com/mrc-ide/global-lmic-reports/master/AFG/projections.csv | 2021-01-23 | ICU_incidence | 2.38 | 2.62 | 2.71 | 2.71 | 2.81 | 3.08 | Additional 50% Reduction | Afghanistan | AFG | 2022-01-02 | v8 | TRUE
https://raw.githubusercontent.com/mrc-ide/global-lmic-reports/master/AFG/projections.csv | 2021-01-23 | prevalence | 4831.76 | 5301.75 | 5522.17 | 5509.06 | 5758.74 | 6194.04 | Additional 50% Reduction | Afghanistan | AFG | 2022-01-02 | v8 | TRUE
https://raw.githubusercontent.com/mrc-ide/global-lmic-reports/master/AFG/projections.csv | 2021-01-23 | cumulative_infections | 1012257.35 | 1050463.22 | 1084933.8 | 1087698.14 | 1102092.89 | 1203732.38 | Additional 50% Reduction | Afghanistan | AFG | 2022-01-02 | v8 | TRUE
https://raw.githubusercontent.com/mrc-ide/global-lmic-reports/master/AFG/projections.csv | 2021-01-23 | cumulative_deaths | 2138.82 | 2236.39 | 2309.39 | 2314.93 | 2353.67 | 2588.28 | Additional 50% Reduction | Afghanistan | AFG | 2022-01-02 | v8 | TRUE
https://raw.githubusercontent.com/mrc-ide/global-lmic-reports/master/AFG/projections.csv | 2021-01-23 | Rt | 0.58 | 0.62 | 0.63 | 0.63 | 0.64 | 0.67 | Additional 50% Reduction | Afghanistan | AFG | 2022-01-02 | v8 | TRUE
https://raw.githubusercontent.com/mrc-ide/global-lmic-reports/master/AFG/projections.csv | 2021-01-23 | Reff | 0.56 | 0.6 | 0.61 | 0.61 | 0.63 | 0.65 | Additional 50% Reduction | Afghanistan | AFG | 2022-01-02 | v8 | TRUE
https://raw.githubusercontent.com/mrc-ide/global-lmic-reports/master/AFG/projections.csv | 2021-01-23 | infections | 508.22 | 550.12 | 575.67 | 581.52 | 618.07 | 657.5 | Maintain Status Quo | Afghanistan | AFG | 2022-01-02 | v8 | TRUE
https://raw.githubusercontent.com/mrc-ide/global-lmic-reports/master/AFG/projections.csv | 2021-01-23 | deaths | 4.36 | 4.69 | 4.89 | 4.92 | 5.14 | 5.63 | Maintain Status Quo | Afghanistan | AFG | 2022-01-02 | v8 | TRUE
https://raw.githubusercontent.com/mrc-ide/global-lmic-reports/master/AFG/projections.csv | 2021-01-23 | hospital_demand | 135.6 | 147.1 | 153.51 | 153.56 | 159.87 | 175.83 | Maintain Status Quo | Afghanistan | AFG | 2022-01-02 | v8 | TRUE
https://raw.githubusercontent.com/mrc-ide/global-lmic-reports/master/AFG/projections.csv | 2021-01-23 | ICU_demand | 63.69 | 68.72 | 71.37 | 71.85 | 74.93 | 81.55 | Maintain Status Quo | Afghanistan | AFG | 2022-01-02 | v8 | TRUE
https://raw.githubusercontent.com/mrc-ide/global-lmic-reports/master/AFG/projections.csv | 2021-01-23 | hospital_incidence | 8.34 | 9.15 | 9.49 | 9.48 | 9.82 | 10.77 | Maintain Status Quo | Afghanistan | AFG | 2022-01-02 | v8 | TRUE
https://raw.githubusercontent.com/mrc-ide/global-lmic-reports/master/AFG/projections.csv | 2021-01-23 | ICU_incidence | 2.38 | 2.62 | 2.71 | 2.71 | 2.81 | 3.08 | Maintain Status Quo | Afghanistan | AFG | 2022-01-02 | v8 | TRUE
https://raw.githubusercontent.com/mrc-ide/global-lmic-reports/master/AFG/projections.csv | 2021-01-23 | prevalence | 4831.76 | 5301.75 | 5522.17 | 5509.06 | 5758.74 | 6194.04 | Maintain Status Quo | Afghanistan | AFG | 2022-01-02 | v8 | TRUE
https://raw.githubusercontent.com/mrc-ide/global-lmic-reports/master/AFG/projections.csv | 2021-01-23 | cumulative_infections | 1012257.35 | 1050463.22 | 1084933.8 | 1087698.14 | 1102092.89 | 1203732.38 | Maintain Status Quo | Afghanistan | AFG | 2022-01-02 | v8 | TRUE
https://raw.githubusercontent.com/mrc-ide/global-lmic-reports/master/AFG/projections.csv | 2021-01-23 | cumulative_deaths | 2138.82 | 2236.39 | 2309.39 | 2314.93 | 2353.67 | 2588.28 | Maintain Status Quo | Afghanistan | AFG | 2022-01-02 | v8 | TRUE
https://raw.githubusercontent.com/mrc-ide/global-lmic-reports/master/AFG/projections.csv | 2021-01-23 | Rt | 0.58 | 0.62 | 0.63 | 0.63 | 0.64 | 0.67 | Maintain Status Quo | Afghanistan | AFG | 2022-01-02 | v8 | TRUE
https://raw.githubusercontent.com/mrc-ide/global-lmic-reports/master/AFG/projections.csv | 2021-01-23 | Reff | 0.56 | 0.6 | 0.61 | 0.61 | 0.63 | 0.65 | Maintain Status Quo | Afghanistan | AFG | 2022-01-02 | v8 | TRUE
https://raw.githubusercontent.com/mrc-ide/global-lmic-reports/master/AFG/projections.csv | 2021-01-23 | infections | 508.22 | 550.12 | 575.67 | 581.52 | 618.07 | 657.5 | Optimistic | Afghanistan | AFG | 2022-01-02 | v8 | TRUE
https://raw.githubusercontent.com/mrc-ide/global-lmic-reports/master/AFG/projections.csv | 2021-01-23 | deaths | 4.36 | 4.69 | 4.89 | 4.92 | 5.14 | 5.63 | Optimistic | Afghanistan | AFG | 2022-01-02 | v8 | TRUE
https://raw.githubusercontent.com/mrc-ide/global-lmic-reports/master/AFG/projections.csv | 2021-01-23 | hospital_demand | 135.6 | 147.1 | 153.51 | 153.56 | 159.87 | 175.83 | Optimistic | Afghanistan | AFG | 2022-01-02 | v8 | TRUE
https://raw.githubusercontent.com/mrc-ide/global-lmic-reports/master/AFG/projections.csv | 2021-01-23 | ICU_demand | 63.69 | 68.72 | 71.37 | 71.85 | 74.93 | 81.55 | Optimistic | Afghanistan | AFG | 2022-01-02 | v8 | TRUE
https://raw.githubusercontent.com/mrc-ide/global-lmic-reports/master/AFG/projections.csv | 2021-01-23 | hospital_incidence | 8.34 | 9.15 | 9.49 | 9.48 | 9.82 | 10.77 | Optimistic | Afghanistan | AFG | 2022-01-02 | v8 | TRUE
https://raw.githubusercontent.com/mrc-ide/global-lmic-reports/master/AFG/projections.csv | 2021-01-23 | ICU_incidence | 2.38 | 2.62 | 2.71 | 2.71 | 2.81 | 3.08 | Optimistic | Afghanistan | AFG | 2022-01-02 | v8 | TRUE
https://raw.githubusercontent.com/mrc-ide/global-lmic-reports/master/AFG/projections.csv | 2021-01-23 | prevalence | 4831.76 | 5301.75 | 5522.17 | 5509.06 | 5758.74 | 6194.04 | Optimistic | Afghanistan | AFG | 2022-01-02 | v8 | TRUE
https://raw.githubusercontent.com/mrc-ide/global-lmic-reports/master/AFG/projections.csv | 2021-01-23 | cumulative_infections | 1012257.35 | 1050463.22 | 1084933.8 | 1087698.14 | 1102092.89 | 1203732.38 | Optimistic | Afghanistan | AFG | 2022-01-02 | v8 | TRUE
https://raw.githubusercontent.com/mrc-ide/global-lmic-reports/master/AFG/projections.csv | 2021-01-23 | cumulative_deaths | 2138.82 | 2236.39 | 2309.39 | 2314.93 | 2353.67 | 2588.28 | Optimistic | Afghanistan | AFG | 2022-01-02 | v8 | TRUE
https://raw.githubusercontent.com/mrc-ide/global-lmic-reports/master/AFG/projections.csv | 2021-01-23 | Rt | 0.58 | 0.62 | 0.63 | 0.63 | 0.64 | 0.67 | Optimistic | Afghanistan | AFG | 2022-01-02 | v8 | TRUE
https://raw.githubusercontent.com/mrc-ide/global-lmic-reports/master/AFG/projections.csv | 2021-01-23 | Reff | 0.56 | 0.6 | 0.61 | 0.61 | 0.63 | 0.65 | Optimistic | Afghanistan | AFG | 2022-01-02 | v8 | TRUE
https://raw.githubusercontent.com/mrc-ide/global-lmic-reports/master/AFG/projections.csv | 2021-01-23 | infections | 508.22 | 550.12 | 575.67 | 581.52 | 618.07 | 657.5 | Pessimistic | Afghanistan | AFG | 2022-01-02 | v8 | TRUE
https://raw.githubusercontent.com/mrc-ide/global-lmic-reports/master/AFG/projections.csv | 2021-01-23 | deaths | 4.36 | 4.69 | 4.89 | 4.92 | 5.14 | 5.63 | Pessimistic | Afghanistan | AFG | 2022-01-02 | v8 | TRUE
https://raw.githubusercontent.com/mrc-ide/global-lmic-reports/master/AFG/projections.csv | 2021-01-23 | hospital_demand | 135.6 | 147.1 | 153.51 | 153.56 | 159.87 | 175.83 | Pessimistic | Afghanistan | AFG | 2022-01-02 | v8 | TRUE
https://raw.githubusercontent.com/mrc-ide/global-lmic-reports/master/AFG/projections.csv | 2021-01-23 | ICU_demand | 63.69 | 68.72 | 71.37 | 71.85 | 74.93 | 81.55 | Pessimistic | Afghanistan | AFG | 2022-01-02 | v8 | TRUE
https://raw.githubusercontent.com/mrc-ide/global-lmic-reports/master/AFG/projections.csv | 2021-01-23 | hospital_incidence | 8.34 | 9.15 | 9.49 | 9.48 | 9.82 | 10.77 | Pessimistic | Afghanistan | AFG | 2022-01-02 | v8 | TRUE
https://raw.githubusercontent.com/mrc-ide/global-lmic-reports/master/AFG/projections.csv | 2021-01-23 | ICU_incidence | 2.38 | 2.62 | 2.71 | 2.71 | 2.81 | 3.08 | Pessimistic | Afghanistan | AFG | 2022-01-02 | v8 | TRUE
https://raw.githubusercontent.com/mrc-ide/global-lmic-reports/master/AFG/projections.csv | 2021-01-23 | prevalence | 4831.76 | 5301.75 | 5522.17 | 5509.06 | 5758.74 | 6194.04 | Pessimistic | Afghanistan | AFG | 2022-01-02 | v8 | TRUE
https://raw.githubusercontent.com/mrc-ide/global-lmic-reports/master/AFG/projections.csv | 2021-01-23 | cumulative_infections | 1012257.35 | 1050463.22 | 1084933.8 | 1087698.14 | 1102092.89 | 1203732.38 | Pessimistic | Afghanistan | AFG | 2022-01-02 | v8 | TRUE
https://raw.githubusercontent.com/mrc-ide/global-lmic-reports/master/AFG/projections.csv | 2021-01-23 | cumulative_deaths | 2138.82 | 2236.39 | 2309.39 | 2314.93 | 2353.67 | 2588.28 | Pessimistic | Afghanistan | AFG | 2022-01-02 | v8 | TRUE
https://raw.githubusercontent.com/mrc-ide/global-lmic-reports/master/AFG/projections.csv | 2021-01-23 | Rt | 0.58 | 0.62 | 0.63 | 0.63 | 0.64 | 0.67 | Pessimistic | Afghanistan | AFG | 2022-01-02 | v8 | TRUE
https://raw.githubusercontent.com/mrc-ide/global-lmic-reports/master/AFG/projections.csv | 2021-01-23 | Reff | 0.56 | 0.6 | 0.61 | 0.61 | 0.63 | 0.65 | Pessimistic | Afghanistan | AFG | 2022-01-02 | v8 | TRUE
https://raw.githubusercontent.com/mrc-ide/global-lmic-reports/master/AFG/projections.csv | 2021-01-23 | infections | 508.22 | 550.12 | 575.67 | 581.52 | 618.07 | 657.5 | Relax Interventions 50% | Afghanistan | AFG | 2022-01-02 | v8 | TRUE
https://raw.githubusercontent.com/mrc-ide/global-lmic-reports/master/AFG/projections.csv | 2021-01-23 | deaths | 4.36 | 4.69 | 4.89 | 4.92 | 5.14 | 5.63 | Relax Interventions 50% | Afghanistan | AFG | 2022-01-02 | v8 | TRUE
https://raw.githubusercontent.com/mrc-ide/global-lmic-reports/master/AFG/projections.csv | 2021-01-23 | hospital_demand | 135.6 | 147.1 | 153.51 | 153.56 | 159.87 | 175.83 | Relax Interventions 50% | Afghanistan | AFG | 2022-01-02 | v8 | TRUE
https://raw.githubusercontent.com/mrc-ide/global-lmic-reports/master/AFG/projections.csv | 2021-01-23 | ICU_demand | 63.69 | 68.72 | 71.37 | 71.85 | 74.93 | 81.55 | Relax Interventions 50% | Afghanistan | AFG | 2022-01-02 | v8 | TRUE
https://raw.githubusercontent.com/mrc-ide/global-lmic-reports/master/AFG/projections.csv | 2021-01-23 | hospital_incidence | 8.34 | 9.15 | 9.49 | 9.48 | 9.82 | 10.77 | Relax Interventions 50% | Afghanistan | AFG | 2022-01-02 | v8 | TRUE
https://raw.githubusercontent.com/mrc-ide/global-lmic-reports/master/AFG/projections.csv | 2021-01-23 | ICU_incidence | 2.38 | 2.62 | 2.71 | 2.71 | 2.81 | 3.08 | Relax Interventions 50% | Afghanistan | AFG | 2022-01-02 | v8 | TRUE
https://raw.githubusercontent.com/mrc-ide/global-lmic-reports/master/AFG/projections.csv | 2021-01-23 | prevalence | 4831.76 | 5301.75 | 5522.17 | 5509.06 | 5758.74 | 6194.04 | Relax Interventions 50% | Afghanistan | AFG | 2022-01-02 | v8 | TRUE
https://raw.githubusercontent.com/mrc-ide/global-lmic-reports/master/AFG/projections.csv | 2021-01-23 | cumulative_infections | 1012257.35 | 1050463.22 | 1084933.8 | 1087698.14 | 1102092.89 | 1203732.38 | Relax Interventions 50% | Afghanistan | AFG | 2022-01-02 | v8 | TRUE
https://raw.githubusercontent.com/mrc-ide/global-lmic-reports/master/AFG/projections.csv | 2021-01-23 | cumulative_deaths | 2138.82 | 2236.39 | 2309.39 | 2314.93 | 2353.67 | 2588.28 | Relax Interventions 50% | Afghanistan | AFG | 2022-01-02 | v8 | TRUE
https://raw.githubusercontent.com/mrc-ide/global-lmic-reports/master/AFG/projections.csv | 2021-01-23 | Rt | 0.58 | 0.62 | 0.63 | 0.63 | 0.64 | 0.67 | Relax Interventions 50% | Afghanistan | AFG | 2022-01-02 | v8 | TRUE
https://raw.githubusercontent.com/mrc-ide/global-lmic-reports/master/AFG/projections.csv | 2021-01-23 | Reff | 0.56 | 0.6 | 0.61 | 0.61 | 0.63 | 0.65 | Relax Interventions 50% | Afghanistan | AFG | 2022-01-02 | v8 | TRUE
https://raw.githubusercontent.com/mrc-ide/global-lmic-reports/master/AFG/projections.csv | 2021-01-23 | infections | 499.84 | 538.03 | 571.89 | 571.93 | 597.94 | 640.37 | Surged Additional 50% Reduction | Afghanistan | AFG | 2022-01-02 | v8 | TRUE
https://raw.githubusercontent.com/mrc-ide/global-lmic-reports/master/AFG/projections.csv | 2021-01-23 | deaths | 4.27 | 4.56 | 4.82 | 4.82 | 5.06 | 5.43 | Surged Additional 50% Reduction | Afghanistan | AFG | 2022-01-02 | v8 | TRUE
https://raw.githubusercontent.com/mrc-ide/global-lmic-reports/master/AFG/projections.csv | 2021-01-23 | hospital_demand | 133.36 | 142.23 | 151.46 | 150.6 | 158.37 | 170.06 | Surged Additional 50% Reduction | Afghanistan | AFG | 2022-01-02 | v8 | TRUE
https://raw.githubusercontent.com/mrc-ide/global-lmic-reports/master/AFG/projections.csv | 2021-01-23 | ICU_demand | 62.45 | 66.72 | 70.5 | 70.44 | 73.8 | 79.47 | Surged Additional 50% Reduction | Afghanistan | AFG | 2022-01-02 | v8 | TRUE
https://raw.githubusercontent.com/mrc-ide/global-lmic-reports/master/AFG/projections.csv | 2021-01-23 | hospital_incidence | 8.24 | 8.79 | 9.27 | 9.3 | 9.75 | 10.52 | Surged Additional 50% Reduction | Afghanistan | AFG | 2022-01-02 | v8 | TRUE
https://raw.githubusercontent.com/mrc-ide/global-lmic-reports/master/AFG/projections.csv | 2021-01-23 | ICU_incidence | 2.36 | 2.51 | 2.65 | 2.66 | 2.79 | 3.01 | Surged Additional 50% Reduction | Afghanistan | AFG | 2022-01-02 | v8 | TRUE
https://raw.githubusercontent.com/mrc-ide/global-lmic-reports/master/AFG/projections.csv | 2021-01-23 | prevalence | 4743.18 | 5096.53 | 5381.34 | 5408.74 | 5676.69 | 6141.22 | Surged Additional 50% Reduction | Afghanistan | AFG | 2022-01-02 | v8 | TRUE
https://raw.githubusercontent.com/mrc-ide/global-lmic-reports/master/AFG/projections.csv | 2021-01-23 | cumulative_infections | 1003880.48 | 1048189.84 | 1076910.55 | 1076499.16 | 1105570.92 | 1156768.12 | Surged Additional 50% Reduction | Afghanistan | AFG | 2022-01-02 | v8 | TRUE
https://raw.githubusercontent.com/mrc-ide/global-lmic-reports/master/AFG/projections.csv | 2021-01-23 | cumulative_deaths | 2126.14 | 2218.37 | 2282.28 | 2278.05 | 2340.62 | 2446.91 | Surged Additional 50% Reduction | Afghanistan | AFG | 2022-01-02 | v8 | TRUE
https://raw.githubusercontent.com/mrc-ide/global-lmic-reports/master/AFG/projections.csv | 2021-01-23 | Rt | 0.6 | 0.62 | 0.63 | 0.63 | 0.64 | 0.67 | Surged Additional 50% Reduction | Afghanistan | AFG | 2022-01-02 | v8 | TRUE
https://raw.githubusercontent.com/mrc-ide/global-lmic-reports/master/AFG/projections.csv | 2021-01-23 | Reff | 0.58 | 0.6 | 0.62 | 0.61 | 0.63 | 0.65 | Surged Additional 50% Reduction | Afghanistan | AFG | 2022-01-02 | v8 | TRUE
https://raw.githubusercontent.com/mrc-ide/global-lmic-reports/master/AFG/projections.csv | 2021-01-23 | infections | 499.84 | 538.03 | 571.89 | 571.93 | 597.94 | 640.37 | Surged Maintain Status Quo | Afghanistan | AFG | 2022-01-02 | v8 | TRUE
https://raw.githubusercontent.com/mrc-ide/global-lmic-reports/master/AFG/projections.csv | 2021-01-23 | deaths | 4.27 | 4.56 | 4.82 | 4.82 | 5.06 | 5.43 | Surged Maintain Status Quo | Afghanistan | AFG | 2022-01-02 | v8 | TRUE
https://raw.githubusercontent.com/mrc-ide/global-lmic-reports/master/AFG/projections.csv | 2021-01-23 | hospital_demand | 133.36 | 142.23 | 151.46 | 150.6 | 158.37 | 170.06 | Surged Maintain Status Quo | Afghanistan | AFG | 2022-01-02 | v8 | TRUE
https://raw.githubusercontent.com/mrc-ide/global-lmic-reports/master/AFG/projections.csv | 2021-01-23 | ICU_demand | 62.45 | 66.72 | 70.5 | 70.44 | 73.8 | 79.47 | Surged Maintain Status Quo | Afghanistan | AFG | 2022-01-02 | v8 | TRUE
https://raw.githubusercontent.com/mrc-ide/global-lmic-reports/master/AFG/projections.csv | 2021-01-23 | hospital_incidence | 8.24 | 8.79 | 9.27 | 9.3 | 9.75 | 10.52 | Surged Maintain Status Quo | Afghanistan | AFG | 2022-01-02 | v8 | TRUE
https://raw.githubusercontent.com/mrc-ide/global-lmic-reports/master/AFG/projections.csv | 2021-01-23 | ICU_incidence | 2.36 | 2.51 | 2.65 | 2.66 | 2.79 | 3.01 | Surged Maintain Status Quo | Afghanistan | AFG | 2022-01-02 | v8 | TRUE
https://raw.githubusercontent.com/mrc-ide/global-lmic-reports/master/AFG/projections.csv | 2021-01-23 | prevalence | 4743.18 | 5096.53 | 5381.34 | 5408.74 | 5676.69 | 6141.22 | Surged Maintain Status Quo | Afghanistan | AFG | 2022-01-02 | v8 | TRUE
https://raw.githubusercontent.com/mrc-ide/global-lmic-reports/master/AFG/projections.csv | 2021-01-23 | cumulative_infections | 1003880.48 | 1048189.84 | 1076910.55 | 1076499.16 | 1105570.92 | 1156768.12 | Surged Maintain Status Quo | Afghanistan | AFG | 2022-01-02 | v8 | TRUE
https://raw.githubusercontent.com/mrc-ide/global-lmic-reports/master/AFG/projections.csv | 2021-01-23 | cumulative_deaths | 2126.14 | 2218.37 | 2282.28 | 2278.05 | 2340.62 | 2446.91 | Surged Maintain Status Quo | Afghanistan | AFG | 2022-01-02 | v8 | TRUE
https://raw.githubusercontent.com/mrc-ide/global-lmic-reports/master/AFG/projections.csv | 2021-01-23 | Rt | 0.6 | 0.62 | 0.63 | 0.63 | 0.64 | 0.67 | Surged Maintain Status Quo | Afghanistan | AFG | 2022-01-02 | v8 | TRUE
https://raw.githubusercontent.com/mrc-ide/global-lmic-reports/master/AFG/projections.csv | 2021-01-23 | Reff | 0.58 | 0.6 | 0.62 | 0.61 | 0.63 | 0.65 | Surged Maintain Status Quo | Afghanistan | AFG | 2022-01-02 | v8 | TRUE
https://raw.githubusercontent.com/mrc-ide/global-lmic-reports/master/AFG/projections.csv | 2021-01-23 | infections | 499.84 | 538.03 | 571.89 | 571.93 | 597.94 | 640.37 | Surged Optimistic | Afghanistan | AFG | 2022-01-02 | v8 | TRUE
https://raw.githubusercontent.com/mrc-ide/global-lmic-reports/master/AFG/projections.csv | 2021-01-23 | deaths | 4.27 | 4.56 | 4.82 | 4.82 | 5.06 | 5.43 | Surged Optimistic | Afghanistan | AFG | 2022-01-02 | v8 | TRUE
https://raw.githubusercontent.com/mrc-ide/global-lmic-reports/master/AFG/projections.csv | 2021-01-23 | hospital_demand | 133.36 | 142.23 | 151.46 | 150.6 | 158.37 | 170.06 | Surged Optimistic | Afghanistan | AFG | 2022-01-02 | v8 | TRUE
https://raw.githubusercontent.com/mrc-ide/global-lmic-reports/master/AFG/projections.csv | 2021-01-23 | ICU_demand | 62.45 | 66.72 | 70.5 | 70.44 | 73.8 | 79.47 | Surged Optimistic | Afghanistan | AFG | 2022-01-02 | v8 | TRUE
https://raw.githubusercontent.com/mrc-ide/global-lmic-reports/master/AFG/projections.csv | 2021-01-23 | hospital_incidence | 8.24 | 8.79 | 9.27 | 9.3 | 9.75 | 10.52 | Surged Optimistic | Afghanistan | AFG | 2022-01-02 | v8 | TRUE
https://raw.githubusercontent.com/mrc-ide/global-lmic-reports/master/AFG/projections.csv | 2021-01-23 | ICU_incidence | 2.36 | 2.51 | 2.65 | 2.66 | 2.79 | 3.01 | Surged Optimistic | Afghanistan | AFG | 2022-01-02 | v8 | TRUE
https://raw.githubusercontent.com/mrc-ide/global-lmic-reports/master/AFG/projections.csv | 2021-01-23 | prevalence | 4743.18 | 5096.53 | 5381.34 | 5408.74 | 5676.69 | 6141.22 | Surged Optimistic | Afghanistan | AFG | 2022-01-02 | v8 | TRUE
https://raw.githubusercontent.com/mrc-ide/global-lmic-reports/master/AFG/projections.csv | 2021-01-23 | cumulative_infections | 1003880.48 | 1048189.84 | 1076910.55 | 1076499.16 | 1105570.92 | 1156768.12 | Surged Optimistic | Afghanistan | AFG | 2022-01-02 | v8 | TRUE
https://raw.githubusercontent.com/mrc-ide/global-lmic-reports/master/AFG/projections.csv | 2021-01-23 | cumulative_deaths | 2126.14 | 2218.37 | 2282.28 | 2278.05 | 2340.62 | 2446.91 | Surged Optimistic | Afghanistan | AFG | 2022-01-02 | v8 | TRUE
https://raw.githubusercontent.com/mrc-ide/global-lmic-reports/master/AFG/projections.csv | 2021-01-23 | Rt | 0.6 | 0.62 | 0.63 | 0.63 | 0.64 | 0.67 | Surged Optimistic | Afghanistan | AFG | 2022-01-02 | v8 | TRUE
https://raw.githubusercontent.com/mrc-ide/global-lmic-reports/master/AFG/projections.csv | 2021-01-23 | Reff | 0.58 | 0.6 | 0.62 | 0.61 | 0.63 | 0.65 | Surged Optimistic | Afghanistan | AFG | 2022-01-02 | v8 | TRUE
https://raw.githubusercontent.com/mrc-ide/global-lmic-reports/master/AFG/projections.csv | 2021-01-23 | infections | 499.84 | 538.03 | 571.89 | 571.93 | 597.94 | 640.37 | Surged Pessimistic | Afghanistan | AFG | 2022-01-02 | v8 | TRUE
https://raw.githubusercontent.com/mrc-ide/global-lmic-reports/master/AFG/projections.csv | 2021-01-23 | deaths | 4.27 | 4.56 | 4.82 | 4.82 | 5.06 | 5.43 | Surged Pessimistic | Afghanistan | AFG | 2022-01-02 | v8 | TRUE
https://raw.githubusercontent.com/mrc-ide/global-lmic-reports/master/AFG/projections.csv | 2021-01-23 | hospital_demand | 133.36 | 142.23 | 151.46 | 150.6 | 158.37 | 170.06 | Surged Pessimistic | Afghanistan | AFG | 2022-01-02 | v8 | TRUE
https://raw.githubusercontent.com/mrc-ide/global-lmic-reports/master/AFG/projections.csv | 2021-01-23 | ICU_demand | 62.45 | 66.72 | 70.5 | 70.44 | 73.8 | 79.47 | Surged Pessimistic | Afghanistan | AFG | 2022-01-02 | v8 | TRUE
https://raw.githubusercontent.com/mrc-ide/global-lmic-reports/master/AFG/projections.csv | 2021-01-23 | hospital_incidence | 8.24 | 8.79 | 9.27 | 9.3 | 9.75 | 10.52 | Surged Pessimistic | Afghanistan | AFG | 2022-01-02 | v8 | TRUE
https://raw.githubusercontent.com/mrc-ide/global-lmic-reports/master/AFG/projections.csv | 2021-01-23 | ICU_incidence | 2.36 | 2.51 | 2.65 | 2.66 | 2.79 | 3.01 | Surged Pessimistic | Afghanistan | AFG | 2022-01-02 | v8 | TRUE
https://raw.githubusercontent.com/mrc-ide/global-lmic-reports/master/AFG/projections.csv | 2021-01-23 | prevalence | 4743.18 | 5096.53 | 5381.34 | 5408.74 | 5676.69 | 6141.22 | Surged Pessimistic | Afghanistan | AFG | 2022-01-02 | v8 | TRUE
https://raw.githubusercontent.com/mrc-ide/global-lmic-reports/master/AFG/projections.csv | 2021-01-23 | cumulative_infections | 1003880.48 | 1048189.84 | 1076910.55 | 1076499.16 | 1105570.92 | 1156768.12 | Surged Pessimistic | Afghanistan | AFG | 2022-01-02 | v8 | TRUE
https://raw.githubusercontent.com/mrc-ide/global-lmic-reports/master/AFG/projections.csv | 2021-01-23 | cumulative_deaths | 2126.14 | 2218.37 | 2282.28 | 2278.05 | 2340.62 | 2446.91 | Surged Pessimistic | Afghanistan | AFG | 2022-01-02 | v8 | TRUE
https://raw.githubusercontent.com/mrc-ide/global-lmic-reports/master/AFG/projections.csv | 2021-01-23 | Rt | 0.6 | 0.62 | 0.63 | 0.63 | 0.64 | 0.67 | Surged Pessimistic | Afghanistan | AFG | 2022-01-02 | v8 | TRUE
https://raw.githubusercontent.com/mrc-ide/global-lmic-reports/master/AFG/projections.csv | 2021-01-23 | Reff | 0.58 | 0.6 | 0.62 | 0.61 | 0.63 | 0.65 | Surged Pessimistic | Afghanistan | AFG | 2022-01-02 | v8 | TRUE
https://raw.githubusercontent.com/mrc-ide/global-lmic-reports/master/AFG/projections.csv | 2021-01-23 | infections | 499.84 | 538.03 | 571.89 | 571.93 | 597.94 | 640.37 | Surged Relax Interventions 50% | Afghanistan | AFG | 2022-01-02 | v8 | TRUE
https://raw.githubusercontent.com/mrc-ide/global-lmic-reports/master/AFG/projections.csv | 2021-01-23 | deaths | 4.27 | 4.56 | 4.82 | 4.82 | 5.06 | 5.43 | Surged Relax Interventions 50% | Afghanistan | AFG | 2022-01-02 | v8 | TRUE
https://raw.githubusercontent.com/mrc-ide/global-lmic-reports/master/AFG/projections.csv | 2021-01-23 | hospital_demand | 133.36 | 142.23 | 151.46 | 150.6 | 158.37 | 170.06 | Surged Relax Interventions 50% | Afghanistan | AFG | 2022-01-02 | v8 | TRUE
https://raw.githubusercontent.com/mrc-ide/global-lmic-reports/master/AFG/projections.csv | 2021-01-23 | ICU_demand | 62.45 | 66.72 | 70.5 | 70.44 | 73.8 | 79.47 | Surged Relax Interventions 50% | Afghanistan | AFG | 2022-01-02 | v8 | TRUE
https://raw.githubusercontent.com/mrc-ide/global-lmic-reports/master/AFG/projections.csv | 2021-01-23 | hospital_incidence | 8.24 | 8.79 | 9.27 | 9.3 | 9.75 | 10.52 | Surged Relax Interventions 50% | Afghanistan | AFG | 2022-01-02 | v8 | TRUE
https://raw.githubusercontent.com/mrc-ide/global-lmic-reports/master/AFG/projections.csv | 2021-01-23 | ICU_incidence | 2.36 | 2.51 | 2.65 | 2.66 | 2.79 | 3.01 | Surged Relax Interventions 50% | Afghanistan | AFG | 2022-01-02 | v8 | TRUE
https://raw.githubusercontent.com/mrc-ide/global-lmic-reports/master/AFG/projections.csv | 2021-01-23 | prevalence | 4743.18 | 5096.53 | 5381.34 | 5408.74 | 5676.69 | 6141.22 | Surged Relax Interventions 50% | Afghanistan | AFG | 2022-01-02 | v8 | TRUE
https://raw.githubusercontent.com/mrc-ide/global-lmic-reports/master/AFG/projections.csv | 2021-01-23 | cumulative_infections | 1003880.48 | 1048189.84 | 1076910.55 | 1076499.16 | 1105570.92 | 1156768.12 | Surged Relax Interventions 50% | Afghanistan | AFG | 2022-01-02 | v8 | TRUE
https://raw.githubusercontent.com/mrc-ide/global-lmic-reports/master/AFG/projections.csv | 2021-01-23 | cumulative_deaths | 2126.14 | 2218.37 | 2282.28 | 2278.05 | 2340.62 | 2446.91 | Surged Relax Interventions 50% | Afghanistan | AFG | 2022-01-02 | v8 | TRUE
https://raw.githubusercontent.com/mrc-ide/global-lmic-reports/master/AFG/projections.csv | 2021-01-23 | Rt | 0.6 | 0.62 | 0.63 | 0.63 | 0.64 | 0.67 | Surged Relax Interventions 50% | Afghanistan | AFG | 2022-01-02 | v8 | TRUE
https://raw.githubusercontent.com/mrc-ide/global-lmic-reports/master/AFG/projections.csv | 2021-01-23 | Reff | 0.58 | 0.6 | 0.62 | 0.61 | 0.63 | 0.65 | Surged Relax Interventions 50% | Afghanistan | AFG | 2022-01-02 | v8 | TRUE
https://raw.githubusercontent.com/mrc-ide/global-lmic-reports/master/AFG/projections.csv | 2021-01-24 | infections | 472.73 | 508.43 | 535.11 | 540.69 | 578.57 | 610.48 | Additional 50% Reduction | Afghanistan | AFG | 2022-01-02 | v8 | TRUE
https://raw.githubusercontent.com/mrc-ide/global-lmic-reports/master/AFG/projections.csv | 2021-01-24 | deaths | 4.12 | 4.44 | 4.63 | 4.65 | 4.86 | 5.32 | Additional 50% Reduction | Afghanistan | AFG | 2022-01-02 | v8 | TRUE
https://raw.githubusercontent.com/mrc-ide/global-lmic-reports/master/AFG/projections.csv | 2021-01-24 | hospital_demand | 127.58 | 138.79 | 144.58 | 144.6 | 150.47 | 165.59 | Additional 50% Reduction | Afghanistan | AFG | 2022-01-02 | v8 | TRUE
https://raw.githubusercontent.com/mrc-ide/global-lmic-reports/master/AFG/projections.csv | 2021-01-24 | ICU_demand | 60.33 | 65.23 | 67.73 | 68.1 | 71.06 | 77.29 | Additional 50% Reduction | Afghanistan | AFG | 2022-01-02 | v8 | TRUE
https://raw.githubusercontent.com/mrc-ide/global-lmic-reports/master/AFG/projections.csv | 2021-01-24 | hospital_incidence | 7.83 | 8.59 | 8.89 | 8.9 | 9.23 | 10.12 | Additional 50% Reduction | Afghanistan | AFG | 2022-01-02 | v8 | TRUE
https://raw.githubusercontent.com/mrc-ide/global-lmic-reports/master/AFG/projections.csv | 2021-01-24 | ICU_incidence | 2.24 | 2.46 | 2.54 | 2.54 | 2.64 | 2.89 | Additional 50% Reduction | Afghanistan | AFG | 2022-01-02 | v8 | TRUE
https://raw.githubusercontent.com/mrc-ide/global-lmic-reports/master/AFG/projections.csv | 2021-01-24 | prevalence | 4520.44 | 4958.29 | 5161.14 | 5157.08 | 5410.36 | 5795.8 | Additional 50% Reduction | Afghanistan | AFG | 2022-01-02 | v8 | TRUE
https://raw.githubusercontent.com/mrc-ide/global-lmic-reports/master/AFG/projections.csv | 2021-01-24 | cumulative_infections | 1012765.99 | 1050978.75 | 1085423.32 | 1088238.83 | 1102677.48 | 1204263.77 | Additional 50% Reduction | Afghanistan | AFG | 2022-01-02 | v8 | TRUE
https://raw.githubusercontent.com/mrc-ide/global-lmic-reports/master/AFG/projections.csv | 2021-01-24 | cumulative_deaths | 2143.48 | 2240.81 | 2314.09 | 2319.58 | 2358.04 | 2593.09 | Additional 50% Reduction | Afghanistan | AFG | 2022-01-02 | v8 | TRUE
https://raw.githubusercontent.com/mrc-ide/global-lmic-reports/master/AFG/projections.csv | 2021-01-24 | Rt | 0.63 | 0.65 | 0.66 | 0.66 | 0.68 | 0.7 | Additional 50% Reduction | Afghanistan | AFG | 2022-01-02 | v8 | TRUE
https://raw.githubusercontent.com/mrc-ide/global-lmic-reports/master/AFG/projections.csv | 2021-01-24 | Reff | 0.61 | 0.63 | 0.65 | 0.65 | 0.66 | 0.68 | Additional 50% Reduction | Afghanistan | AFG | 2022-01-02 | v8 | TRUE
https://raw.githubusercontent.com/mrc-ide/global-lmic-reports/master/AFG/projections.csv | 2021-01-24 | infections | 472.73 | 508.43 | 535.11 | 540.69 | 578.57 | 610.48 | Maintain Status Quo | Afghanistan | AFG | 2022-01-02 | v8 | TRUE
https://raw.githubusercontent.com/mrc-ide/global-lmic-reports/master/AFG/projections.csv | 2021-01-24 | deaths | 4.12 | 4.44 | 4.63 | 4.65 | 4.86 | 5.32 | Maintain Status Quo | Afghanistan | AFG | 2022-01-02 | v8 | TRUE
https://raw.githubusercontent.com/mrc-ide/global-lmic-reports/master/AFG/projections.csv | 2021-01-24 | hospital_demand | 127.58 | 138.79 | 144.58 | 144.6 | 150.47 | 165.59 | Maintain Status Quo | Afghanistan | AFG | 2022-01-02 | v8 | TRUE
https://raw.githubusercontent.com/mrc-ide/global-lmic-reports/master/AFG/projections.csv | 2021-01-24 | ICU_demand | 60.33 | 65.23 | 67.73 | 68.1 | 71.06 | 77.29 | Maintain Status Quo | Afghanistan | AFG | 2022-01-02 | v8 | TRUE
https://raw.githubusercontent.com/mrc-ide/global-lmic-reports/master/AFG/projections.csv | 2021-01-24 | hospital_incidence | 7.83 | 8.59 | 8.89 | 8.9 | 9.23 | 10.12 | Maintain Status Quo | Afghanistan | AFG | 2022-01-02 | v8 | TRUE
https://raw.githubusercontent.com/mrc-ide/global-lmic-reports/master/AFG/projections.csv | 2021-01-24 | ICU_incidence | 2.24 | 2.46 | 2.54 | 2.54 | 2.64 | 2.89 | Maintain Status Quo | Afghanistan | AFG | 2022-01-02 | v8 | TRUE
https://raw.githubusercontent.com/mrc-ide/global-lmic-reports/master/AFG/projections.csv | 2021-01-24 | prevalence | 4520.44 | 4958.29 | 5161.14 | 5157.08 | 5410.36 | 5795.8 | Maintain Status Quo | Afghanistan | AFG | 2022-01-02 | v8 | TRUE
https://raw.githubusercontent.com/mrc-ide/global-lmic-reports/master/AFG/projections.csv | 2021-01-24 | cumulative_infections | 1012765.99 | 1050978.75 | 1085423.32 | 1088238.83 | 1102677.48 | 1204263.77 | Maintain Status Quo | Afghanistan | AFG | 2022-01-02 | v8 | TRUE
https://raw.githubusercontent.com/mrc-ide/global-lmic-reports/master/AFG/projections.csv | 2021-01-24 | cumulative_deaths | 2143.48 | 2240.81 | 2314.09 | 2319.58 | 2358.04 | 2593.09 | Maintain Status Quo | Afghanistan | AFG | 2022-01-02 | v8 | TRUE
https://raw.githubusercontent.com/mrc-ide/global-lmic-reports/master/AFG/projections.csv | 2021-01-24 | Rt | 0.63 | 0.65 | 0.66 | 0.66 | 0.68 | 0.7 | Maintain Status Quo | Afghanistan | AFG | 2022-01-02 | v8 | TRUE
https://raw.githubusercontent.com/mrc-ide/global-lmic-reports/master/AFG/projections.csv | 2021-01-24 | Reff | 0.61 | 0.63 | 0.65 | 0.65 | 0.66 | 0.68 | Maintain Status Quo | Afghanistan | AFG | 2022-01-02 | v8 | TRUE
https://raw.githubusercontent.com/mrc-ide/global-lmic-reports/master/AFG/projections.csv | 2021-01-24 | infections | 472.73 | 508.43 | 535.11 | 540.69 | 578.57 | 610.48 | Optimistic | Afghanistan | AFG | 2022-01-02 | v8 | TRUE
https://raw.githubusercontent.com/mrc-ide/global-lmic-reports/master/AFG/projections.csv | 2021-01-24 | deaths | 4.12 | 4.44 | 4.63 | 4.65 | 4.86 | 5.32 | Optimistic | Afghanistan | AFG | 2022-01-02 | v8 | TRUE
https://raw.githubusercontent.com/mrc-ide/global-lmic-reports/master/AFG/projections.csv | 2021-01-24 | hospital_demand | 127.58 | 138.79 | 144.58 | 144.6 | 150.47 | 165.59 | Optimistic | Afghanistan | AFG | 2022-01-02 | v8 | TRUE
https://raw.githubusercontent.com/mrc-ide/global-lmic-reports/master/AFG/projections.csv | 2021-01-24 | ICU_demand | 60.33 | 65.23 | 67.73 | 68.1 | 71.06 | 77.29 | Optimistic | Afghanistan | AFG | 2022-01-02 | v8 | TRUE
https://raw.githubusercontent.com/mrc-ide/global-lmic-reports/master/AFG/projections.csv | 2021-01-24 | hospital_incidence | 7.83 | 8.59 | 8.89 | 8.9 | 9.23 | 10.12 | Optimistic | Afghanistan | AFG | 2022-01-02 | v8 | TRUE
https://raw.githubusercontent.com/mrc-ide/global-lmic-reports/master/AFG/projections.csv | 2021-01-24 | ICU_incidence | 2.24 | 2.46 | 2.54 | 2.54 | 2.64 | 2.89 | Optimistic | Afghanistan | AFG | 2022-01-02 | v8 | TRUE
https://raw.githubusercontent.com/mrc-ide/global-lmic-reports/master/AFG/projections.csv | 2021-01-24 | prevalence | 4520.44 | 4958.29 | 5161.14 | 5157.08 | 5410.36 | 5795.8 | Optimistic | Afghanistan | AFG | 2022-01-02 | v8 | TRUE
https://raw.githubusercontent.com/mrc-ide/global-lmic-reports/master/AFG/projections.csv | 2021-01-24 | cumulative_infections | 1012765.99 | 1050978.75 | 1085423.32 | 1088238.83 | 1102677.48 | 1204263.77 | Optimistic | Afghanistan | AFG | 2022-01-02 | v8 | TRUE
https://raw.githubusercontent.com/mrc-ide/global-lmic-reports/master/AFG/projections.csv | 2021-01-24 | cumulative_deaths | 2143.48 | 2240.81 | 2314.09 | 2319.58 | 2358.04 | 2593.09 | Optimistic | Afghanistan | AFG | 2022-01-02 | v8 | TRUE
https://raw.githubusercontent.com/mrc-ide/global-lmic-reports/master/AFG/projections.csv | 2021-01-24 | Rt | 0.63 | 0.65 | 0.66 | 0.66 | 0.68 | 0.7 | Optimistic | Afghanistan | AFG | 2022-01-02 | v8 | TRUE
https://raw.githubusercontent.com/mrc-ide/global-lmic-reports/master/AFG/projections.csv | 2021-01-24 | Reff | 0.61 | 0.63 | 0.65 | 0.65 | 0.66 | 0.68 | Optimistic | Afghanistan | AFG | 2022-01-02 | v8 | TRUE
https://raw.githubusercontent.com/mrc-ide/global-lmic-reports/master/AFG/projections.csv | 2021-01-24 | infections | 472.73 | 508.43 | 535.11 | 540.69 | 578.57 | 610.48 | Pessimistic | Afghanistan | AFG | 2022-01-02 | v8 | TRUE
https://raw.githubusercontent.com/mrc-ide/global-lmic-reports/master/AFG/projections.csv | 2021-01-24 | deaths | 4.12 | 4.44 | 4.63 | 4.65 | 4.86 | 5.32 | Pessimistic | Afghanistan | AFG | 2022-01-02 | v8 | TRUE
https://raw.githubusercontent.com/mrc-ide/global-lmic-reports/master/AFG/projections.csv | 2021-01-24 | hospital_demand | 127.58 | 138.79 | 144.58 | 144.6 | 150.47 | 165.59 | Pessimistic | Afghanistan | AFG | 2022-01-02 | v8 | TRUE
https://raw.githubusercontent.com/mrc-ide/global-lmic-reports/master/AFG/projections.csv | 2021-01-24 | ICU_demand | 60.33 | 65.23 | 67.73 | 68.1 | 71.06 | 77.29 | Pessimistic | Afghanistan | AFG | 2022-01-02 | v8 | TRUE
https://raw.githubusercontent.com/mrc-ide/global-lmic-reports/master/AFG/projections.csv | 2021-01-24 | hospital_incidence | 7.83 | 8.59 | 8.89 | 8.9 | 9.23 | 10.12 | Pessimistic | Afghanistan | AFG | 2022-01-02 | v8 | TRUE
https://raw.githubusercontent.com/mrc-ide/global-lmic-reports/master/AFG/projections.csv | 2021-01-24 | ICU_incidence | 2.24 | 2.46 | 2.54 | 2.54 | 2.64 | 2.89 | Pessimistic | Afghanistan | AFG | 2022-01-02 | v8 | TRUE
https://raw.githubusercontent.com/mrc-ide/global-lmic-reports/master/AFG/projections.csv | 2021-01-24 | prevalence | 4520.44 | 4958.29 | 5161.14 | 5157.08 | 5410.36 | 5795.8 | Pessimistic | Afghanistan | AFG | 2022-01-02 | v8 | TRUE
https://raw.githubusercontent.com/mrc-ide/global-lmic-reports/master/AFG/projections.csv | 2021-01-24 | cumulative_infections | 1012765.99 | 1050978.75 | 1085423.32 | 1088238.83 | 1102677.48 | 1204263.77 | Pessimistic | Afghanistan | AFG | 2022-01-02 | v8 | TRUE
https://raw.githubusercontent.com/mrc-ide/global-lmic-reports/master/AFG/projections.csv | 2021-01-24 | cumulative_deaths | 2143.48 | 2240.81 | 2314.09 | 2319.58 | 2358.04 | 2593.09 | Pessimistic | Afghanistan | AFG | 2022-01-02 | v8 | TRUE
https://raw.githubusercontent.com/mrc-ide/global-lmic-reports/master/AFG/projections.csv | 2021-01-24 | Rt | 0.63 | 0.65 | 0.66 | 0.66 | 0.68 | 0.7 | Pessimistic | Afghanistan | AFG | 2022-01-02 | v8 | TRUE
https://raw.githubusercontent.com/mrc-ide/global-lmic-reports/master/AFG/projections.csv | 2021-01-24 | Reff | 0.61 | 0.63 | 0.65 | 0.65 | 0.66 | 0.68 | Pessimistic | Afghanistan | AFG | 2022-01-02 | v8 | TRUE
https://raw.githubusercontent.com/mrc-ide/global-lmic-reports/master/AFG/projections.csv | 2021-01-24 | infections | 472.73 | 508.43 | 535.11 | 540.69 | 578.57 | 610.48 | Relax Interventions 50% | Afghanistan | AFG | 2022-01-02 | v8 | TRUE
https://raw.githubusercontent.com/mrc-ide/global-lmic-reports/master/AFG/projections.csv | 2021-01-24 | deaths | 4.12 | 4.44 | 4.63 | 4.65 | 4.86 | 5.32 | Relax Interventions 50% | Afghanistan | AFG | 2022-01-02 | v8 | TRUE
https://raw.githubusercontent.com/mrc-ide/global-lmic-reports/master/AFG/projections.csv | 2021-01-24 | hospital_demand | 127.58 | 138.79 | 144.58 | 144.6 | 150.47 | 165.59 | Relax Interventions 50% | Afghanistan | AFG | 2022-01-02 | v8 | TRUE
https://raw.githubusercontent.com/mrc-ide/global-lmic-reports/master/AFG/projections.csv | 2021-01-24 | ICU_demand | 60.33 | 65.23 | 67.73 | 68.1 | 71.06 | 77.29 | Relax Interventions 50% | Afghanistan | AFG | 2022-01-02 | v8 | TRUE
https://raw.githubusercontent.com/mrc-ide/global-lmic-reports/master/AFG/projections.csv | 2021-01-24 | hospital_incidence | 7.83 | 8.59 | 8.89 | 8.9 | 9.23 | 10.12 | Relax Interventions 50% | Afghanistan | AFG | 2022-01-02 | v8 | TRUE
https://raw.githubusercontent.com/mrc-ide/global-lmic-reports/master/AFG/projections.csv | 2021-01-24 | ICU_incidence | 2.24 | 2.46 | 2.54 | 2.54 | 2.64 | 2.89 | Relax Interventions 50% | Afghanistan | AFG | 2022-01-02 | v8 | TRUE
https://raw.githubusercontent.com/mrc-ide/global-lmic-reports/master/AFG/projections.csv | 2021-01-24 | prevalence | 4520.44 | 4958.29 | 5161.14 | 5157.08 | 5410.36 | 5795.8 | Relax Interventions 50% | Afghanistan | AFG | 2022-01-02 | v8 | TRUE
https://raw.githubusercontent.com/mrc-ide/global-lmic-reports/master/AFG/projections.csv | 2021-01-24 | cumulative_infections | 1012765.99 | 1050978.75 | 1085423.32 | 1088238.83 | 1102677.48 | 1204263.77 | Relax Interventions 50% | Afghanistan | AFG | 2022-01-02 | v8 | TRUE
https://raw.githubusercontent.com/mrc-ide/global-lmic-reports/master/AFG/projections.csv | 2021-01-24 | cumulative_deaths | 2143.48 | 2240.81 | 2314.09 | 2319.58 | 2358.04 | 2593.09 | Relax Interventions 50% | Afghanistan | AFG | 2022-01-02 | v8 | TRUE
https://raw.githubusercontent.com/mrc-ide/global-lmic-reports/master/AFG/projections.csv | 2021-01-24 | Rt | 0.63 | 0.65 | 0.66 | 0.66 | 0.68 | 0.7 | Relax Interventions 50% | Afghanistan | AFG | 2022-01-02 | v8 | TRUE
https://raw.githubusercontent.com/mrc-ide/global-lmic-reports/master/AFG/projections.csv | 2021-01-24 | Reff | 0.61 | 0.63 | 0.65 | 0.65 | 0.66 | 0.68 | Relax Interventions 50% | Afghanistan | AFG | 2022-01-02 | v8 | TRUE
https://raw.githubusercontent.com/mrc-ide/global-lmic-reports/master/AFG/projections.csv | 2021-01-24 | infections | 463.48 | 501.9 | 532.49 | 532.14 | 558.02 | 596.39 | Surged Additional 50% Reduction | Afghanistan | AFG | 2022-01-02 | v8 | TRUE
https://raw.githubusercontent.com/mrc-ide/global-lmic-reports/master/AFG/projections.csv | 2021-01-24 | deaths | 4.04 | 4.31 | 4.57 | 4.56 | 4.79 | 5.14 | Surged Additional 50% Reduction | Afghanistan | AFG | 2022-01-02 | v8 | TRUE
https://raw.githubusercontent.com/mrc-ide/global-lmic-reports/master/AFG/projections.csv | 2021-01-24 | hospital_demand | 125.53 | 134.11 | 142.61 | 141.82 | 149.39 | 160.29 | Surged Additional 50% Reduction | Afghanistan | AFG | 2022-01-02 | v8 | TRUE
https://raw.githubusercontent.com/mrc-ide/global-lmic-reports/master/AFG/projections.csv | 2021-01-24 | ICU_demand | 59.2 | 63.22 | 66.95 | 66.77 | 70.06 | 75.37 | Surged Additional 50% Reduction | Afghanistan | AFG | 2022-01-02 | v8 | TRUE
https://raw.githubusercontent.com/mrc-ide/global-lmic-reports/master/AFG/projections.csv | 2021-01-24 | hospital_incidence | 7.72 | 8.27 | 8.71 | 8.73 | 9.18 | 9.89 | Surged Additional 50% Reduction | Afghanistan | AFG | 2022-01-02 | v8 | TRUE
https://raw.githubusercontent.com/mrc-ide/global-lmic-reports/master/AFG/projections.csv | 2021-01-24 | ICU_incidence | 2.21 | 2.36 | 2.49 | 2.5 | 2.62 | 2.83 | Surged Additional 50% Reduction | Afghanistan | AFG | 2022-01-02 | v8 | TRUE
https://raw.githubusercontent.com/mrc-ide/global-lmic-reports/master/AFG/projections.csv | 2021-01-24 | prevalence | 4439.69 | 4770.31 | 5065.75 | 5064.69 | 5298.54 | 5737.07 | Surged Additional 50% Reduction | Afghanistan | AFG | 2022-01-02 | v8 | TRUE
https://raw.githubusercontent.com/mrc-ide/global-lmic-reports/master/AFG/projections.csv | 2021-01-24 | cumulative_infections | 1004361.08 | 1048712.78 | 1077443.65 | 1077031.3 | 1106062.04 | 1157330.9 | Surged Additional 50% Reduction | Afghanistan | AFG | 2022-01-02 | v8 | TRUE
https://raw.githubusercontent.com/mrc-ide/global-lmic-reports/master/AFG/projections.csv | 2021-01-24 | cumulative_deaths | 2130.34 | 2222.8 | 2286.58 | 2282.61 | 2345.29 | 2451.8 | Surged Additional 50% Reduction | Afghanistan | AFG | 2022-01-02 | v8 | TRUE
https://raw.githubusercontent.com/mrc-ide/global-lmic-reports/master/AFG/projections.csv | 2021-01-24 | Rt | 0.63 | 0.65 | 0.67 | 0.66 | 0.68 | 0.69 | Surged Additional 50% Reduction | Afghanistan | AFG | 2022-01-02 | v8 | TRUE
https://raw.githubusercontent.com/mrc-ide/global-lmic-reports/master/AFG/projections.csv | 2021-01-24 | Reff | 0.62 | 0.64 | 0.65 | 0.65 | 0.66 | 0.68 | Surged Additional 50% Reduction | Afghanistan | AFG | 2022-01-02 | v8 | TRUE
https://raw.githubusercontent.com/mrc-ide/global-lmic-reports/master/AFG/projections.csv | 2021-01-24 | infections | 463.48 | 501.9 | 532.49 | 532.14 | 558.02 | 596.39 | Surged Maintain Status Quo | Afghanistan | AFG | 2022-01-02 | v8 | TRUE
https://raw.githubusercontent.com/mrc-ide/global-lmic-reports/master/AFG/projections.csv | 2021-01-24 | deaths | 4.04 | 4.31 | 4.57 | 4.56 | 4.79 | 5.14 | Surged Maintain Status Quo | Afghanistan | AFG | 2022-01-02 | v8 | TRUE
https://raw.githubusercontent.com/mrc-ide/global-lmic-reports/master/AFG/projections.csv | 2021-01-24 | hospital_demand | 125.53 | 134.11 | 142.61 | 141.82 | 149.39 | 160.29 | Surged Maintain Status Quo | Afghanistan | AFG | 2022-01-02 | v8 | TRUE
https://raw.githubusercontent.com/mrc-ide/global-lmic-reports/master/AFG/projections.csv | 2021-01-24 | ICU_demand | 59.2 | 63.22 | 66.95 | 66.77 | 70.06 | 75.37 | Surged Maintain Status Quo | Afghanistan | AFG | 2022-01-02 | v8 | TRUE
https://raw.githubusercontent.com/mrc-ide/global-lmic-reports/master/AFG/projections.csv | 2021-01-24 | hospital_incidence | 7.72 | 8.27 | 8.71 | 8.73 | 9.18 | 9.89 | Surged Maintain Status Quo | Afghanistan | AFG | 2022-01-02 | v8 | TRUE
https://raw.githubusercontent.com/mrc-ide/global-lmic-reports/master/AFG/projections.csv | 2021-01-24 | ICU_incidence | 2.21 | 2.36 | 2.49 | 2.5 | 2.62 | 2.83 | Surged Maintain Status Quo | Afghanistan | AFG | 2022-01-02 | v8 | TRUE
https://raw.githubusercontent.com/mrc-ide/global-lmic-reports/master/AFG/projections.csv | 2021-01-24 | prevalence | 4439.69 | 4770.31 | 5065.75 | 5064.69 | 5298.54 | 5737.07 | Surged Maintain Status Quo | Afghanistan | AFG | 2022-01-02 | v8 | TRUE
https://raw.githubusercontent.com/mrc-ide/global-lmic-reports/master/AFG/projections.csv | 2021-01-24 | cumulative_infections | 1004361.08 | 1048712.78 | 1077443.65 | 1077031.3 | 1106062.04 | 1157330.9 | Surged Maintain Status Quo | Afghanistan | AFG | 2022-01-02 | v8 | TRUE
https://raw.githubusercontent.com/mrc-ide/global-lmic-reports/master/AFG/projections.csv | 2021-01-24 | cumulative_deaths | 2130.34 | 2222.8 | 2286.58 | 2282.61 | 2345.29 | 2451.8 | Surged Maintain Status Quo | Afghanistan | AFG | 2022-01-02 | v8 | TRUE
https://raw.githubusercontent.com/mrc-ide/global-lmic-reports/master/AFG/projections.csv | 2021-01-24 | Rt | 0.63 | 0.65 | 0.67 | 0.66 | 0.68 | 0.69 | Surged Maintain Status Quo | Afghanistan | AFG | 2022-01-02 | v8 | TRUE
https://raw.githubusercontent.com/mrc-ide/global-lmic-reports/master/AFG/projections.csv | 2021-01-24 | Reff | 0.62 | 0.64 | 0.65 | 0.65 | 0.66 | 0.68 | Surged Maintain Status Quo | Afghanistan | AFG | 2022-01-02 | v8 | TRUE
https://raw.githubusercontent.com/mrc-ide/global-lmic-reports/master/AFG/projections.csv | 2021-01-24 | infections | 463.48 | 501.9 | 532.49 | 532.14 | 558.02 | 596.39 | Surged Optimistic | Afghanistan | AFG | 2022-01-02 | v8 | TRUE
https://raw.githubusercontent.com/mrc-ide/global-lmic-reports/master/AFG/projections.csv | 2021-01-24 | deaths | 4.04 | 4.31 | 4.57 | 4.56 | 4.79 | 5.14 | Surged Optimistic | Afghanistan | AFG | 2022-01-02 | v8 | TRUE
https://raw.githubusercontent.com/mrc-ide/global-lmic-reports/master/AFG/projections.csv | 2021-01-24 | hospital_demand | 125.53 | 134.11 | 142.61 | 141.82 | 149.39 | 160.29 | Surged Optimistic | Afghanistan | AFG | 2022-01-02 | v8 | TRUE
https://raw.githubusercontent.com/mrc-ide/global-lmic-reports/master/AFG/projections.csv | 2021-01-24 | ICU_demand | 59.2 | 63.22 | 66.95 | 66.77 | 70.06 | 75.37 | Surged Optimistic | Afghanistan | AFG | 2022-01-02 | v8 | TRUE
https://raw.githubusercontent.com/mrc-ide/global-lmic-reports/master/AFG/projections.csv | 2021-01-24 | hospital_incidence | 7.72 | 8.27 | 8.71 | 8.73 | 9.18 | 9.89 | Surged Optimistic | Afghanistan | AFG | 2022-01-02 | v8 | TRUE
https://raw.githubusercontent.com/mrc-ide/global-lmic-reports/master/AFG/projections.csv | 2021-01-24 | ICU_incidence | 2.21 | 2.36 | 2.49 | 2.5 | 2.62 | 2.83 | Surged Optimistic | Afghanistan | AFG | 2022-01-02 | v8 | TRUE
https://raw.githubusercontent.com/mrc-ide/global-lmic-reports/master/AFG/projections.csv | 2021-01-24 | prevalence | 4439.69 | 4770.31 | 5065.75 | 5064.69 | 5298.54 | 5737.07 | Surged Optimistic | Afghanistan | AFG | 2022-01-02 | v8 | TRUE
https://raw.githubusercontent.com/mrc-ide/global-lmic-reports/master/AFG/projections.csv | 2021-01-24 | cumulative_infections | 1004361.08 | 1048712.78 | 1077443.65 | 1077031.3 | 1106062.04 | 1157330.9 | Surged Optimistic | Afghanistan | AFG | 2022-01-02 | v8 | TRUE
https://raw.githubusercontent.com/mrc-ide/global-lmic-reports/master/AFG/projections.csv | 2021-01-24 | cumulative_deaths | 2130.34 | 2222.8 | 2286.58 | 2282.61 | 2345.29 | 2451.8 | Surged Optimistic | Afghanistan | AFG | 2022-01-02 | v8 | TRUE
https://raw.githubusercontent.com/mrc-ide/global-lmic-reports/master/AFG/projections.csv | 2021-01-24 | Rt | 0.63 | 0.65 | 0.67 | 0.66 | 0.68 | 0.69 | Surged Optimistic | Afghanistan | AFG | 2022-01-02 | v8 | TRUE
https://raw.githubusercontent.com/mrc-ide/global-lmic-reports/master/AFG/projections.csv | 2021-01-24 | Reff | 0.62 | 0.64 | 0.65 | 0.65 | 0.66 | 0.68 | Surged Optimistic | Afghanistan | AFG | 2022-01-02 | v8 | TRUE
https://raw.githubusercontent.com/mrc-ide/global-lmic-reports/master/AFG/projections.csv | 2021-01-24 | infections | 463.48 | 501.9 | 532.49 | 532.14 | 558.02 | 596.39 | Surged Pessimistic | Afghanistan | AFG | 2022-01-02 | v8 | TRUE
https://raw.githubusercontent.com/mrc-ide/global-lmic-reports/master/AFG/projections.csv | 2021-01-24 | deaths | 4.04 | 4.31 | 4.57 | 4.56 | 4.79 | 5.14 | Surged Pessimistic | Afghanistan | AFG | 2022-01-02 | v8 | TRUE
https://raw.githubusercontent.com/mrc-ide/global-lmic-reports/master/AFG/projections.csv | 2021-01-24 | hospital_demand | 125.53 | 134.11 | 142.61 | 141.82 | 149.39 | 160.29 | Surged Pessimistic | Afghanistan | AFG | 2022-01-02 | v8 | TRUE
https://raw.githubusercontent.com/mrc-ide/global-lmic-reports/master/AFG/projections.csv | 2021-01-24 | ICU_demand | 59.2 | 63.22 | 66.95 | 66.77 | 70.06 | 75.37 | Surged Pessimistic | Afghanistan | AFG | 2022-01-02 | v8 | TRUE
https://raw.githubusercontent.com/mrc-ide/global-lmic-reports/master/AFG/projections.csv | 2021-01-24 | hospital_incidence | 7.72 | 8.27 | 8.71 | 8.73 | 9.18 | 9.89 | Surged Pessimistic | Afghanistan | AFG | 2022-01-02 | v8 | TRUE
https://raw.githubusercontent.com/mrc-ide/global-lmic-reports/master/AFG/projections.csv | 2021-01-24 | ICU_incidence | 2.21 | 2.36 | 2.49 | 2.5 | 2.62 | 2.83 | Surged Pessimistic | Afghanistan | AFG | 2022-01-02 | v8 | TRUE
https://raw.githubusercontent.com/mrc-ide/global-lmic-reports/master/AFG/projections.csv | 2021-01-24 | prevalence | 4439.69 | 4770.31 | 5065.75 | 5064.69 | 5298.54 | 5737.07 | Surged Pessimistic | Afghanistan | AFG | 2022-01-02 | v8 | TRUE
https://raw.githubusercontent.com/mrc-ide/global-lmic-reports/master/AFG/projections.csv | 2021-01-24 | cumulative_infections | 1004361.08 | 1048712.78 | 1077443.65 | 1077031.3 | 1106062.04 | 1157330.9 | Surged Pessimistic | Afghanistan | AFG | 2022-01-02 | v8 | TRUE
https://raw.githubusercontent.com/mrc-ide/global-lmic-reports/master/AFG/projections.csv | 2021-01-24 | cumulative_deaths | 2130.34 | 2222.8 | 2286.58 | 2282.61 | 2345.29 | 2451.8 | Surged Pessimistic | Afghanistan | AFG | 2022-01-02 | v8 | TRUE
https://raw.githubusercontent.com/mrc-ide/global-lmic-reports/master/AFG/projections.csv | 2021-01-24 | Rt | 0.63 | 0.65 | 0.67 | 0.66 | 0.68 | 0.69 | Surged Pessimistic | Afghanistan | AFG | 2022-01-02 | v8 | TRUE
https://raw.githubusercontent.com/mrc-ide/global-lmic-reports/master/AFG/projections.csv | 2021-01-24 | Reff | 0.62 | 0.64 | 0.65 | 0.65 | 0.66 | 0.68 | Surged Pessimistic | Afghanistan | AFG | 2022-01-02 | v8 | TRUE
https://raw.githubusercontent.com/mrc-ide/global-lmic-reports/master/AFG/projections.csv | 2021-01-24 | infections | 463.48 | 501.9 | 532.49 | 532.14 | 558.02 | 596.39 | Surged Relax Interventions 50% | Afghanistan | AFG | 2022-01-02 | v8 | TRUE
https://raw.githubusercontent.com/mrc-ide/global-lmic-reports/master/AFG/projections.csv | 2021-01-24 | deaths | 4.04 | 4.31 | 4.57 | 4.56 | 4.79 | 5.14 | Surged Relax Interventions 50% | Afghanistan | AFG | 2022-01-02 | v8 | TRUE
https://raw.githubusercontent.com/mrc-ide/global-lmic-reports/master/AFG/projections.csv | 2021-01-24 | hospital_demand | 125.53 | 134.11 | 142.61 | 141.82 | 149.39 | 160.29 | Surged Relax Interventions 50% | Afghanistan | AFG | 2022-01-02 | v8 | TRUE
https://raw.githubusercontent.com/mrc-ide/global-lmic-reports/master/AFG/projections.csv | 2021-01-24 | ICU_demand | 59.2 | 63.22 | 66.95 | 66.77 | 70.06 | 75.37 | Surged Relax Interventions 50% | Afghanistan | AFG | 2022-01-02 | v8 | TRUE
https://raw.githubusercontent.com/mrc-ide/global-lmic-reports/master/AFG/projections.csv | 2021-01-24 | hospital_incidence | 7.72 | 8.27 | 8.71 | 8.73 | 9.18 | 9.89 | Surged Relax Interventions 50% | Afghanistan | AFG | 2022-01-02 | v8 | TRUE
https://raw.githubusercontent.com/mrc-ide/global-lmic-reports/master/AFG/projections.csv | 2021-01-24 | ICU_incidence | 2.21 | 2.36 | 2.49 | 2.5 | 2.62 | 2.83 | Surged Relax Interventions 50% | Afghanistan | AFG | 2022-01-02 | v8 | TRUE
https://raw.githubusercontent.com/mrc-ide/global-lmic-reports/master/AFG/projections.csv | 2021-01-24 | prevalence | 4439.69 | 4770.31 | 5065.75 | 5064.69 | 5298.54 | 5737.07 | Surged Relax Interventions 50% | Afghanistan | AFG | 2022-01-02 | v8 | TRUE
https://raw.githubusercontent.com/mrc-ide/global-lmic-reports/master/AFG/projections.csv | 2021-01-24 | cumulative_infections | 1004361.08 | 1048712.78 | 1077443.65 | 1077031.3 | 1106062.04 | 1157330.9 | Surged Relax Interventions 50% | Afghanistan | AFG | 2022-01-02 | v8 | TRUE
https://raw.githubusercontent.com/mrc-ide/global-lmic-reports/master/AFG/projections.csv | 2021-01-24 | cumulative_deaths | 2130.34 | 2222.8 | 2286.58 | 2282.61 | 2345.29 | 2451.8 | Surged Relax Interventions 50% | Afghanistan | AFG | 2022-01-02 | v8 | TRUE
https://raw.githubusercontent.com/mrc-ide/global-lmic-reports/master/AFG/projections.csv | 2021-01-24 | Rt | 0.63 | 0.65 | 0.67 | 0.66 | 0.68 | 0.69 | Surged Relax Interventions 50% | Afghanistan | AFG | 2022-01-02 | v8 | TRUE
https://raw.githubusercontent.com/mrc-ide/global-lmic-reports/master/AFG/projections.csv | 2021-01-24 | Reff | 0.62 | 0.64 | 0.65 | 0.65 | 0.66 | 0.68 | Surged Relax Interventions 50% | Afghanistan | AFG | 2022-01-02 | v8 | TRUE
https://raw.githubusercontent.com/mrc-ide/global-lmic-reports/master/AFG/projections.csv | 2021-01-25 | infections | 463.07 | 505.44 | 531.64 | 534.86 | 569.72 | 607.86 | Additional 50% Reduction | Afghanistan | AFG | 2022-01-02 | v8 | TRUE
https://raw.githubusercontent.com/mrc-ide/global-lmic-reports/master/AFG/projections.csv | 2021-01-25 | deaths | 3.88 | 4.2 | 4.38 | 4.39 | 4.59 | 5.02 | Additional 50% Reduction | Afghanistan | AFG | 2022-01-02 | v8 | TRUE
https://raw.githubusercontent.com/mrc-ide/global-lmic-reports/master/AFG/projections.csv | 2021-01-25 | hospital_demand | 120.05 | 131 | 136.14 | 136.11 | 141.65 | 155.86 | Additional 50% Reduction | Afghanistan | AFG | 2022-01-02 | v8 | TRUE
https://raw.githubusercontent.com/mrc-ide/global-lmic-reports/master/AFG/projections.csv | 2021-01-25 | ICU_demand | 57.12 | 61.89 | 64.24 | 64.5 | 67.35 | 73.19 | Additional 50% Reduction | Afghanistan | AFG | 2022-01-02 | v8 | TRUE
https://raw.githubusercontent.com/mrc-ide/global-lmic-reports/master/AFG/projections.csv | 2021-01-25 | hospital_incidence | 7.35 | 8.05 | 8.36 | 8.35 | 8.69 | 9.47 | Additional 50% Reduction | Afghanistan | AFG | 2022-01-02 | v8 | TRUE
https://raw.githubusercontent.com/mrc-ide/global-lmic-reports/master/AFG/projections.csv | 2021-01-25 | ICU_incidence | 2.1 | 2.3 | 2.39 | 2.39 | 2.48 | 2.71 | Additional 50% Reduction | Afghanistan | AFG | 2022-01-02 | v8 | TRUE
https://raw.githubusercontent.com/mrc-ide/global-lmic-reports/master/AFG/projections.csv | 2021-01-25 | prevalence | 4248.02 | 4648.84 | 4851.66 | 4854.01 | 5114.94 | 5456.47 | Additional 50% Reduction | Afghanistan | AFG | 2022-01-02 | v8 | TRUE
https://raw.githubusercontent.com/mrc-ide/global-lmic-reports/master/AFG/projections.csv | 2021-01-25 | cumulative_infections | 1013273.55 | 1051476.83 | 1085904.48 | 1088773.69 | 1103251.7 | 1204800.35 | Additional 50% Reduction | Afghanistan | AFG | 2022-01-02 | v8 | TRUE
https://raw.githubusercontent.com/mrc-ide/global-lmic-reports/master/AFG/projections.csv | 2021-01-25 | cumulative_deaths | 2147.89 | 2244.97 | 2318.39 | 2323.97 | 2362.17 | 2597.63 | Additional 50% Reduction | Afghanistan | AFG | 2022-01-02 | v8 | TRUE
https://raw.githubusercontent.com/mrc-ide/global-lmic-reports/master/AFG/projections.csv | 2021-01-25 | Rt | 0.64 | 0.66 | 0.67 | 0.67 | 0.68 | 0.7 | Additional 50% Reduction | Afghanistan | AFG | 2022-01-02 | v8 | TRUE
https://raw.githubusercontent.com/mrc-ide/global-lmic-reports/master/AFG/projections.csv | 2021-01-25 | Reff | 0.62 | 0.64 | 0.65 | 0.65 | 0.66 | 0.68 | Additional 50% Reduction | Afghanistan | AFG | 2022-01-02 | v8 | TRUE
https://raw.githubusercontent.com/mrc-ide/global-lmic-reports/master/AFG/projections.csv | 2021-01-25 | infections | 463.07 | 505.44 | 531.64 | 534.86 | 569.72 | 607.86 | Maintain Status Quo | Afghanistan | AFG | 2022-01-02 | v8 | TRUE
https://raw.githubusercontent.com/mrc-ide/global-lmic-reports/master/AFG/projections.csv | 2021-01-25 | deaths | 3.88 | 4.2 | 4.38 | 4.39 | 4.59 | 5.02 | Maintain Status Quo | Afghanistan | AFG | 2022-01-02 | v8 | TRUE
https://raw.githubusercontent.com/mrc-ide/global-lmic-reports/master/AFG/projections.csv | 2021-01-25 | hospital_demand | 120.05 | 131 | 136.14 | 136.11 | 141.65 | 155.86 | Maintain Status Quo | Afghanistan | AFG | 2022-01-02 | v8 | TRUE
https://raw.githubusercontent.com/mrc-ide/global-lmic-reports/master/AFG/projections.csv | 2021-01-25 | ICU_demand | 57.12 | 61.89 | 64.24 | 64.5 | 67.35 | 73.19 | Maintain Status Quo | Afghanistan | AFG | 2022-01-02 | v8 | TRUE
https://raw.githubusercontent.com/mrc-ide/global-lmic-reports/master/AFG/projections.csv | 2021-01-25 | hospital_incidence | 7.35 | 8.05 | 8.36 | 8.35 | 8.69 | 9.47 | Maintain Status Quo | Afghanistan | AFG | 2022-01-02 | v8 | TRUE
https://raw.githubusercontent.com/mrc-ide/global-lmic-reports/master/AFG/projections.csv | 2021-01-25 | ICU_incidence | 2.1 | 2.3 | 2.39 | 2.39 | 2.48 | 2.71 | Maintain Status Quo | Afghanistan | AFG | 2022-01-02 | v8 | TRUE
https://raw.githubusercontent.com/mrc-ide/global-lmic-reports/master/AFG/projections.csv | 2021-01-25 | prevalence | 4248.02 | 4648.84 | 4851.66 | 4854.01 | 5114.94 | 5456.47 | Maintain Status Quo | Afghanistan | AFG | 2022-01-02 | v8 | TRUE
https://raw.githubusercontent.com/mrc-ide/global-lmic-reports/master/AFG/projections.csv | 2021-01-25 | cumulative_infections | 1013273.55 | 1051476.83 | 1085904.48 | 1088773.69 | 1103251.7 | 1204800.35 | Maintain Status Quo | Afghanistan | AFG | 2022-01-02 | v8 | TRUE
https://raw.githubusercontent.com/mrc-ide/global-lmic-reports/master/AFG/projections.csv | 2021-01-25 | cumulative_deaths | 2147.89 | 2244.97 | 2318.39 | 2323.97 | 2362.17 | 2597.63 | Maintain Status Quo | Afghanistan | AFG | 2022-01-02 | v8 | TRUE
https://raw.githubusercontent.com/mrc-ide/global-lmic-reports/master/AFG/projections.csv | 2021-01-25 | Rt | 0.64 | 0.66 | 0.67 | 0.67 | 0.68 | 0.7 | Maintain Status Quo | Afghanistan | AFG | 2022-01-02 | v8 | TRUE
https://raw.githubusercontent.com/mrc-ide/global-lmic-reports/master/AFG/projections.csv | 2021-01-25 | Reff | 0.62 | 0.64 | 0.65 | 0.65 | 0.66 | 0.68 | Maintain Status Quo | Afghanistan | AFG | 2022-01-02 | v8 | TRUE
https://raw.githubusercontent.com/mrc-ide/global-lmic-reports/master/AFG/projections.csv | 2021-01-25 | infections | 463.07 | 505.44 | 531.64 | 534.86 | 569.72 | 607.86 | Optimistic | Afghanistan | AFG | 2022-01-02 | v8 | TRUE
https://raw.githubusercontent.com/mrc-ide/global-lmic-reports/master/AFG/projections.csv | 2021-01-25 | deaths | 3.88 | 4.2 | 4.38 | 4.39 | 4.59 | 5.02 | Optimistic | Afghanistan | AFG | 2022-01-02 | v8 | TRUE
https://raw.githubusercontent.com/mrc-ide/global-lmic-reports/master/AFG/projections.csv | 2021-01-25 | hospital_demand | 120.05 | 131 | 136.14 | 136.11 | 141.65 | 155.86 | Optimistic | Afghanistan | AFG | 2022-01-02 | v8 | TRUE
https://raw.githubusercontent.com/mrc-ide/global-lmic-reports/master/AFG/projections.csv | 2021-01-25 | ICU_demand | 57.12 | 61.89 | 64.24 | 64.5 | 67.35 | 73.19 | Optimistic | Afghanistan | AFG | 2022-01-02 | v8 | TRUE
https://raw.githubusercontent.com/mrc-ide/global-lmic-reports/master/AFG/projections.csv | 2021-01-25 | hospital_incidence | 7.35 | 8.05 | 8.36 | 8.35 | 8.69 | 9.47 | Optimistic | Afghanistan | AFG | 2022-01-02 | v8 | TRUE
https://raw.githubusercontent.com/mrc-ide/global-lmic-reports/master/AFG/projections.csv | 2021-01-25 | ICU_incidence | 2.1 | 2.3 | 2.39 | 2.39 | 2.48 | 2.71 | Optimistic | Afghanistan | AFG | 2022-01-02 | v8 | TRUE
https://raw.githubusercontent.com/mrc-ide/global-lmic-reports/master/AFG/projections.csv | 2021-01-25 | prevalence | 4248.02 | 4648.84 | 4851.66 | 4854.01 | 5114.94 | 5456.47 | Optimistic | Afghanistan | AFG | 2022-01-02 | v8 | TRUE
https://raw.githubusercontent.com/mrc-ide/global-lmic-reports/master/AFG/projections.csv | 2021-01-25 | cumulative_infections | 1013273.55 | 1051476.83 | 1085904.48 | 1088773.69 | 1103251.7 | 1204800.35 | Optimistic | Afghanistan | AFG | 2022-01-02 | v8 | TRUE
https://raw.githubusercontent.com/mrc-ide/global-lmic-reports/master/AFG/projections.csv | 2021-01-25 | cumulative_deaths | 2147.89 | 2244.97 | 2318.39 | 2323.97 | 2362.17 | 2597.63 | Optimistic | Afghanistan | AFG | 2022-01-02 | v8 | TRUE
https://raw.githubusercontent.com/mrc-ide/global-lmic-reports/master/AFG/projections.csv | 2021-01-25 | Rt | 0.64 | 0.66 | 0.67 | 0.67 | 0.68 | 0.7 | Optimistic | Afghanistan | AFG | 2022-01-02 | v8 | TRUE
https://raw.githubusercontent.com/mrc-ide/global-lmic-reports/master/AFG/projections.csv | 2021-01-25 | Reff | 0.62 | 0.64 | 0.65 | 0.65 | 0.66 | 0.68 | Optimistic | Afghanistan | AFG | 2022-01-02 | v8 | TRUE
https://raw.githubusercontent.com/mrc-ide/global-lmic-reports/master/AFG/projections.csv | 2021-01-25 | infections | 463.07 | 505.44 | 531.64 | 534.86 | 569.72 | 607.86 | Pessimistic | Afghanistan | AFG | 2022-01-02 | v8 | TRUE
https://raw.githubusercontent.com/mrc-ide/global-lmic-reports/master/AFG/projections.csv | 2021-01-25 | deaths | 3.88 | 4.2 | 4.38 | 4.39 | 4.59 | 5.02 | Pessimistic | Afghanistan | AFG | 2022-01-02 | v8 | TRUE
https://raw.githubusercontent.com/mrc-ide/global-lmic-reports/master/AFG/projections.csv | 2021-01-25 | hospital_demand | 120.05 | 131 | 136.14 | 136.11 | 141.65 | 155.86 | Pessimistic | Afghanistan | AFG | 2022-01-02 | v8 | TRUE
https://raw.githubusercontent.com/mrc-ide/global-lmic-reports/master/AFG/projections.csv | 2021-01-25 | ICU_demand | 57.12 | 61.89 | 64.24 | 64.5 | 67.35 | 73.19 | Pessimistic | Afghanistan | AFG | 2022-01-02 | v8 | TRUE
https://raw.githubusercontent.com/mrc-ide/global-lmic-reports/master/AFG/projections.csv | 2021-01-25 | hospital_incidence | 7.35 | 8.05 | 8.36 | 8.35 | 8.69 | 9.47 | Pessimistic | Afghanistan | AFG | 2022-01-02 | v8 | TRUE
https://raw.githubusercontent.com/mrc-ide/global-lmic-reports/master/AFG/projections.csv | 2021-01-25 | ICU_incidence | 2.1 | 2.3 | 2.39 | 2.39 | 2.48 | 2.71 | Pessimistic | Afghanistan | AFG | 2022-01-02 | v8 | TRUE
https://raw.githubusercontent.com/mrc-ide/global-lmic-reports/master/AFG/projections.csv | 2021-01-25 | prevalence | 4248.02 | 4648.84 | 4851.66 | 4854.01 | 5114.94 | 5456.47 | Pessimistic | Afghanistan | AFG | 2022-01-02 | v8 | TRUE
https://raw.githubusercontent.com/mrc-ide/global-lmic-reports/master/AFG/projections.csv | 2021-01-25 | cumulative_infections | 1013273.55 | 1051476.83 | 1085904.48 | 1088773.69 | 1103251.7 | 1204800.35 | Pessimistic | Afghanistan | AFG | 2022-01-02 | v8 | TRUE
https://raw.githubusercontent.com/mrc-ide/global-lmic-reports/master/AFG/projections.csv | 2021-01-25 | cumulative_deaths | 2147.89 | 2244.97 | 2318.39 | 2323.97 | 2362.17 | 2597.63 | Pessimistic | Afghanistan | AFG | 2022-01-02 | v8 | TRUE
https://raw.githubusercontent.com/mrc-ide/global-lmic-reports/master/AFG/projections.csv | 2021-01-25 | Rt | 0.64 | 0.66 | 0.67 | 0.67 | 0.68 | 0.7 | Pessimistic | Afghanistan | AFG | 2022-01-02 | v8 | TRUE
https://raw.githubusercontent.com/mrc-ide/global-lmic-reports/master/AFG/projections.csv | 2021-01-25 | Reff | 0.62 | 0.64 | 0.65 | 0.65 | 0.66 | 0.68 | Pessimistic | Afghanistan | AFG | 2022-01-02 | v8 | TRUE
https://raw.githubusercontent.com/mrc-ide/global-lmic-reports/master/AFG/projections.csv | 2021-01-25 | infections | 463.07 | 505.44 | 531.64 | 534.86 | 569.72 | 607.86 | Relax Interventions 50% | Afghanistan | AFG | 2022-01-02 | v8 | TRUE
https://raw.githubusercontent.com/mrc-ide/global-lmic-reports/master/AFG/projections.csv | 2021-01-25 | deaths | 3.88 | 4.2 | 4.38 | 4.39 | 4.59 | 5.02 | Relax Interventions 50% | Afghanistan | AFG | 2022-01-02 | v8 | TRUE
https://raw.githubusercontent.com/mrc-ide/global-lmic-reports/master/AFG/projections.csv | 2021-01-25 | hospital_demand | 120.05 | 131 | 136.14 | 136.11 | 141.65 | 155.86 | Relax Interventions 50% | Afghanistan | AFG | 2022-01-02 | v8 | TRUE
https://raw.githubusercontent.com/mrc-ide/global-lmic-reports/master/AFG/projections.csv | 2021-01-25 | ICU_demand | 57.12 | 61.89 | 64.24 | 64.5 | 67.35 | 73.19 | Relax Interventions 50% | Afghanistan | AFG | 2022-01-02 | v8 | TRUE
https://raw.githubusercontent.com/mrc-ide/global-lmic-reports/master/AFG/projections.csv | 2021-01-25 | hospital_incidence | 7.35 | 8.05 | 8.36 | 8.35 | 8.69 | 9.47 | Relax Interventions 50% | Afghanistan | AFG | 2022-01-02 | v8 | TRUE
https://raw.githubusercontent.com/mrc-ide/global-lmic-reports/master/AFG/projections.csv | 2021-01-25 | ICU_incidence | 2.1 | 2.3 | 2.39 | 2.39 | 2.48 | 2.71 | Relax Interventions 50% | Afghanistan | AFG | 2022-01-02 | v8 | TRUE
https://raw.githubusercontent.com/mrc-ide/global-lmic-reports/master/AFG/projections.csv | 2021-01-25 | prevalence | 4248.02 | 4648.84 | 4851.66 | 4854.01 | 5114.94 | 5456.47 | Relax Interventions 50% | Afghanistan | AFG | 2022-01-02 | v8 | TRUE
https://raw.githubusercontent.com/mrc-ide/global-lmic-reports/master/AFG/projections.csv | 2021-01-25 | cumulative_infections | 1013273.55 | 1051476.83 | 1085904.48 | 1088773.69 | 1103251.7 | 1204800.35 | Relax Interventions 50% | Afghanistan | AFG | 2022-01-02 | v8 | TRUE
https://raw.githubusercontent.com/mrc-ide/global-lmic-reports/master/AFG/projections.csv | 2021-01-25 | cumulative_deaths | 2147.89 | 2244.97 | 2318.39 | 2323.97 | 2362.17 | 2597.63 | Relax Interventions 50% | Afghanistan | AFG | 2022-01-02 | v8 | TRUE
https://raw.githubusercontent.com/mrc-ide/global-lmic-reports/master/AFG/projections.csv | 2021-01-25 | Rt | 0.64 | 0.66 | 0.67 | 0.67 | 0.68 | 0.7 | Relax Interventions 50% | Afghanistan | AFG | 2022-01-02 | v8 | TRUE
https://raw.githubusercontent.com/mrc-ide/global-lmic-reports/master/AFG/projections.csv | 2021-01-25 | Reff | 0.62 | 0.64 | 0.65 | 0.65 | 0.66 | 0.68 | Relax Interventions 50% | Afghanistan | AFG | 2022-01-02 | v8 | TRUE
https://raw.githubusercontent.com/mrc-ide/global-lmic-reports/master/AFG/projections.csv | 2021-01-25 | infections | 458.04 | 491.12 | 525.67 | 524.93 | 550.94 | 598.35 | Surged Additional 50% Reduction | Afghanistan | AFG | 2022-01-02 | v8 | TRUE
https://raw.githubusercontent.com/mrc-ide/global-lmic-reports/master/AFG/projections.csv | 2021-01-25 | deaths | 3.82 | 4.07 | 4.32 | 4.31 | 4.52 | 4.86 | Surged Additional 50% Reduction | Afghanistan | AFG | 2022-01-02 | v8 | TRUE
https://raw.githubusercontent.com/mrc-ide/global-lmic-reports/master/AFG/projections.csv | 2021-01-25 | hospital_demand | 118.1 | 126.42 | 134.12 | 133.51 | 140.87 | 150.85 | Surged Additional 50% Reduction | Afghanistan | AFG | 2022-01-02 | v8 | TRUE
https://raw.githubusercontent.com/mrc-ide/global-lmic-reports/master/AFG/projections.csv | 2021-01-25 | ICU_demand | 56.07 | 59.86 | 63.51 | 63.25 | 66.46 | 71.44 | Surged Additional 50% Reduction | Afghanistan | AFG | 2022-01-02 | v8 | TRUE
https://raw.githubusercontent.com/mrc-ide/global-lmic-reports/master/AFG/projections.csv | 2021-01-25 | hospital_incidence | 7.22 | 7.77 | 8.15 | 8.2 | 8.59 | 9.3 | Surged Additional 50% Reduction | Afghanistan | AFG | 2022-01-02 | v8 | TRUE
https://raw.githubusercontent.com/mrc-ide/global-lmic-reports/master/AFG/projections.csv | 2021-01-25 | ICU_incidence | 2.07 | 2.22 | 2.33 | 2.34 | 2.46 | 2.66 | Surged Additional 50% Reduction | Afghanistan | AFG | 2022-01-02 | v8 | TRUE
https://raw.githubusercontent.com/mrc-ide/global-lmic-reports/master/AFG/projections.csv | 2021-01-25 | prevalence | 4176.17 | 4479.65 | 4781.61 | 4767.03 | 4988.91 | 5398.27 | Surged Additional 50% Reduction | Afghanistan | AFG | 2022-01-02 | v8 | TRUE
https://raw.githubusercontent.com/mrc-ide/global-lmic-reports/master/AFG/projections.csv | 2021-01-25 | cumulative_infections | 1004839.73 | 1049230.2 | 1077965.04 | 1077556.23 | 1106541.04 | 1157898.58 | Surged Additional 50% Reduction | Afghanistan | AFG | 2022-01-02 | v8 | TRUE
https://raw.githubusercontent.com/mrc-ide/global-lmic-reports/master/AFG/projections.csv | 2021-01-25 | cumulative_deaths | 2134.31 | 2226.98 | 2290.64 | 2286.92 | 2349.69 | 2456.42 | Surged Additional 50% Reduction | Afghanistan | AFG | 2022-01-02 | v8 | TRUE
https://raw.githubusercontent.com/mrc-ide/global-lmic-reports/master/AFG/projections.csv | 2021-01-25 | Rt | 0.64 | 0.66 | 0.67 | 0.67 | 0.68 | 0.7 | Surged Additional 50% Reduction | Afghanistan | AFG | 2022-01-02 | v8 | TRUE
https://raw.githubusercontent.com/mrc-ide/global-lmic-reports/master/AFG/projections.csv | 2021-01-25 | Reff | 0.62 | 0.64 | 0.65 | 0.65 | 0.66 | 0.68 | Surged Additional 50% Reduction | Afghanistan | AFG | 2022-01-02 | v8 | TRUE
https://raw.githubusercontent.com/mrc-ide/global-lmic-reports/master/AFG/projections.csv | 2021-01-25 | infections | 458.04 | 491.12 | 525.67 | 524.93 | 550.94 | 598.35 | Surged Maintain Status Quo | Afghanistan | AFG | 2022-01-02 | v8 | TRUE
https://raw.githubusercontent.com/mrc-ide/global-lmic-reports/master/AFG/projections.csv | 2021-01-25 | deaths | 3.82 | 4.07 | 4.32 | 4.31 | 4.52 | 4.86 | Surged Maintain Status Quo | Afghanistan | AFG | 2022-01-02 | v8 | TRUE
https://raw.githubusercontent.com/mrc-ide/global-lmic-reports/master/AFG/projections.csv | 2021-01-25 | hospital_demand | 118.1 | 126.42 | 134.12 | 133.51 | 140.87 | 150.85 | Surged Maintain Status Quo | Afghanistan | AFG | 2022-01-02 | v8 | TRUE
https://raw.githubusercontent.com/mrc-ide/global-lmic-reports/master/AFG/projections.csv | 2021-01-25 | ICU_demand | 56.07 | 59.86 | 63.51 | 63.25 | 66.46 | 71.44 | Surged Maintain Status Quo | Afghanistan | AFG | 2022-01-02 | v8 | TRUE
https://raw.githubusercontent.com/mrc-ide/global-lmic-reports/master/AFG/projections.csv | 2021-01-25 | hospital_incidence | 7.22 | 7.77 | 8.15 | 8.2 | 8.59 | 9.3 | Surged Maintain Status Quo | Afghanistan | AFG | 2022-01-02 | v8 | TRUE
https://raw.githubusercontent.com/mrc-ide/global-lmic-reports/master/AFG/projections.csv | 2021-01-25 | ICU_incidence | 2.07 | 2.22 | 2.33 | 2.34 | 2.46 | 2.66 | Surged Maintain Status Quo | Afghanistan | AFG | 2022-01-02 | v8 | TRUE
https://raw.githubusercontent.com/mrc-ide/global-lmic-reports/master/AFG/projections.csv | 2021-01-25 | prevalence | 4176.17 | 4479.65 | 4781.61 | 4767.03 | 4988.91 | 5398.27 | Surged Maintain Status Quo | Afghanistan | AFG | 2022-01-02 | v8 | TRUE
https://raw.githubusercontent.com/mrc-ide/global-lmic-reports/master/AFG/projections.csv | 2021-01-25 | cumulative_infections | 1004839.73 | 1049230.2 | 1077965.04 | 1077556.23 | 1106541.04 | 1157898.58 | Surged Maintain Status Quo | Afghanistan | AFG | 2022-01-02 | v8 | TRUE
https://raw.githubusercontent.com/mrc-ide/global-lmic-reports/master/AFG/projections.csv | 2021-01-25 | cumulative_deaths | 2134.31 | 2226.98 | 2290.64 | 2286.92 | 2349.69 | 2456.42 | Surged Maintain Status Quo | Afghanistan | AFG | 2022-01-02 | v8 | TRUE
https://raw.githubusercontent.com/mrc-ide/global-lmic-reports/master/AFG/projections.csv | 2021-01-25 | Rt | 0.64 | 0.66 | 0.67 | 0.67 | 0.68 | 0.7 | Surged Maintain Status Quo | Afghanistan | AFG | 2022-01-02 | v8 | TRUE
https://raw.githubusercontent.com/mrc-ide/global-lmic-reports/master/AFG/projections.csv | 2021-01-25 | Reff | 0.62 | 0.64 | 0.65 | 0.65 | 0.66 | 0.68 | Surged Maintain Status Quo | Afghanistan | AFG | 2022-01-02 | v8 | TRUE
https://raw.githubusercontent.com/mrc-ide/global-lmic-reports/master/AFG/projections.csv | 2021-01-25 | infections | 458.04 | 491.12 | 525.67 | 524.93 | 550.94 | 598.35 | Surged Optimistic | Afghanistan | AFG | 2022-01-02 | v8 | TRUE
https://raw.githubusercontent.com/mrc-ide/global-lmic-reports/master/AFG/projections.csv | 2021-01-25 | deaths | 3.82 | 4.07 | 4.32 | 4.31 | 4.52 | 4.86 | Surged Optimistic | Afghanistan | AFG | 2022-01-02 | v8 | TRUE
https://raw.githubusercontent.com/mrc-ide/global-lmic-reports/master/AFG/projections.csv | 2021-01-25 | hospital_demand | 118.1 | 126.42 | 134.12 | 133.51 | 140.87 | 150.85 | Surged Optimistic | Afghanistan | AFG | 2022-01-02 | v8 | TRUE
https://raw.githubusercontent.com/mrc-ide/global-lmic-reports/master/AFG/projections.csv | 2021-01-25 | ICU_demand | 56.07 | 59.86 | 63.51 | 63.25 | 66.46 | 71.44 | Surged Optimistic | Afghanistan | AFG | 2022-01-02 | v8 | TRUE
https://raw.githubusercontent.com/mrc-ide/global-lmic-reports/master/AFG/projections.csv | 2021-01-25 | hospital_incidence | 7.22 | 7.77 | 8.15 | 8.2 | 8.59 | 9.3 | Surged Optimistic | Afghanistan | AFG | 2022-01-02 | v8 | TRUE
https://raw.githubusercontent.com/mrc-ide/global-lmic-reports/master/AFG/projections.csv | 2021-01-25 | ICU_incidence | 2.07 | 2.22 | 2.33 | 2.34 | 2.46 | 2.66 | Surged Optimistic | Afghanistan | AFG | 2022-01-02 | v8 | TRUE
https://raw.githubusercontent.com/mrc-ide/global-lmic-reports/master/AFG/projections.csv | 2021-01-25 | prevalence | 4176.17 | 4479.65 | 4781.61 | 4767.03 | 4988.91 | 5398.27 | Surged Optimistic | Afghanistan | AFG | 2022-01-02 | v8 | TRUE
https://raw.githubusercontent.com/mrc-ide/global-lmic-reports/master/AFG/projections.csv | 2021-01-25 | cumulative_infections | 1004839.73 | 1049230.2 | 1077965.04 | 1077556.23 | 1106541.04 | 1157898.58 | Surged Optimistic | Afghanistan | AFG | 2022-01-02 | v8 | TRUE
https://raw.githubusercontent.com/mrc-ide/global-lmic-reports/master/AFG/projections.csv | 2021-01-25 | cumulative_deaths | 2134.31 | 2226.98 | 2290.64 | 2286.92 | 2349.69 | 2456.42 | Surged Optimistic | Afghanistan | AFG | 2022-01-02 | v8 | TRUE
https://raw.githubusercontent.com/mrc-ide/global-lmic-reports/master/AFG/projections.csv | 2021-01-25 | Rt | 0.64 | 0.66 | 0.67 | 0.67 | 0.68 | 0.7 | Surged Optimistic | Afghanistan | AFG | 2022-01-02 | v8 | TRUE
https://raw.githubusercontent.com/mrc-ide/global-lmic-reports/master/AFG/projections.csv | 2021-01-25 | Reff | 0.62 | 0.64 | 0.65 | 0.65 | 0.66 | 0.68 | Surged Optimistic | Afghanistan | AFG | 2022-01-02 | v8 | TRUE
https://raw.githubusercontent.com/mrc-ide/global-lmic-reports/master/AFG/projections.csv | 2021-01-25 | infections | 458.04 | 491.12 | 525.67 | 524.93 | 550.94 | 598.35 | Surged Pessimistic | Afghanistan | AFG | 2022-01-02 | v8 | TRUE
https://raw.githubusercontent.com/mrc-ide/global-lmic-reports/master/AFG/projections.csv | 2021-01-25 | deaths | 3.82 | 4.07 | 4.32 | 4.31 | 4.52 | 4.86 | Surged Pessimistic | Afghanistan | AFG | 2022-01-02 | v8 | TRUE
https://raw.githubusercontent.com/mrc-ide/global-lmic-reports/master/AFG/projections.csv | 2021-01-25 | hospital_demand | 118.1 | 126.42 | 134.12 | 133.51 | 140.87 | 150.85 | Surged Pessimistic | Afghanistan | AFG | 2022-01-02 | v8 | TRUE
https://raw.githubusercontent.com/mrc-ide/global-lmic-reports/master/AFG/projections.csv | 2021-01-25 | ICU_demand | 56.07 | 59.86 | 63.51 | 63.25 | 66.46 | 71.44 | Surged Pessimistic | Afghanistan | AFG | 2022-01-02 | v8 | TRUE
https://raw.githubusercontent.com/mrc-ide/global-lmic-reports/master/AFG/projections.csv | 2021-01-25 | hospital_incidence | 7.22 | 7.77 | 8.15 | 8.2 | 8.59 | 9.3 | Surged Pessimistic | Afghanistan | AFG | 2022-01-02 | v8 | TRUE
https://raw.githubusercontent.com/mrc-ide/global-lmic-reports/master/AFG/projections.csv | 2021-01-25 | ICU_incidence | 2.07 | 2.22 | 2.33 | 2.34 | 2.46 | 2.66 | Surged Pessimistic | Afghanistan | AFG | 2022-01-02 | v8 | TRUE
https://raw.githubusercontent.com/mrc-ide/global-lmic-reports/master/AFG/projections.csv | 2021-01-25 | prevalence | 4176.17 | 4479.65 | 4781.61 | 4767.03 | 4988.91 | 5398.27 | Surged Pessimistic | Afghanistan | AFG | 2022-01-02 | v8 | TRUE
https://raw.githubusercontent.com/mrc-ide/global-lmic-reports/master/AFG/projections.csv | 2021-01-25 | cumulative_infections | 1004839.73 | 1049230.2 | 1077965.04 | 1077556.23 | 1106541.04 | 1157898.58 | Surged Pessimistic | Afghanistan | AFG | 2022-01-02 | v8 | TRUE
https://raw.githubusercontent.com/mrc-ide/global-lmic-reports/master/AFG/projections.csv | 2021-01-25 | cumulative_deaths | 2134.31 | 2226.98 | 2290.64 | 2286.92 | 2349.69 | 2456.42 | Surged Pessimistic | Afghanistan | AFG | 2022-01-02 | v8 | TRUE
https://raw.githubusercontent.com/mrc-ide/global-lmic-reports/master/AFG/projections.csv | 2021-01-25 | Rt | 0.64 | 0.66 | 0.67 | 0.67 | 0.68 | 0.7 | Surged Pessimistic | Afghanistan | AFG | 2022-01-02 | v8 | TRUE
https://raw.githubusercontent.com/mrc-ide/global-lmic-reports/master/AFG/projections.csv | 2021-01-25 | Reff | 0.62 | 0.64 | 0.65 | 0.65 | 0.66 | 0.68 | Surged Pessimistic | Afghanistan | AFG | 2022-01-02 | v8 | TRUE
https://raw.githubusercontent.com/mrc-ide/global-lmic-reports/master/AFG/projections.csv | 2021-01-25 | infections | 458.04 | 491.12 | 525.67 | 524.93 | 550.94 | 598.35 | Surged Relax Interventions 50% | Afghanistan | AFG | 2022-01-02 | v8 | TRUE
https://raw.githubusercontent.com/mrc-ide/global-lmic-reports/master/AFG/projections.csv | 2021-01-25 | deaths | 3.82 | 4.07 | 4.32 | 4.31 | 4.52 | 4.86 | Surged Relax Interventions 50% | Afghanistan | AFG | 2022-01-02 | v8 | TRUE
https://raw.githubusercontent.com/mrc-ide/global-lmic-reports/master/AFG/projections.csv | 2021-01-25 | hospital_demand | 118.1 | 126.42 | 134.12 | 133.51 | 140.87 | 150.85 | Surged Relax Interventions 50% | Afghanistan | AFG | 2022-01-02 | v8 | TRUE
https://raw.githubusercontent.com/mrc-ide/global-lmic-reports/master/AFG/projections.csv | 2021-01-25 | ICU_demand | 56.07 | 59.86 | 63.51 | 63.25 | 66.46 | 71.44 | Surged Relax Interventions 50% | Afghanistan | AFG | 2022-01-02 | v8 | TRUE
https://raw.githubusercontent.com/mrc-ide/global-lmic-reports/master/AFG/projections.csv | 2021-01-25 | hospital_incidence | 7.22 | 7.77 | 8.15 | 8.2 | 8.59 | 9.3 | Surged Relax Interventions 50% | Afghanistan | AFG | 2022-01-02 | v8 | TRUE
https://raw.githubusercontent.com/mrc-ide/global-lmic-reports/master/AFG/projections.csv | 2021-01-25 | ICU_incidence | 2.07 | 2.22 | 2.33 | 2.34 | 2.46 | 2.66 | Surged Relax Interventions 50% | Afghanistan | AFG | 2022-01-02 | v8 | TRUE
https://raw.githubusercontent.com/mrc-ide/global-lmic-reports/master/AFG/projections.csv | 2021-01-25 | prevalence | 4176.17 | 4479.65 | 4781.61 | 4767.03 | 4988.91 | 5398.27 | Surged Relax Interventions 50% | Afghanistan | AFG | 2022-01-02 | v8 | TRUE
https://raw.githubusercontent.com/mrc-ide/global-lmic-reports/master/AFG/projections.csv | 2021-01-25 | cumulative_infections | 1004839.73 | 1049230.2 | 1077965.04 | 1077556.23 | 1106541.04 | 1157898.58 | Surged Relax Interventions 50% | Afghanistan | AFG | 2022-01-02 | v8 | TRUE
https://raw.githubusercontent.com/mrc-ide/global-lmic-reports/master/AFG/projections.csv | 2021-01-25 | cumulative_deaths | 2134.31 | 2226.98 | 2290.64 | 2286.92 | 2349.69 | 2456.42 | Surged Relax Interventions 50% | Afghanistan | AFG | 2022-01-02 | v8 | TRUE
https://raw.githubusercontent.com/mrc-ide/global-lmic-reports/master/AFG/projections.csv | 2021-01-25 | Rt | 0.64 | 0.66 | 0.67 | 0.67 | 0.68 | 0.7 | Surged Relax Interventions 50% | Afghanistan | AFG | 2022-01-02 | v8 | TRUE
https://raw.githubusercontent.com/mrc-ide/global-lmic-reports/master/AFG/projections.csv | 2021-01-25 | Reff | 0.62 | 0.64 | 0.65 | 0.65 | 0.66 | 0.68 | Surged Relax Interventions 50% | Afghanistan | AFG | 2022-01-02 | v8 | TRUE
https://raw.githubusercontent.com/mrc-ide/global-lmic-reports/master/AFG/projections.csv | 2021-01-26 | infections | 436.6 | 475.09 | 502.05 | 505.65 | 540.04 | 576.1 | Additional 50% Reduction | Afghanistan | AFG | 2022-01-02 | v8 | TRUE
https://raw.githubusercontent.com/mrc-ide/global-lmic-reports/master/AFG/projections.csv | 2021-01-26 | deaths | 3.66 | 3.97 | 4.14 | 4.15 | 4.33 | 4.74 | Additional 50% Reduction | Afghanistan | AFG | 2022-01-02 | v8 | TRUE
https://raw.githubusercontent.com/mrc-ide/global-lmic-reports/master/AFG/projections.csv | 2021-01-26 | hospital_demand | 112.85 | 123.62 | 128.02 | 128.08 | 133.34 | 146.63 | Additional 50% Reduction | Afghanistan | AFG | 2022-01-02 | v8 | TRUE
https://raw.githubusercontent.com/mrc-ide/global-lmic-reports/master/AFG/projections.csv | 2021-01-26 | ICU_demand | 54.05 | 58.71 | 60.93 | 61.06 | 63.8 | 69.25 | Additional 50% Reduction | Afghanistan | AFG | 2022-01-02 | v8 | TRUE
https://raw.githubusercontent.com/mrc-ide/global-lmic-reports/master/AFG/projections.csv | 2021-01-26 | hospital_incidence | 6.89 | 7.56 | 7.88 | 7.84 | 8.18 | 8.86 | Additional 50% Reduction | Afghanistan | AFG | 2022-01-02 | v8 | TRUE
https://raw.githubusercontent.com/mrc-ide/global-lmic-reports/master/AFG/projections.csv | 2021-01-26 | ICU_incidence | 1.97 | 2.16 | 2.25 | 2.24 | 2.34 | 2.53 | Additional 50% Reduction | Afghanistan | AFG | 2022-01-02 | v8 | TRUE
https://raw.githubusercontent.com/mrc-ide/global-lmic-reports/master/AFG/projections.csv | 2021-01-26 | prevalence | 3995.15 | 4380.09 | 4568.04 | 4573.29 | 4828.76 | 5149.3 | Additional 50% Reduction | Afghanistan | AFG | 2022-01-02 | v8 | TRUE
https://raw.githubusercontent.com/mrc-ide/global-lmic-reports/master/AFG/projections.csv | 2021-01-26 | cumulative_infections | 1013752.55 | 1051946.25 | 1086359.3 | 1089279.34 | 1103795.94 | 1205308.32 | Additional 50% Reduction | Afghanistan | AFG | 2022-01-02 | v8 | TRUE
https://raw.githubusercontent.com/mrc-ide/global-lmic-reports/master/AFG/projections.csv | 2021-01-26 | cumulative_deaths | 2152.04 | 2248.9 | 2322.4 | 2328.12 | 2366.06 | 2601.9 | Additional 50% Reduction | Afghanistan | AFG | 2022-01-02 | v8 | TRUE
https://raw.githubusercontent.com/mrc-ide/global-lmic-reports/master/AFG/projections.csv | 2021-01-26 | Rt | 0.62 | 0.65 | 0.66 | 0.66 | 0.67 | 0.7 | Additional 50% Reduction | Afghanistan | AFG | 2022-01-02 | v8 | TRUE
https://raw.githubusercontent.com/mrc-ide/global-lmic-reports/master/AFG/projections.csv | 2021-01-26 | Reff | 0.6 | 0.63 | 0.64 | 0.64 | 0.65 | 0.68 | Additional 50% Reduction | Afghanistan | AFG | 2022-01-02 | v8 | TRUE
https://raw.githubusercontent.com/mrc-ide/global-lmic-reports/master/AFG/projections.csv | 2021-01-26 | infections | 436.6 | 475.09 | 502.05 | 505.65 | 540.04 | 576.1 | Maintain Status Quo | Afghanistan | AFG | 2022-01-02 | v8 | TRUE
https://raw.githubusercontent.com/mrc-ide/global-lmic-reports/master/AFG/projections.csv | 2021-01-26 | deaths | 3.66 | 3.97 | 4.14 | 4.15 | 4.33 | 4.74 | Maintain Status Quo | Afghanistan | AFG | 2022-01-02 | v8 | TRUE
https://raw.githubusercontent.com/mrc-ide/global-lmic-reports/master/AFG/projections.csv | 2021-01-26 | hospital_demand | 112.85 | 123.62 | 128.02 | 128.08 | 133.34 | 146.63 | Maintain Status Quo | Afghanistan | AFG | 2022-01-02 | v8 | TRUE
https://raw.githubusercontent.com/mrc-ide/global-lmic-reports/master/AFG/projections.csv | 2021-01-26 | ICU_demand | 54.05 | 58.71 | 60.93 | 61.06 | 63.8 | 69.25 | Maintain Status Quo | Afghanistan | AFG | 2022-01-02 | v8 | TRUE
https://raw.githubusercontent.com/mrc-ide/global-lmic-reports/master/AFG/projections.csv | 2021-01-26 | hospital_incidence | 6.89 | 7.56 | 7.88 | 7.84 | 8.18 | 8.86 | Maintain Status Quo | Afghanistan | AFG | 2022-01-02 | v8 | TRUE
https://raw.githubusercontent.com/mrc-ide/global-lmic-reports/master/AFG/projections.csv | 2021-01-26 | ICU_incidence | 1.97 | 2.16 | 2.25 | 2.24 | 2.34 | 2.53 | Maintain Status Quo | Afghanistan | AFG | 2022-01-02 | v8 | TRUE
https://raw.githubusercontent.com/mrc-ide/global-lmic-reports/master/AFG/projections.csv | 2021-01-26 | prevalence | 3995.15 | 4380.09 | 4568.04 | 4573.29 | 4828.76 | 5149.3 | Maintain Status Quo | Afghanistan | AFG | 2022-01-02 | v8 | TRUE
https://raw.githubusercontent.com/mrc-ide/global-lmic-reports/master/AFG/projections.csv | 2021-01-26 | cumulative_infections | 1013752.55 | 1051946.25 | 1086359.3 | 1089279.34 | 1103795.94 | 1205308.32 | Maintain Status Quo | Afghanistan | AFG | 2022-01-02 | v8 | TRUE
https://raw.githubusercontent.com/mrc-ide/global-lmic-reports/master/AFG/projections.csv | 2021-01-26 | cumulative_deaths | 2152.04 | 2248.9 | 2322.4 | 2328.12 | 2366.06 | 2601.9 | Maintain Status Quo | Afghanistan | AFG | 2022-01-02 | v8 | TRUE
https://raw.githubusercontent.com/mrc-ide/global-lmic-reports/master/AFG/projections.csv | 2021-01-26 | Rt | 0.62 | 0.65 | 0.66 | 0.66 | 0.67 | 0.7 | Maintain Status Quo | Afghanistan | AFG | 2022-01-02 | v8 | TRUE
https://raw.githubusercontent.com/mrc-ide/global-lmic-reports/master/AFG/projections.csv | 2021-01-26 | Reff | 0.6 | 0.63 | 0.64 | 0.64 | 0.65 | 0.68 | Maintain Status Quo | Afghanistan | AFG | 2022-01-02 | v8 | TRUE
https://raw.githubusercontent.com/mrc-ide/global-lmic-reports/master/AFG/projections.csv | 2021-01-26 | infections | 436.6 | 475.09 | 502.05 | 505.65 | 540.04 | 576.1 | Optimistic | Afghanistan | AFG | 2022-01-02 | v8 | TRUE
https://raw.githubusercontent.com/mrc-ide/global-lmic-reports/master/AFG/projections.csv | 2021-01-26 | deaths | 3.66 | 3.97 | 4.14 | 4.15 | 4.33 | 4.74 | Optimistic | Afghanistan | AFG | 2022-01-02 | v8 | TRUE
https://raw.githubusercontent.com/mrc-ide/global-lmic-reports/master/AFG/projections.csv | 2021-01-26 | hospital_demand | 112.85 | 123.62 | 128.02 | 128.08 | 133.34 | 146.63 | Optimistic | Afghanistan | AFG | 2022-01-02 | v8 | TRUE
https://raw.githubusercontent.com/mrc-ide/global-lmic-reports/master/AFG/projections.csv | 2021-01-26 | ICU_demand | 54.05 | 58.71 | 60.93 | 61.06 | 63.8 | 69.25 | Optimistic | Afghanistan | AFG | 2022-01-02 | v8 | TRUE
https://raw.githubusercontent.com/mrc-ide/global-lmic-reports/master/AFG/projections.csv | 2021-01-26 | hospital_incidence | 6.89 | 7.56 | 7.88 | 7.84 | 8.18 | 8.86 | Optimistic | Afghanistan | AFG | 2022-01-02 | v8 | TRUE
https://raw.githubusercontent.com/mrc-ide/global-lmic-reports/master/AFG/projections.csv | 2021-01-26 | ICU_incidence | 1.97 | 2.16 | 2.25 | 2.24 | 2.34 | 2.53 | Optimistic | Afghanistan | AFG | 2022-01-02 | v8 | TRUE
https://raw.githubusercontent.com/mrc-ide/global-lmic-reports/master/AFG/projections.csv | 2021-01-26 | prevalence | 3995.15 | 4380.09 | 4568.04 | 4573.29 | 4828.76 | 5149.3 | Optimistic | Afghanistan | AFG | 2022-01-02 | v8 | TRUE
https://raw.githubusercontent.com/mrc-ide/global-lmic-reports/master/AFG/projections.csv | 2021-01-26 | cumulative_infections | 1013752.55 | 1051946.25 | 1086359.3 | 1089279.34 | 1103795.94 | 1205308.32 | Optimistic | Afghanistan | AFG | 2022-01-02 | v8 | TRUE
https://raw.githubusercontent.com/mrc-ide/global-lmic-reports/master/AFG/projections.csv | 2021-01-26 | cumulative_deaths | 2152.04 | 2248.9 | 2322.4 | 2328.12 | 2366.06 | 2601.9 | Optimistic | Afghanistan | AFG | 2022-01-02 | v8 | TRUE
https://raw.githubusercontent.com/mrc-ide/global-lmic-reports/master/AFG/projections.csv | 2021-01-26 | Rt | 0.62 | 0.65 | 0.66 | 0.66 | 0.67 | 0.7 | Optimistic | Afghanistan | AFG | 2022-01-02 | v8 | TRUE
https://raw.githubusercontent.com/mrc-ide/global-lmic-reports/master/AFG/projections.csv | 2021-01-26 | Reff | 0.6 | 0.63 | 0.64 | 0.64 | 0.65 | 0.68 | Optimistic | Afghanistan | AFG | 2022-01-02 | v8 | TRUE
https://raw.githubusercontent.com/mrc-ide/global-lmic-reports/master/AFG/projections.csv | 2021-01-26 | infections | 436.6 | 475.09 | 502.05 | 505.65 | 540.04 | 576.1 | Pessimistic | Afghanistan | AFG | 2022-01-02 | v8 | TRUE
https://raw.githubusercontent.com/mrc-ide/global-lmic-reports/master/AFG/projections.csv | 2021-01-26 | deaths | 3.66 | 3.97 | 4.14 | 4.15 | 4.33 | 4.74 | Pessimistic | Afghanistan | AFG | 2022-01-02 | v8 | TRUE
https://raw.githubusercontent.com/mrc-ide/global-lmic-reports/master/AFG/projections.csv | 2021-01-26 | hospital_demand | 112.85 | 123.62 | 128.02 | 128.08 | 133.34 | 146.63 | Pessimistic | Afghanistan | AFG | 2022-01-02 | v8 | TRUE
https://raw.githubusercontent.com/mrc-ide/global-lmic-reports/master/AFG/projections.csv | 2021-01-26 | ICU_demand | 54.05 | 58.71 | 60.93 | 61.06 | 63.8 | 69.25 | Pessimistic | Afghanistan | AFG | 2022-01-02 | v8 | TRUE
https://raw.githubusercontent.com/mrc-ide/global-lmic-reports/master/AFG/projections.csv | 2021-01-26 | hospital_incidence | 6.89 | 7.56 | 7.88 | 7.84 | 8.18 | 8.86 | Pessimistic | Afghanistan | AFG | 2022-01-02 | v8 | TRUE
https://raw.githubusercontent.com/mrc-ide/global-lmic-reports/master/AFG/projections.csv | 2021-01-26 | ICU_incidence | 1.97 | 2.16 | 2.25 | 2.24 | 2.34 | 2.53 | Pessimistic | Afghanistan | AFG | 2022-01-02 | v8 | TRUE
https://raw.githubusercontent.com/mrc-ide/global-lmic-reports/master/AFG/projections.csv | 2021-01-26 | prevalence | 3995.15 | 4380.09 | 4568.04 | 4573.29 | 4828.76 | 5149.3 | Pessimistic | Afghanistan | AFG | 2022-01-02 | v8 | TRUE
https://raw.githubusercontent.com/mrc-ide/global-lmic-reports/master/AFG/projections.csv | 2021-01-26 | cumulative_infections | 1013752.55 | 1051946.25 | 1086359.3 | 1089279.34 | 1103795.94 | 1205308.32 | Pessimistic | Afghanistan | AFG | 2022-01-02 | v8 | TRUE
https://raw.githubusercontent.com/mrc-ide/global-lmic-reports/master/AFG/projections.csv | 2021-01-26 | cumulative_deaths | 2152.04 | 2248.9 | 2322.4 | 2328.12 | 2366.06 | 2601.9 | Pessimistic | Afghanistan | AFG | 2022-01-02 | v8 | TRUE
https://raw.githubusercontent.com/mrc-ide/global-lmic-reports/master/AFG/projections.csv | 2021-01-26 | Rt | 0.62 | 0.65 | 0.66 | 0.66 | 0.67 | 0.7 | Pessimistic | Afghanistan | AFG | 2022-01-02 | v8 | TRUE
https://raw.githubusercontent.com/mrc-ide/global-lmic-reports/master/AFG/projections.csv | 2021-01-26 | Reff | 0.6 | 0.63 | 0.64 | 0.64 | 0.65 | 0.68 | Pessimistic | Afghanistan | AFG | 2022-01-02 | v8 | TRUE
https://raw.githubusercontent.com/mrc-ide/global-lmic-reports/master/AFG/projections.csv | 2021-01-26 | infections | 436.6 | 475.09 | 502.05 | 505.65 | 540.04 | 576.1 | Relax Interventions 50% | Afghanistan | AFG | 2022-01-02 | v8 | TRUE
https://raw.githubusercontent.com/mrc-ide/global-lmic-reports/master/AFG/projections.csv | 2021-01-26 | deaths | 3.66 | 3.97 | 4.14 | 4.15 | 4.33 | 4.74 | Relax Interventions 50% | Afghanistan | AFG | 2022-01-02 | v8 | TRUE
https://raw.githubusercontent.com/mrc-ide/global-lmic-reports/master/AFG/projections.csv | 2021-01-26 | hospital_demand | 112.85 | 123.62 | 128.02 | 128.08 | 133.34 | 146.63 | Relax Interventions 50% | Afghanistan | AFG | 2022-01-02 | v8 | TRUE
https://raw.githubusercontent.com/mrc-ide/global-lmic-reports/master/AFG/projections.csv | 2021-01-26 | ICU_demand | 54.05 | 58.71 | 60.93 | 61.06 | 63.8 | 69.25 | Relax Interventions 50% | Afghanistan | AFG | 2022-01-02 | v8 | TRUE
https://raw.githubusercontent.com/mrc-ide/global-lmic-reports/master/AFG/projections.csv | 2021-01-26 | hospital_incidence | 6.89 | 7.56 | 7.88 | 7.84 | 8.18 | 8.86 | Relax Interventions 50% | Afghanistan | AFG | 2022-01-02 | v8 | TRUE
https://raw.githubusercontent.com/mrc-ide/global-lmic-reports/master/AFG/projections.csv | 2021-01-26 | ICU_incidence | 1.97 | 2.16 | 2.25 | 2.24 | 2.34 | 2.53 | Relax Interventions 50% | Afghanistan | AFG | 2022-01-02 | v8 | TRUE
https://raw.githubusercontent.com/mrc-ide/global-lmic-reports/master/AFG/projections.csv | 2021-01-26 | prevalence | 3995.15 | 4380.09 | 4568.04 | 4573.29 | 4828.76 | 5149.3 | Relax Interventions 50% | Afghanistan | AFG | 2022-01-02 | v8 | TRUE
https://raw.githubusercontent.com/mrc-ide/global-lmic-reports/master/AFG/projections.csv | 2021-01-26 | cumulative_infections | 1013752.55 | 1051946.25 | 1086359.3 | 1089279.34 | 1103795.94 | 1205308.32 | Relax Interventions 50% | Afghanistan | AFG | 2022-01-02 | v8 | TRUE
https://raw.githubusercontent.com/mrc-ide/global-lmic-reports/master/AFG/projections.csv | 2021-01-26 | cumulative_deaths | 2152.04 | 2248.9 | 2322.4 | 2328.12 | 2366.06 | 2601.9 | Relax Interventions 50% | Afghanistan | AFG | 2022-01-02 | v8 | TRUE
https://raw.githubusercontent.com/mrc-ide/global-lmic-reports/master/AFG/projections.csv | 2021-01-26 | Rt | 0.62 | 0.65 | 0.66 | 0.66 | 0.67 | 0.7 | Relax Interventions 50% | Afghanistan | AFG | 2022-01-02 | v8 | TRUE
https://raw.githubusercontent.com/mrc-ide/global-lmic-reports/master/AFG/projections.csv | 2021-01-26 | Reff | 0.6 | 0.63 | 0.64 | 0.64 | 0.65 | 0.68 | Relax Interventions 50% | Afghanistan | AFG | 2022-01-02 | v8 | TRUE
https://raw.githubusercontent.com/mrc-ide/global-lmic-reports/master/AFG/projections.csv | 2021-01-26 | infections | 432.36 | 464 | 496.19 | 496.13 | 522.37 | 565.74 | Surged Additional 50% Reduction | Afghanistan | AFG | 2022-01-02 | v8 | TRUE
https://raw.githubusercontent.com/mrc-ide/global-lmic-reports/master/AFG/projections.csv | 2021-01-26 | deaths | 3.6 | 3.84 | 4.09 | 4.07 | 4.27 | 4.59 | Surged Additional 50% Reduction | Afghanistan | AFG | 2022-01-02 | v8 | TRUE
https://raw.githubusercontent.com/mrc-ide/global-lmic-reports/master/AFG/projections.csv | 2021-01-26 | hospital_demand | 111.08 | 119.17 | 125.77 | 125.64 | 132.78 | 141.7 | Surged Additional 50% Reduction | Afghanistan | AFG | 2022-01-02 | v8 | TRUE
https://raw.githubusercontent.com/mrc-ide/global-lmic-reports/master/AFG/projections.csv | 2021-01-26 | ICU_demand | 53.06 | 56.65 | 60.21 | 59.88 | 62.9 | 67.66 | Surged Additional 50% Reduction | Afghanistan | AFG | 2022-01-02 | v8 | TRUE
https://raw.githubusercontent.com/mrc-ide/global-lmic-reports/master/AFG/projections.csv | 2021-01-26 | hospital_incidence | 6.76 | 7.28 | 7.65 | 7.7 | 8.07 | 8.74 | Surged Additional 50% Reduction | Afghanistan | AFG | 2022-01-02 | v8 | TRUE
https://raw.githubusercontent.com/mrc-ide/global-lmic-reports/master/AFG/projections.csv | 2021-01-26 | ICU_incidence | 1.93 | 2.08 | 2.19 | 2.2 | 2.31 | 2.5 | Surged Additional 50% Reduction | Afghanistan | AFG | 2022-01-02 | v8 | TRUE
https://raw.githubusercontent.com/mrc-ide/global-lmic-reports/master/AFG/projections.csv | 2021-01-26 | prevalence | 3931.61 | 4222.33 | 4508.67 | 4491.07 | 4706.06 | 5085 | Surged Additional 50% Reduction | Afghanistan | AFG | 2022-01-02 | v8 | TRUE
https://raw.githubusercontent.com/mrc-ide/global-lmic-reports/master/AFG/projections.csv | 2021-01-26 | cumulative_infections | 1005291.92 | 1049720.06 | 1078459.34 | 1078052.37 | 1106991.08 | 1158436.62 | Surged Additional 50% Reduction | Afghanistan | AFG | 2022-01-02 | v8 | TRUE
https://raw.githubusercontent.com/mrc-ide/global-lmic-reports/master/AFG/projections.csv | 2021-01-26 | cumulative_deaths | 2138.05 | 2230.94 | 2294.47 | 2290.99 | 2353.83 | 2460.78 | Surged Additional 50% Reduction | Afghanistan | AFG | 2022-01-02 | v8 | TRUE
https://raw.githubusercontent.com/mrc-ide/global-lmic-reports/master/AFG/projections.csv | 2021-01-26 | Rt | 0.63 | 0.65 | 0.66 | 0.66 | 0.67 | 0.69 | Surged Additional 50% Reduction | Afghanistan | AFG | 2022-01-02 | v8 | TRUE
https://raw.githubusercontent.com/mrc-ide/global-lmic-reports/master/AFG/projections.csv | 2021-01-26 | Reff | 0.61 | 0.63 | 0.64 | 0.64 | 0.65 | 0.67 | Surged Additional 50% Reduction | Afghanistan | AFG | 2022-01-02 | v8 | TRUE
https://raw.githubusercontent.com/mrc-ide/global-lmic-reports/master/AFG/projections.csv | 2021-01-26 | infections | 432.36 | 464 | 496.19 | 496.13 | 522.37 | 565.74 | Surged Maintain Status Quo | Afghanistan | AFG | 2022-01-02 | v8 | TRUE
https://raw.githubusercontent.com/mrc-ide/global-lmic-reports/master/AFG/projections.csv | 2021-01-26 | deaths | 3.6 | 3.84 | 4.09 | 4.07 | 4.27 | 4.59 | Surged Maintain Status Quo | Afghanistan | AFG | 2022-01-02 | v8 | TRUE
https://raw.githubusercontent.com/mrc-ide/global-lmic-reports/master/AFG/projections.csv | 2021-01-26 | hospital_demand | 111.08 | 119.17 | 125.77 | 125.64 | 132.78 | 141.7 | Surged Maintain Status Quo | Afghanistan | AFG | 2022-01-02 | v8 | TRUE
https://raw.githubusercontent.com/mrc-ide/global-lmic-reports/master/AFG/projections.csv | 2021-01-26 | ICU_demand | 53.06 | 56.65 | 60.21 | 59.88 | 62.9 | 67.66 | Surged Maintain Status Quo | Afghanistan | AFG | 2022-01-02 | v8 | TRUE
https://raw.githubusercontent.com/mrc-ide/global-lmic-reports/master/AFG/projections.csv | 2021-01-26 | hospital_incidence | 6.76 | 7.28 | 7.65 | 7.7 | 8.07 | 8.74 | Surged Maintain Status Quo | Afghanistan | AFG | 2022-01-02 | v8 | TRUE
https://raw.githubusercontent.com/mrc-ide/global-lmic-reports/master/AFG/projections.csv | 2021-01-26 | ICU_incidence | 1.93 | 2.08 | 2.19 | 2.2 | 2.31 | 2.5 | Surged Maintain Status Quo | Afghanistan | AFG | 2022-01-02 | v8 | TRUE
https://raw.githubusercontent.com/mrc-ide/global-lmic-reports/master/AFG/projections.csv | 2021-01-26 | prevalence | 3931.61 | 4222.33 | 4508.67 | 4491.07 | 4706.06 | 5085 | Surged Maintain Status Quo | Afghanistan | AFG | 2022-01-02 | v8 | TRUE
https://raw.githubusercontent.com/mrc-ide/global-lmic-reports/master/AFG/projections.csv | 2021-01-26 | cumulative_infections | 1005291.92 | 1049720.06 | 1078459.34 | 1078052.37 | 1106991.08 | 1158436.62 | Surged Maintain Status Quo | Afghanistan | AFG | 2022-01-02 | v8 | TRUE
https://raw.githubusercontent.com/mrc-ide/global-lmic-reports/master/AFG/projections.csv | 2021-01-26 | cumulative_deaths | 2138.05 | 2230.94 | 2294.47 | 2290.99 | 2353.83 | 2460.78 | Surged Maintain Status Quo | Afghanistan | AFG | 2022-01-02 | v8 | TRUE
https://raw.githubusercontent.com/mrc-ide/global-lmic-reports/master/AFG/projections.csv | 2021-01-26 | Rt | 0.63 | 0.65 | 0.66 | 0.66 | 0.67 | 0.69 | Surged Maintain Status Quo | Afghanistan | AFG | 2022-01-02 | v8 | TRUE
https://raw.githubusercontent.com/mrc-ide/global-lmic-reports/master/AFG/projections.csv | 2021-01-26 | Reff | 0.61 | 0.63 | 0.64 | 0.64 | 0.65 | 0.67 | Surged Maintain Status Quo | Afghanistan | AFG | 2022-01-02 | v8 | TRUE
https://raw.githubusercontent.com/mrc-ide/global-lmic-reports/master/AFG/projections.csv | 2021-01-26 | infections | 432.36 | 464 | 496.19 | 496.13 | 522.37 | 565.74 | Surged Optimistic | Afghanistan | AFG | 2022-01-02 | v8 | TRUE
https://raw.githubusercontent.com/mrc-ide/global-lmic-reports/master/AFG/projections.csv | 2021-01-26 | deaths | 3.6 | 3.84 | 4.09 | 4.07 | 4.27 | 4.59 | Surged Optimistic | Afghanistan | AFG | 2022-01-02 | v8 | TRUE
https://raw.githubusercontent.com/mrc-ide/global-lmic-reports/master/AFG/projections.csv | 2021-01-26 | hospital_demand | 111.08 | 119.17 | 125.77 | 125.64 | 132.78 | 141.7 | Surged Optimistic | Afghanistan | AFG | 2022-01-02 | v8 | TRUE
https://raw.githubusercontent.com/mrc-ide/global-lmic-reports/master/AFG/projections.csv | 2021-01-26 | ICU_demand | 53.06 | 56.65 | 60.21 | 59.88 | 62.9 | 67.66 | Surged Optimistic | Afghanistan | AFG | 2022-01-02 | v8 | TRUE
https://raw.githubusercontent.com/mrc-ide/global-lmic-reports/master/AFG/projections.csv | 2021-01-26 | hospital_incidence | 6.76 | 7.28 | 7.65 | 7.7 | 8.07 | 8.74 | Surged Optimistic | Afghanistan | AFG | 2022-01-02 | v8 | TRUE
https://raw.githubusercontent.com/mrc-ide/global-lmic-reports/master/AFG/projections.csv | 2021-01-26 | ICU_incidence | 1.93 | 2.08 | 2.19 | 2.2 | 2.31 | 2.5 | Surged Optimistic | Afghanistan | AFG | 2022-01-02 | v8 | TRUE
https://raw.githubusercontent.com/mrc-ide/global-lmic-reports/master/AFG/projections.csv | 2021-01-26 | prevalence | 3931.61 | 4222.33 | 4508.67 | 4491.07 | 4706.06 | 5085 | Surged Optimistic | Afghanistan | AFG | 2022-01-02 | v8 | TRUE
https://raw.githubusercontent.com/mrc-ide/global-lmic-reports/master/AFG/projections.csv | 2021-01-26 | cumulative_infections | 1005291.92 | 1049720.06 | 1078459.34 | 1078052.37 | 1106991.08 | 1158436.62 | Surged Optimistic | Afghanistan | AFG | 2022-01-02 | v8 | TRUE
https://raw.githubusercontent.com/mrc-ide/global-lmic-reports/master/AFG/projections.csv | 2021-01-26 | cumulative_deaths | 2138.05 | 2230.94 | 2294.47 | 2290.99 | 2353.83 | 2460.78 | Surged Optimistic | Afghanistan | AFG | 2022-01-02 | v8 | TRUE
https://raw.githubusercontent.com/mrc-ide/global-lmic-reports/master/AFG/projections.csv | 2021-01-26 | Rt | 0.63 | 0.65 | 0.66 | 0.66 | 0.67 | 0.69 | Surged Optimistic | Afghanistan | AFG | 2022-01-02 | v8 | TRUE
https://raw.githubusercontent.com/mrc-ide/global-lmic-reports/master/AFG/projections.csv | 2021-01-26 | Reff | 0.61 | 0.63 | 0.64 | 0.64 | 0.65 | 0.67 | Surged Optimistic | Afghanistan | AFG | 2022-01-02 | v8 | TRUE
https://raw.githubusercontent.com/mrc-ide/global-lmic-reports/master/AFG/projections.csv | 2021-01-26 | infections | 432.36 | 464 | 496.19 | 496.13 | 522.37 | 565.74 | Surged Pessimistic | Afghanistan | AFG | 2022-01-02 | v8 | TRUE
https://raw.githubusercontent.com/mrc-ide/global-lmic-reports/master/AFG/projections.csv | 2021-01-26 | deaths | 3.6 | 3.84 | 4.09 | 4.07 | 4.27 | 4.59 | Surged Pessimistic | Afghanistan | AFG | 2022-01-02 | v8 | TRUE
https://raw.githubusercontent.com/mrc-ide/global-lmic-reports/master/AFG/projections.csv | 2021-01-26 | hospital_demand | 111.08 | 119.17 | 125.77 | 125.64 | 132.78 | 141.7 | Surged Pessimistic | Afghanistan | AFG | 2022-01-02 | v8 | TRUE
https://raw.githubusercontent.com/mrc-ide/global-lmic-reports/master/AFG/projections.csv | 2021-01-26 | ICU_demand | 53.06 | 56.65 | 60.21 | 59.88 | 62.9 | 67.66 | Surged Pessimistic | Afghanistan | AFG | 2022-01-02 | v8 | TRUE
https://raw.githubusercontent.com/mrc-ide/global-lmic-reports/master/AFG/projections.csv | 2021-01-26 | hospital_incidence | 6.76 | 7.28 | 7.65 | 7.7 | 8.07 | 8.74 | Surged Pessimistic | Afghanistan | AFG | 2022-01-02 | v8 | TRUE
https://raw.githubusercontent.com/mrc-ide/global-lmic-reports/master/AFG/projections.csv | 2021-01-26 | ICU_incidence | 1.93 | 2.08 | 2.19 | 2.2 | 2.31 | 2.5 | Surged Pessimistic | Afghanistan | AFG | 2022-01-02 | v8 | TRUE
https://raw.githubusercontent.com/mrc-ide/global-lmic-reports/master/AFG/projections.csv | 2021-01-26 | prevalence | 3931.61 | 4222.33 | 4508.67 | 4491.07 | 4706.06 | 5085 | Surged Pessimistic | Afghanistan | AFG | 2022-01-02 | v8 | TRUE
https://raw.githubusercontent.com/mrc-ide/global-lmic-reports/master/AFG/projections.csv | 2021-01-26 | cumulative_infections | 1005291.92 | 1049720.06 | 1078459.34 | 1078052.37 | 1106991.08 | 1158436.62 | Surged Pessimistic | Afghanistan | AFG | 2022-01-02 | v8 | TRUE
https://raw.githubusercontent.com/mrc-ide/global-lmic-reports/master/AFG/projections.csv | 2021-01-26 | cumulative_deaths | 2138.05 | 2230.94 | 2294.47 | 2290.99 | 2353.83 | 2460.78 | Surged Pessimistic | Afghanistan | AFG | 2022-01-02 | v8 | TRUE
https://raw.githubusercontent.com/mrc-ide/global-lmic-reports/master/AFG/projections.csv | 2021-01-26 | Rt | 0.63 | 0.65 | 0.66 | 0.66 | 0.67 | 0.69 | Surged Pessimistic | Afghanistan | AFG | 2022-01-02 | v8 | TRUE
https://raw.githubusercontent.com/mrc-ide/global-lmic-reports/master/AFG/projections.csv | 2021-01-26 | Reff | 0.61 | 0.63 | 0.64 | 0.64 | 0.65 | 0.67 | Surged Pessimistic | Afghanistan | AFG | 2022-01-02 | v8 | TRUE
https://raw.githubusercontent.com/mrc-ide/global-lmic-reports/master/AFG/projections.csv | 2021-01-26 | infections | 432.36 | 464 | 496.19 | 496.13 | 522.37 | 565.74 | Surged Relax Interventions 50% | Afghanistan | AFG | 2022-01-02 | v8 | TRUE
https://raw.githubusercontent.com/mrc-ide/global-lmic-reports/master/AFG/projections.csv | 2021-01-26 | deaths | 3.6 | 3.84 | 4.09 | 4.07 | 4.27 | 4.59 | Surged Relax Interventions 50% | Afghanistan | AFG | 2022-01-02 | v8 | TRUE
https://raw.githubusercontent.com/mrc-ide/global-lmic-reports/master/AFG/projections.csv | 2021-01-26 | hospital_demand | 111.08 | 119.17 | 125.77 | 125.64 | 132.78 | 141.7 | Surged Relax Interventions 50% | Afghanistan | AFG | 2022-01-02 | v8 | TRUE
https://raw.githubusercontent.com/mrc-ide/global-lmic-reports/master/AFG/projections.csv | 2021-01-26 | ICU_demand | 53.06 | 56.65 | 60.21 | 59.88 | 62.9 | 67.66 | Surged Relax Interventions 50% | Afghanistan | AFG | 2022-01-02 | v8 | TRUE
https://raw.githubusercontent.com/mrc-ide/global-lmic-reports/master/AFG/projections.csv | 2021-01-26 | hospital_incidence | 6.76 | 7.28 | 7.65 | 7.7 | 8.07 | 8.74 | Surged Relax Interventions 50% | Afghanistan | AFG | 2022-01-02 | v8 | TRUE
https://raw.githubusercontent.com/mrc-ide/global-lmic-reports/master/AFG/projections.csv | 2021-01-26 | ICU_incidence | 1.93 | 2.08 | 2.19 | 2.2 | 2.31 | 2.5 | Surged Relax Interventions 50% | Afghanistan | AFG | 2022-01-02 | v8 | TRUE
https://raw.githubusercontent.com/mrc-ide/global-lmic-reports/master/AFG/projections.csv | 2021-01-26 | prevalence | 3931.61 | 4222.33 | 4508.67 | 4491.07 | 4706.06 | 5085 | Surged Relax Interventions 50% | Afghanistan | AFG | 2022-01-02 | v8 | TRUE
https://raw.githubusercontent.com/mrc-ide/global-lmic-reports/master/AFG/projections.csv | 2021-01-26 | cumulative_infections | 1005291.92 | 1049720.06 | 1078459.34 | 1078052.37 | 1106991.08 | 1158436.62 | Surged Relax Interventions 50% | Afghanistan | AFG | 2022-01-02 | v8 | TRUE
https://raw.githubusercontent.com/mrc-ide/global-lmic-reports/master/AFG/projections.csv | 2021-01-26 | cumulative_deaths | 2138.05 | 2230.94 | 2294.47 | 2290.99 | 2353.83 | 2460.78 | Surged Relax Interventions 50% | Afghanistan | AFG | 2022-01-02 | v8 | TRUE
https://raw.githubusercontent.com/mrc-ide/global-lmic-reports/master/AFG/projections.csv | 2021-01-26 | Rt | 0.63 | 0.65 | 0.66 | 0.66 | 0.67 | 0.69 | Surged Relax Interventions 50% | Afghanistan | AFG | 2022-01-02 | v8 | TRUE
https://raw.githubusercontent.com/mrc-ide/global-lmic-reports/master/AFG/projections.csv | 2021-01-26 | Reff | 0.61 | 0.63 | 0.64 | 0.64 | 0.65 | 0.67 | Surged Relax Interventions 50% | Afghanistan | AFG | 2022-01-02 | v8 | TRUE
https://raw.githubusercontent.com/mrc-ide/global-lmic-reports/master/AFG/projections.csv | 2021-01-27 | infections | 404.8 | 440.55 | 464.89 | 468.96 | 503.36 | 534.55 | Additional 50% Reduction | Afghanistan | AFG | 2022-01-02 | v8 | TRUE
https://raw.githubusercontent.com/mrc-ide/global-lmic-reports/master/AFG/projections.csv | 2021-01-27 | deaths | 3.46 | 3.75 | 3.91 | 3.91 | 4.08 | 4.47 | Additional 50% Reduction | Afghanistan | AFG | 2022-01-02 | v8 | TRUE
https://raw.githubusercontent.com/mrc-ide/global-lmic-reports/master/AFG/projections.csv | 2021-01-27 | hospital_demand | 106.12 | 116.71 | 120.4 | 120.5 | 125.63 | 137.74 | Additional 50% Reduction | Afghanistan | AFG | 2022-01-02 | v8 | TRUE
https://raw.githubusercontent.com/mrc-ide/global-lmic-reports/master/AFG/projections.csv | 2021-01-27 | ICU_demand | 51.11 | 55.68 | 57.71 | 57.77 | 60.41 | 65.48 | Additional 50% Reduction | Afghanistan | AFG | 2022-01-02 | v8 | TRUE
https://raw.githubusercontent.com/mrc-ide/global-lmic-reports/master/AFG/projections.csv | 2021-01-27 | hospital_incidence | 6.46 | 7.1 | 7.39 | 7.36 | 7.71 | 8.3 | Additional 50% Reduction | Afghanistan | AFG | 2022-01-02 | v8 | TRUE
https://raw.githubusercontent.com/mrc-ide/global-lmic-reports/master/AFG/projections.csv | 2021-01-27 | ICU_incidence | 1.85 | 2.03 | 2.11 | 2.1 | 2.2 | 2.37 | Additional 50% Reduction | Afghanistan | AFG | 2022-01-02 | v8 | TRUE
https://raw.githubusercontent.com/mrc-ide/global-lmic-reports/master/AFG/projections.csv | 2021-01-27 | prevalence | 3753.54 | 4114.57 | 4287.72 | 4303.63 | 4545.09 | 4854.45 | Additional 50% Reduction | Afghanistan | AFG | 2022-01-02 | v8 | TRUE
https://raw.githubusercontent.com/mrc-ide/global-lmic-reports/master/AFG/projections.csv | 2021-01-27 | cumulative_infections | 1014193.63 | 1052384.2 | 1086782.04 | 1089748.3 | 1104303.65 | 1205775.9 | Additional 50% Reduction | Afghanistan | AFG | 2022-01-02 | v8 | TRUE
https://raw.githubusercontent.com/mrc-ide/global-lmic-reports/master/AFG/projections.csv | 2021-01-27 | cumulative_deaths | 2155.96 | 2252.61 | 2326.18 | 2332.03 | 2369.73 | 2605.93 | Additional 50% Reduction | Afghanistan | AFG | 2022-01-02 | v8 | TRUE
https://raw.githubusercontent.com/mrc-ide/global-lmic-reports/master/AFG/projections.csv | 2021-01-27 | Rt | 0.62 | 0.64 | 0.66 | 0.66 | 0.67 | 0.69 | Additional 50% Reduction | Afghanistan | AFG | 2022-01-02 | v8 | TRUE
https://raw.githubusercontent.com/mrc-ide/global-lmic-reports/master/AFG/projections.csv | 2021-01-27 | Reff | 0.6 | 0.63 | 0.64 | 0.64 | 0.65 | 0.67 | Additional 50% Reduction | Afghanistan | AFG | 2022-01-02 | v8 | TRUE
https://raw.githubusercontent.com/mrc-ide/global-lmic-reports/master/AFG/projections.csv | 2021-01-27 | infections | 404.8 | 440.55 | 464.89 | 468.96 | 503.36 | 534.55 | Maintain Status Quo | Afghanistan | AFG | 2022-01-02 | v8 | TRUE
https://raw.githubusercontent.com/mrc-ide/global-lmic-reports/master/AFG/projections.csv | 2021-01-27 | deaths | 3.46 | 3.75 | 3.91 | 3.91 | 4.08 | 4.47 | Maintain Status Quo | Afghanistan | AFG | 2022-01-02 | v8 | TRUE
https://raw.githubusercontent.com/mrc-ide/global-lmic-reports/master/AFG/projections.csv | 2021-01-27 | hospital_demand | 106.12 | 116.71 | 120.4 | 120.5 | 125.63 | 137.74 | Maintain Status Quo | Afghanistan | AFG | 2022-01-02 | v8 | TRUE
https://raw.githubusercontent.com/mrc-ide/global-lmic-reports/master/AFG/projections.csv | 2021-01-27 | ICU_demand | 51.11 | 55.68 | 57.71 | 57.77 | 60.41 | 65.48 | Maintain Status Quo | Afghanistan | AFG | 2022-01-02 | v8 | TRUE
https://raw.githubusercontent.com/mrc-ide/global-lmic-reports/master/AFG/projections.csv | 2021-01-27 | hospital_incidence | 6.46 | 7.1 | 7.39 | 7.36 | 7.71 | 8.3 | Maintain Status Quo | Afghanistan | AFG | 2022-01-02 | v8 | TRUE
https://raw.githubusercontent.com/mrc-ide/global-lmic-reports/master/AFG/projections.csv | 2021-01-27 | ICU_incidence | 1.85 | 2.03 | 2.11 | 2.1 | 2.2 | 2.37 | Maintain Status Quo | Afghanistan | AFG | 2022-01-02 | v8 | TRUE
https://raw.githubusercontent.com/mrc-ide/global-lmic-reports/master/AFG/projections.csv | 2021-01-27 | prevalence | 3753.54 | 4114.57 | 4287.72 | 4303.63 | 4545.09 | 4854.45 | Maintain Status Quo | Afghanistan | AFG | 2022-01-02 | v8 | TRUE
https://raw.githubusercontent.com/mrc-ide/global-lmic-reports/master/AFG/projections.csv | 2021-01-27 | cumulative_infections | 1014193.63 | 1052384.2 | 1086782.04 | 1089748.3 | 1104303.65 | 1205775.9 | Maintain Status Quo | Afghanistan | AFG | 2022-01-02 | v8 | TRUE
https://raw.githubusercontent.com/mrc-ide/global-lmic-reports/master/AFG/projections.csv | 2021-01-27 | cumulative_deaths | 2155.96 | 2252.61 | 2326.18 | 2332.03 | 2369.73 | 2605.93 | Maintain Status Quo | Afghanistan | AFG | 2022-01-02 | v8 | TRUE
https://raw.githubusercontent.com/mrc-ide/global-lmic-reports/master/AFG/projections.csv | 2021-01-27 | Rt | 0.62 | 0.64 | 0.66 | 0.66 | 0.67 | 0.69 | Maintain Status Quo | Afghanistan | AFG | 2022-01-02 | v8 | TRUE
https://raw.githubusercontent.com/mrc-ide/global-lmic-reports/master/AFG/projections.csv | 2021-01-27 | Reff | 0.6 | 0.63 | 0.64 | 0.64 | 0.65 | 0.67 | Maintain Status Quo | Afghanistan | AFG | 2022-01-02 | v8 | TRUE
https://raw.githubusercontent.com/mrc-ide/global-lmic-reports/master/AFG/projections.csv | 2021-01-27 | infections | 404.8 | 440.55 | 464.89 | 468.96 | 503.36 | 534.55 | Optimistic | Afghanistan | AFG | 2022-01-02 | v8 | TRUE
https://raw.githubusercontent.com/mrc-ide/global-lmic-reports/master/AFG/projections.csv | 2021-01-27 | deaths | 3.46 | 3.75 | 3.91 | 3.91 | 4.08 | 4.47 | Optimistic | Afghanistan | AFG | 2022-01-02 | v8 | TRUE
https://raw.githubusercontent.com/mrc-ide/global-lmic-reports/master/AFG/projections.csv | 2021-01-27 | hospital_demand | 106.12 | 116.71 | 120.4 | 120.5 | 125.63 | 137.74 | Optimistic | Afghanistan | AFG | 2022-01-02 | v8 | TRUE
https://raw.githubusercontent.com/mrc-ide/global-lmic-reports/master/AFG/projections.csv | 2021-01-27 | ICU_demand | 51.11 | 55.68 | 57.71 | 57.77 | 60.41 | 65.48 | Optimistic | Afghanistan | AFG | 2022-01-02 | v8 | TRUE
https://raw.githubusercontent.com/mrc-ide/global-lmic-reports/master/AFG/projections.csv | 2021-01-27 | hospital_incidence | 6.46 | 7.1 | 7.39 | 7.36 | 7.71 | 8.3 | Optimistic | Afghanistan | AFG | 2022-01-02 | v8 | TRUE
https://raw.githubusercontent.com/mrc-ide/global-lmic-reports/master/AFG/projections.csv | 2021-01-27 | ICU_incidence | 1.85 | 2.03 | 2.11 | 2.1 | 2.2 | 2.37 | Optimistic | Afghanistan | AFG | 2022-01-02 | v8 | TRUE
https://raw.githubusercontent.com/mrc-ide/global-lmic-reports/master/AFG/projections.csv | 2021-01-27 | prevalence | 3753.54 | 4114.57 | 4287.72 | 4303.63 | 4545.09 | 4854.45 | Optimistic | Afghanistan | AFG | 2022-01-02 | v8 | TRUE
https://raw.githubusercontent.com/mrc-ide/global-lmic-reports/master/AFG/projections.csv | 2021-01-27 | cumulative_infections | 1014193.63 | 1052384.2 | 1086782.04 | 1089748.3 | 1104303.65 | 1205775.9 | Optimistic | Afghanistan | AFG | 2022-01-02 | v8 | TRUE
https://raw.githubusercontent.com/mrc-ide/global-lmic-reports/master/AFG/projections.csv | 2021-01-27 | cumulative_deaths | 2155.96 | 2252.61 | 2326.18 | 2332.03 | 2369.73 | 2605.93 | Optimistic | Afghanistan | AFG | 2022-01-02 | v8 | TRUE
https://raw.githubusercontent.com/mrc-ide/global-lmic-reports/master/AFG/projections.csv | 2021-01-27 | Rt | 0.62 | 0.64 | 0.66 | 0.66 | 0.67 | 0.69 | Optimistic | Afghanistan | AFG | 2022-01-02 | v8 | TRUE
https://raw.githubusercontent.com/mrc-ide/global-lmic-reports/master/AFG/projections.csv | 2021-01-27 | Reff | 0.6 | 0.63 | 0.64 | 0.64 | 0.65 | 0.67 | Optimistic | Afghanistan | AFG | 2022-01-02 | v8 | TRUE
https://raw.githubusercontent.com/mrc-ide/global-lmic-reports/master/AFG/projections.csv | 2021-01-27 | infections | 404.8 | 440.55 | 464.89 | 468.96 | 503.36 | 534.55 | Pessimistic | Afghanistan | AFG | 2022-01-02 | v8 | TRUE
https://raw.githubusercontent.com/mrc-ide/global-lmic-reports/master/AFG/projections.csv | 2021-01-27 | deaths | 3.46 | 3.75 | 3.91 | 3.91 | 4.08 | 4.47 | Pessimistic | Afghanistan | AFG | 2022-01-02 | v8 | TRUE
https://raw.githubusercontent.com/mrc-ide/global-lmic-reports/master/AFG/projections.csv | 2021-01-27 | hospital_demand | 106.12 | 116.71 | 120.4 | 120.5 | 125.63 | 137.74 | Pessimistic | Afghanistan | AFG | 2022-01-02 | v8 | TRUE
https://raw.githubusercontent.com/mrc-ide/global-lmic-reports/master/AFG/projections.csv | 2021-01-27 | ICU_demand | 51.11 | 55.68 | 57.71 | 57.77 | 60.41 | 65.48 | Pessimistic | Afghanistan | AFG | 2022-01-02 | v8 | TRUE
https://raw.githubusercontent.com/mrc-ide/global-lmic-reports/master/AFG/projections.csv | 2021-01-27 | hospital_incidence | 6.46 | 7.1 | 7.39 | 7.36 | 7.71 | 8.3 | Pessimistic | Afghanistan | AFG | 2022-01-02 | v8 | TRUE
https://raw.githubusercontent.com/mrc-ide/global-lmic-reports/master/AFG/projections.csv | 2021-01-27 | ICU_incidence | 1.85 | 2.03 | 2.11 | 2.1 | 2.2 | 2.37 | Pessimistic | Afghanistan | AFG | 2022-01-02 | v8 | TRUE
https://raw.githubusercontent.com/mrc-ide/global-lmic-reports/master/AFG/projections.csv | 2021-01-27 | prevalence | 3753.54 | 4114.57 | 4287.72 | 4303.63 | 4545.09 | 4854.45 | Pessimistic | Afghanistan | AFG | 2022-01-02 | v8 | TRUE
https://raw.githubusercontent.com/mrc-ide/global-lmic-reports/master/AFG/projections.csv | 2021-01-27 | cumulative_infections | 1014193.63 | 1052384.2 | 1086782.04 | 1089748.3 | 1104303.65 | 1205775.9 | Pessimistic | Afghanistan | AFG | 2022-01-02 | v8 | TRUE
https://raw.githubusercontent.com/mrc-ide/global-lmic-reports/master/AFG/projections.csv | 2021-01-27 | cumulative_deaths | 2155.96 | 2252.61 | 2326.18 | 2332.03 | 2369.73 | 2605.93 | Pessimistic | Afghanistan | AFG | 2022-01-02 | v8 | TRUE
https://raw.githubusercontent.com/mrc-ide/global-lmic-reports/master/AFG/projections.csv | 2021-01-27 | Rt | 0.62 | 0.64 | 0.66 | 0.66 | 0.67 | 0.69 | Pessimistic | Afghanistan | AFG | 2022-01-02 | v8 | TRUE
https://raw.githubusercontent.com/mrc-ide/global-lmic-reports/master/AFG/projections.csv | 2021-01-27 | Reff | 0.6 | 0.63 | 0.64 | 0.64 | 0.65 | 0.67 | Pessimistic | Afghanistan | AFG | 2022-01-02 | v8 | TRUE
https://raw.githubusercontent.com/mrc-ide/global-lmic-reports/master/AFG/projections.csv | 2021-01-27 | infections | 404.8 | 440.55 | 464.89 | 468.96 | 503.36 | 534.55 | Relax Interventions 50% | Afghanistan | AFG | 2022-01-02 | v8 | TRUE
https://raw.githubusercontent.com/mrc-ide/global-lmic-reports/master/AFG/projections.csv | 2021-01-27 | deaths | 3.46 | 3.75 | 3.91 | 3.91 | 4.08 | 4.47 | Relax Interventions 50% | Afghanistan | AFG | 2022-01-02 | v8 | TRUE
https://raw.githubusercontent.com/mrc-ide/global-lmic-reports/master/AFG/projections.csv | 2021-01-27 | hospital_demand | 106.12 | 116.71 | 120.4 | 120.5 | 125.63 | 137.74 | Relax Interventions 50% | Afghanistan | AFG | 2022-01-02 | v8 | TRUE
https://raw.githubusercontent.com/mrc-ide/global-lmic-reports/master/AFG/projections.csv | 2021-01-27 | ICU_demand | 51.11 | 55.68 | 57.71 | 57.77 | 60.41 | 65.48 | Relax Interventions 50% | Afghanistan | AFG | 2022-01-02 | v8 | TRUE
https://raw.githubusercontent.com/mrc-ide/global-lmic-reports/master/AFG/projections.csv | 2021-01-27 | hospital_incidence | 6.46 | 7.1 | 7.39 | 7.36 | 7.71 | 8.3 | Relax Interventions 50% | Afghanistan | AFG | 2022-01-02 | v8 | TRUE
https://raw.githubusercontent.com/mrc-ide/global-lmic-reports/master/AFG/projections.csv | 2021-01-27 | ICU_incidence | 1.85 | 2.03 | 2.11 | 2.1 | 2.2 | 2.37 | Relax Interventions 50% | Afghanistan | AFG | 2022-01-02 | v8 | TRUE
https://raw.githubusercontent.com/mrc-ide/global-lmic-reports/master/AFG/projections.csv | 2021-01-27 | prevalence | 3753.54 | 4114.57 | 4287.72 | 4303.63 | 4545.09 | 4854.45 | Relax Interventions 50% | Afghanistan | AFG | 2022-01-02 | v8 | TRUE
https://raw.githubusercontent.com/mrc-ide/global-lmic-reports/master/AFG/projections.csv | 2021-01-27 | cumulative_infections | 1014193.63 | 1052384.2 | 1086782.04 | 1089748.3 | 1104303.65 | 1205775.9 | Relax Interventions 50% | Afghanistan | AFG | 2022-01-02 | v8 | TRUE
https://raw.githubusercontent.com/mrc-ide/global-lmic-reports/master/AFG/projections.csv | 2021-01-27 | cumulative_deaths | 2155.96 | 2252.61 | 2326.18 | 2332.03 | 2369.73 | 2605.93 | Relax Interventions 50% | Afghanistan | AFG | 2022-01-02 | v8 | TRUE
https://raw.githubusercontent.com/mrc-ide/global-lmic-reports/master/AFG/projections.csv | 2021-01-27 | Rt | 0.62 | 0.64 | 0.66 | 0.66 | 0.67 | 0.69 | Relax Interventions 50% | Afghanistan | AFG | 2022-01-02 | v8 | TRUE
https://raw.githubusercontent.com/mrc-ide/global-lmic-reports/master/AFG/projections.csv | 2021-01-27 | Reff | 0.6 | 0.63 | 0.64 | 0.64 | 0.65 | 0.67 | Relax Interventions 50% | Afghanistan | AFG | 2022-01-02 | v8 | TRUE
https://raw.githubusercontent.com/mrc-ide/global-lmic-reports/master/AFG/projections.csv | 2021-01-27 | infections | 400.77 | 432.02 | 459.54 | 460.41 | 486.38 | 524.33 | Surged Additional 50% Reduction | Afghanistan | AFG | 2022-01-02 | v8 | TRUE
https://raw.githubusercontent.com/mrc-ide/global-lmic-reports/master/AFG/projections.csv | 2021-01-27 | deaths | 3.4 | 3.63 | 3.86 | 3.84 | 4.03 | 4.33 | Surged Additional 50% Reduction | Afghanistan | AFG | 2022-01-02 | v8 | TRUE
https://raw.githubusercontent.com/mrc-ide/global-lmic-reports/master/AFG/projections.csv | 2021-01-27 | hospital_demand | 104.58 | 112.06 | 118 | 118.21 | 124.86 | 133.05 | Surged Additional 50% Reduction | Afghanistan | AFG | 2022-01-02 | v8 | TRUE
https://raw.githubusercontent.com/mrc-ide/global-lmic-reports/master/AFG/projections.csv | 2021-01-27 | ICU_demand | 50.18 | 53.69 | 57 | 56.65 | 59.59 | 63.98 | Surged Additional 50% Reduction | Afghanistan | AFG | 2022-01-02 | v8 | TRUE
https://raw.githubusercontent.com/mrc-ide/global-lmic-reports/master/AFG/projections.csv | 2021-01-27 | hospital_incidence | 6.34 | 6.8 | 7.18 | 7.23 | 7.6 | 8.21 | Surged Additional 50% Reduction | Afghanistan | AFG | 2022-01-02 | v8 | TRUE
https://raw.githubusercontent.com/mrc-ide/global-lmic-reports/master/AFG/projections.csv | 2021-01-27 | ICU_incidence | 1.81 | 1.95 | 2.05 | 2.07 | 2.17 | 2.35 | Surged Additional 50% Reduction | Afghanistan | AFG | 2022-01-02 | v8 | TRUE
https://raw.githubusercontent.com/mrc-ide/global-lmic-reports/master/AFG/projections.csv | 2021-01-27 | prevalence | 3697.24 | 3975.5 | 4231.11 | 4226.18 | 4432.72 | 4782.76 | Surged Additional 50% Reduction | Afghanistan | AFG | 2022-01-02 | v8 | TRUE
https://raw.githubusercontent.com/mrc-ide/global-lmic-reports/master/AFG/projections.csv | 2021-01-27 | cumulative_infections | 1005709.87 | 1050174.96 | 1078922.25 | 1078512.78 | 1107406.84 | 1158933.28 | Surged Additional 50% Reduction | Afghanistan | AFG | 2022-01-02 | v8 | TRUE
https://raw.githubusercontent.com/mrc-ide/global-lmic-reports/master/AFG/projections.csv | 2021-01-27 | cumulative_deaths | 2141.59 | 2234.67 | 2298.07 | 2294.83 | 2357.73 | 2464.89 | Surged Additional 50% Reduction | Afghanistan | AFG | 2022-01-02 | v8 | TRUE
https://raw.githubusercontent.com/mrc-ide/global-lmic-reports/master/AFG/projections.csv | 2021-01-27 | Rt | 0.63 | 0.65 | 0.66 | 0.66 | 0.67 | 0.69 | Surged Additional 50% Reduction | Afghanistan | AFG | 2022-01-02 | v8 | TRUE
https://raw.githubusercontent.com/mrc-ide/global-lmic-reports/master/AFG/projections.csv | 2021-01-27 | Reff | 0.61 | 0.63 | 0.64 | 0.64 | 0.65 | 0.67 | Surged Additional 50% Reduction | Afghanistan | AFG | 2022-01-02 | v8 | TRUE
https://raw.githubusercontent.com/mrc-ide/global-lmic-reports/master/AFG/projections.csv | 2021-01-27 | infections | 400.77 | 432.02 | 459.54 | 460.41 | 486.38 | 524.33 | Surged Maintain Status Quo | Afghanistan | AFG | 2022-01-02 | v8 | TRUE
https://raw.githubusercontent.com/mrc-ide/global-lmic-reports/master/AFG/projections.csv | 2021-01-27 | deaths | 3.4 | 3.63 | 3.86 | 3.84 | 4.03 | 4.33 | Surged Maintain Status Quo | Afghanistan | AFG | 2022-01-02 | v8 | TRUE
https://raw.githubusercontent.com/mrc-ide/global-lmic-reports/master/AFG/projections.csv | 2021-01-27 | hospital_demand | 104.58 | 112.06 | 118 | 118.21 | 124.86 | 133.05 | Surged Maintain Status Quo | Afghanistan | AFG | 2022-01-02 | v8 | TRUE
https://raw.githubusercontent.com/mrc-ide/global-lmic-reports/master/AFG/projections.csv | 2021-01-27 | ICU_demand | 50.18 | 53.69 | 57 | 56.65 | 59.59 | 63.98 | Surged Maintain Status Quo | Afghanistan | AFG | 2022-01-02 | v8 | TRUE
https://raw.githubusercontent.com/mrc-ide/global-lmic-reports/master/AFG/projections.csv | 2021-01-27 | hospital_incidence | 6.34 | 6.8 | 7.18 | 7.23 | 7.6 | 8.21 | Surged Maintain Status Quo | Afghanistan | AFG | 2022-01-02 | v8 | TRUE
https://raw.githubusercontent.com/mrc-ide/global-lmic-reports/master/AFG/projections.csv | 2021-01-27 | ICU_incidence | 1.81 | 1.95 | 2.05 | 2.07 | 2.17 | 2.35 | Surged Maintain Status Quo | Afghanistan | AFG | 2022-01-02 | v8 | TRUE
https://raw.githubusercontent.com/mrc-ide/global-lmic-reports/master/AFG/projections.csv | 2021-01-27 | prevalence | 3697.24 | 3975.5 | 4231.11 | 4226.18 | 4432.72 | 4782.76 | Surged Maintain Status Quo | Afghanistan | AFG | 2022-01-02 | v8 | TRUE
https://raw.githubusercontent.com/mrc-ide/global-lmic-reports/master/AFG/projections.csv | 2021-01-27 | cumulative_infections | 1005709.87 | 1050174.96 | 1078922.25 | 1078512.78 | 1107406.84 | 1158933.28 | Surged Maintain Status Quo | Afghanistan | AFG | 2022-01-02 | v8 | TRUE
https://raw.githubusercontent.com/mrc-ide/global-lmic-reports/master/AFG/projections.csv | 2021-01-27 | cumulative_deaths | 2141.59 | 2234.67 | 2298.07 | 2294.83 | 2357.73 | 2464.89 | Surged Maintain Status Quo | Afghanistan | AFG | 2022-01-02 | v8 | TRUE
https://raw.githubusercontent.com/mrc-ide/global-lmic-reports/master/AFG/projections.csv | 2021-01-27 | Rt | 0.63 | 0.65 | 0.66 | 0.66 | 0.67 | 0.69 | Surged Maintain Status Quo | Afghanistan | AFG | 2022-01-02 | v8 | TRUE
https://raw.githubusercontent.com/mrc-ide/global-lmic-reports/master/AFG/projections.csv | 2021-01-27 | Reff | 0.61 | 0.63 | 0.64 | 0.64 | 0.65 | 0.67 | Surged Maintain Status Quo | Afghanistan | AFG | 2022-01-02 | v8 | TRUE
https://raw.githubusercontent.com/mrc-ide/global-lmic-reports/master/AFG/projections.csv | 2021-01-27 | infections | 400.77 | 432.02 | 459.54 | 460.41 | 486.38 | 524.33 | Surged Optimistic | Afghanistan | AFG | 2022-01-02 | v8 | TRUE
https://raw.githubusercontent.com/mrc-ide/global-lmic-reports/master/AFG/projections.csv | 2021-01-27 | deaths | 3.4 | 3.63 | 3.86 | 3.84 | 4.03 | 4.33 | Surged Optimistic | Afghanistan | AFG | 2022-01-02 | v8 | TRUE
https://raw.githubusercontent.com/mrc-ide/global-lmic-reports/master/AFG/projections.csv | 2021-01-27 | hospital_demand | 104.58 | 112.06 | 118 | 118.21 | 124.86 | 133.05 | Surged Optimistic | Afghanistan | AFG | 2022-01-02 | v8 | TRUE
https://raw.githubusercontent.com/mrc-ide/global-lmic-reports/master/AFG/projections.csv | 2021-01-27 | ICU_demand | 50.18 | 53.69 | 57 | 56.65 | 59.59 | 63.98 | Surged Optimistic | Afghanistan | AFG | 2022-01-02 | v8 | TRUE
https://raw.githubusercontent.com/mrc-ide/global-lmic-reports/master/AFG/projections.csv | 2021-01-27 | hospital_incidence | 6.34 | 6.8 | 7.18 | 7.23 | 7.6 | 8.21 | Surged Optimistic | Afghanistan | AFG | 2022-01-02 | v8 | TRUE
https://raw.githubusercontent.com/mrc-ide/global-lmic-reports/master/AFG/projections.csv | 2021-01-27 | ICU_incidence | 1.81 | 1.95 | 2.05 | 2.07 | 2.17 | 2.35 | Surged Optimistic | Afghanistan | AFG | 2022-01-02 | v8 | TRUE
https://raw.githubusercontent.com/mrc-ide/global-lmic-reports/master/AFG/projections.csv | 2021-01-27 | prevalence | 3697.24 | 3975.5 | 4231.11 | 4226.18 | 4432.72 | 4782.76 | Surged Optimistic | Afghanistan | AFG | 2022-01-02 | v8 | TRUE
https://raw.githubusercontent.com/mrc-ide/global-lmic-reports/master/AFG/projections.csv | 2021-01-27 | cumulative_infections | 1005709.87 | 1050174.96 | 1078922.25 | 1078512.78 | 1107406.84 | 1158933.28 | Surged Optimistic | Afghanistan | AFG | 2022-01-02 | v8 | TRUE
https://raw.githubusercontent.com/mrc-ide/global-lmic-reports/master/AFG/projections.csv | 2021-01-27 | cumulative_deaths | 2141.59 | 2234.67 | 2298.07 | 2294.83 | 2357.73 | 2464.89 | Surged Optimistic | Afghanistan | AFG | 2022-01-02 | v8 | TRUE
https://raw.githubusercontent.com/mrc-ide/global-lmic-reports/master/AFG/projections.csv | 2021-01-27 | Rt | 0.63 | 0.65 | 0.66 | 0.66 | 0.67 | 0.69 | Surged Optimistic | Afghanistan | AFG | 2022-01-02 | v8 | TRUE
https://raw.githubusercontent.com/mrc-ide/global-lmic-reports/master/AFG/projections.csv | 2021-01-27 | Reff | 0.61 | 0.63 | 0.64 | 0.64 | 0.65 | 0.67 | Surged Optimistic | Afghanistan | AFG | 2022-01-02 | v8 | TRUE
https://raw.githubusercontent.com/mrc-ide/global-lmic-reports/master/AFG/projections.csv | 2021-01-27 | infections | 400.77 | 432.02 | 459.54 | 460.41 | 486.38 | 524.33 | Surged Pessimistic | Afghanistan | AFG | 2022-01-02 | v8 | TRUE
https://raw.githubusercontent.com/mrc-ide/global-lmic-reports/master/AFG/projections.csv | 2021-01-27 | deaths | 3.4 | 3.63 | 3.86 | 3.84 | 4.03 | 4.33 | Surged Pessimistic | Afghanistan | AFG | 2022-01-02 | v8 | TRUE
https://raw.githubusercontent.com/mrc-ide/global-lmic-reports/master/AFG/projections.csv | 2021-01-27 | hospital_demand | 104.58 | 112.06 | 118 | 118.21 | 124.86 | 133.05 | Surged Pessimistic | Afghanistan | AFG | 2022-01-02 | v8 | TRUE
https://raw.githubusercontent.com/mrc-ide/global-lmic-reports/master/AFG/projections.csv | 2021-01-27 | ICU_demand | 50.18 | 53.69 | 57 | 56.65 | 59.59 | 63.98 | Surged Pessimistic | Afghanistan | AFG | 2022-01-02 | v8 | TRUE
https://raw.githubusercontent.com/mrc-ide/global-lmic-reports/master/AFG/projections.csv | 2021-01-27 | hospital_incidence | 6.34 | 6.8 | 7.18 | 7.23 | 7.6 | 8.21 | Surged Pessimistic | Afghanistan | AFG | 2022-01-02 | v8 | TRUE
https://raw.githubusercontent.com/mrc-ide/global-lmic-reports/master/AFG/projections.csv | 2021-01-27 | ICU_incidence | 1.81 | 1.95 | 2.05 | 2.07 | 2.17 | 2.35 | Surged Pessimistic | Afghanistan | AFG | 2022-01-02 | v8 | TRUE
https://raw.githubusercontent.com/mrc-ide/global-lmic-reports/master/AFG/projections.csv | 2021-01-27 | prevalence | 3697.24 | 3975.5 | 4231.11 | 4226.18 | 4432.72 | 4782.76 | Surged Pessimistic | Afghanistan | AFG | 2022-01-02 | v8 | TRUE
https://raw.githubusercontent.com/mrc-ide/global-lmic-reports/master/AFG/projections.csv | 2021-01-27 | cumulative_infections | 1005709.87 | 1050174.96 | 1078922.25 | 1078512.78 | 1107406.84 | 1158933.28 | Surged Pessimistic | Afghanistan | AFG | 2022-01-02 | v8 | TRUE
https://raw.githubusercontent.com/mrc-ide/global-lmic-reports/master/AFG/projections.csv | 2021-01-27 | cumulative_deaths | 2141.59 | 2234.67 | 2298.07 | 2294.83 | 2357.73 | 2464.89 | Surged Pessimistic | Afghanistan | AFG | 2022-01-02 | v8 | TRUE
https://raw.githubusercontent.com/mrc-ide/global-lmic-reports/master/AFG/projections.csv | 2021-01-27 | Rt | 0.63 | 0.65 | 0.66 | 0.66 | 0.67 | 0.69 | Surged Pessimistic | Afghanistan | AFG | 2022-01-02 | v8 | TRUE
https://raw.githubusercontent.com/mrc-ide/global-lmic-reports/master/AFG/projections.csv | 2021-01-27 | Reff | 0.61 | 0.63 | 0.64 | 0.64 | 0.65 | 0.67 | Surged Pessimistic | Afghanistan | AFG | 2022-01-02 | v8 | TRUE
https://raw.githubusercontent.com/mrc-ide/global-lmic-reports/master/AFG/projections.csv | 2021-01-27 | infections | 400.77 | 432.02 | 459.54 | 460.41 | 486.38 | 524.33 | Surged Relax Interventions 50% | Afghanistan | AFG | 2022-01-02 | v8 | TRUE
https://raw.githubusercontent.com/mrc-ide/global-lmic-reports/master/AFG/projections.csv | 2021-01-27 | deaths | 3.4 | 3.63 | 3.86 | 3.84 | 4.03 | 4.33 | Surged Relax Interventions 50% | Afghanistan | AFG | 2022-01-02 | v8 | TRUE
https://raw.githubusercontent.com/mrc-ide/global-lmic-reports/master/AFG/projections.csv | 2021-01-27 | hospital_demand | 104.58 | 112.06 | 118 | 118.21 | 124.86 | 133.05 | Surged Relax Interventions 50% | Afghanistan | AFG | 2022-01-02 | v8 | TRUE
https://raw.githubusercontent.com/mrc-ide/global-lmic-reports/master/AFG/projections.csv | 2021-01-27 | ICU_demand | 50.18 | 53.69 | 57 | 56.65 | 59.59 | 63.98 | Surged Relax Interventions 50% | Afghanistan | AFG | 2022-01-02 | v8 | TRUE
https://raw.githubusercontent.com/mrc-ide/global-lmic-reports/master/AFG/projections.csv | 2021-01-27 | hospital_incidence | 6.34 | 6.8 | 7.18 | 7.23 | 7.6 | 8.21 | Surged Relax Interventions 50% | Afghanistan | AFG | 2022-01-02 | v8 | TRUE
https://raw.githubusercontent.com/mrc-ide/global-lmic-reports/master/AFG/projections.csv | 2021-01-27 | ICU_incidence | 1.81 | 1.95 | 2.05 | 2.07 | 2.17 | 2.35 | Surged Relax Interventions 50% | Afghanistan | AFG | 2022-01-02 | v8 | TRUE
https://raw.githubusercontent.com/mrc-ide/global-lmic-reports/master/AFG/projections.csv | 2021-01-27 | prevalence | 3697.24 | 3975.5 | 4231.11 | 4226.18 | 4432.72 | 4782.76 | Surged Relax Interventions 50% | Afghanistan | AFG | 2022-01-02 | v8 | TRUE
https://raw.githubusercontent.com/mrc-ide/global-lmic-reports/master/AFG/projections.csv | 2021-01-27 | cumulative_infections | 1005709.87 | 1050174.96 | 1078922.25 | 1078512.78 | 1107406.84 | 1158933.28 | Surged Relax Interventions 50% | Afghanistan | AFG | 2022-01-02 | v8 | TRUE
https://raw.githubusercontent.com/mrc-ide/global-lmic-reports/master/AFG/projections.csv | 2021-01-27 | cumulative_deaths | 2141.59 | 2234.67 | 2298.07 | 2294.83 | 2357.73 | 2464.89 | Surged Relax Interventions 50% | Afghanistan | AFG | 2022-01-02 | v8 | TRUE
https://raw.githubusercontent.com/mrc-ide/global-lmic-reports/master/AFG/projections.csv | 2021-01-27 | Rt | 0.63 | 0.65 | 0.66 | 0.66 | 0.67 | 0.69 | Surged Relax Interventions 50% | Afghanistan | AFG | 2022-01-02 | v8 | TRUE
https://raw.githubusercontent.com/mrc-ide/global-lmic-reports/master/AFG/projections.csv | 2021-01-27 | Reff | 0.61 | 0.63 | 0.64 | 0.64 | 0.65 | 0.67 | Surged Relax Interventions 50% | Afghanistan | AFG | 2022-01-02 | v8 | TRUE
https://raw.githubusercontent.com/mrc-ide/global-lmic-reports/master/AFG/projections.csv | 2021-01-28 | infections | 377.44 | 410.43 | 434.33 | 437.99 | 470.52 | 500.19 | Additional 50% Reduction | Afghanistan | AFG | 2022-01-02 | v8 | TRUE
https://raw.githubusercontent.com/mrc-ide/global-lmic-reports/master/AFG/projections.csv | 2021-01-28 | deaths | 3.26 | 3.55 | 3.69 | 3.69 | 3.85 | 4.21 | Additional 50% Reduction | Afghanistan | AFG | 2022-01-02 | v8 | TRUE
https://raw.githubusercontent.com/mrc-ide/global-lmic-reports/master/AFG/projections.csv | 2021-01-28 | hospital_demand | 99.8 | 109.92 | 113.16 | 113.34 | 118.16 | 128.92 | Additional 50% Reduction | Afghanistan | AFG | 2022-01-02 | v8 | TRUE
https://raw.githubusercontent.com/mrc-ide/global-lmic-reports/master/AFG/projections.csv | 2021-01-28 | ICU_demand | 48.23 | 52.78 | 54.62 | 54.63 | 57.16 | 61.9 | Additional 50% Reduction | Afghanistan | AFG | 2022-01-02 | v8 | TRUE
https://raw.githubusercontent.com/mrc-ide/global-lmic-reports/master/AFG/projections.csv | 2021-01-28 | hospital_incidence | 6.06 | 6.66 | 6.93 | 6.91 | 7.24 | 7.78 | Additional 50% Reduction | Afghanistan | AFG | 2022-01-02 | v8 | TRUE
https://raw.githubusercontent.com/mrc-ide/global-lmic-reports/master/AFG/projections.csv | 2021-01-28 | ICU_incidence | 1.73 | 1.9 | 1.98 | 1.98 | 2.07 | 2.22 | Additional 50% Reduction | Afghanistan | AFG | 2022-01-02 | v8 | TRUE
https://raw.githubusercontent.com/mrc-ide/global-lmic-reports/master/AFG/projections.csv | 2021-01-28 | prevalence | 3524.7 | 3875.88 | 4030.28 | 4047.19 | 4273.56 | 4573.15 | Additional 50% Reduction | Afghanistan | AFG | 2022-01-02 | v8 | TRUE
https://raw.githubusercontent.com/mrc-ide/global-lmic-reports/master/AFG/projections.csv | 2021-01-28 | cumulative_infections | 1014603.16 | 1052794.01 | 1087177.31 | 1090186.29 | 1104779.84 | 1206211 | Additional 50% Reduction | Afghanistan | AFG | 2022-01-02 | v8 | TRUE
https://raw.githubusercontent.com/mrc-ide/global-lmic-reports/master/AFG/projections.csv | 2021-01-28 | cumulative_deaths | 2159.64 | 2256.1 | 2329.75 | 2335.72 | 2373.19 | 2609.73 | Additional 50% Reduction | Afghanistan | AFG | 2022-01-02 | v8 | TRUE
https://raw.githubusercontent.com/mrc-ide/global-lmic-reports/master/AFG/projections.csv | 2021-01-28 | Rt | 0.6 | 0.64 | 0.65 | 0.65 | 0.66 | 0.68 | Additional 50% Reduction | Afghanistan | AFG | 2022-01-02 | v8 | TRUE
https://raw.githubusercontent.com/mrc-ide/global-lmic-reports/master/AFG/projections.csv | 2021-01-28 | Reff | 0.58 | 0.62 | 0.63 | 0.63 | 0.64 | 0.67 | Additional 50% Reduction | Afghanistan | AFG | 2022-01-02 | v8 | TRUE
https://raw.githubusercontent.com/mrc-ide/global-lmic-reports/master/AFG/projections.csv | 2021-01-28 | infections | 377.44 | 410.43 | 434.33 | 437.99 | 470.52 | 500.19 | Maintain Status Quo | Afghanistan | AFG | 2022-01-02 | v8 | TRUE
https://raw.githubusercontent.com/mrc-ide/global-lmic-reports/master/AFG/projections.csv | 2021-01-28 | deaths | 3.26 | 3.55 | 3.69 | 3.69 | 3.85 | 4.21 | Maintain Status Quo | Afghanistan | AFG | 2022-01-02 | v8 | TRUE
https://raw.githubusercontent.com/mrc-ide/global-lmic-reports/master/AFG/projections.csv | 2021-01-28 | hospital_demand | 99.8 | 109.92 | 113.16 | 113.34 | 118.16 | 128.92 | Maintain Status Quo | Afghanistan | AFG | 2022-01-02 | v8 | TRUE
https://raw.githubusercontent.com/mrc-ide/global-lmic-reports/master/AFG/projections.csv | 2021-01-28 | ICU_demand | 48.23 | 52.78 | 54.62 | 54.63 | 57.16 | 61.9 | Maintain Status Quo | Afghanistan | AFG | 2022-01-02 | v8 | TRUE
https://raw.githubusercontent.com/mrc-ide/global-lmic-reports/master/AFG/projections.csv | 2021-01-28 | hospital_incidence | 6.06 | 6.66 | 6.93 | 6.91 | 7.24 | 7.78 | Maintain Status Quo | Afghanistan | AFG | 2022-01-02 | v8 | TRUE
https://raw.githubusercontent.com/mrc-ide/global-lmic-reports/master/AFG/projections.csv | 2021-01-28 | ICU_incidence | 1.73 | 1.9 | 1.98 | 1.98 | 2.07 | 2.22 | Maintain Status Quo | Afghanistan | AFG | 2022-01-02 | v8 | TRUE
https://raw.githubusercontent.com/mrc-ide/global-lmic-reports/master/AFG/projections.csv | 2021-01-28 | prevalence | 3524.7 | 3875.88 | 4030.28 | 4047.19 | 4273.56 | 4573.15 | Maintain Status Quo | Afghanistan | AFG | 2022-01-02 | v8 | TRUE
https://raw.githubusercontent.com/mrc-ide/global-lmic-reports/master/AFG/projections.csv | 2021-01-28 | cumulative_infections | 1014603.16 | 1052794.01 | 1087177.31 | 1090186.29 | 1104779.84 | 1206211 | Maintain Status Quo | Afghanistan | AFG | 2022-01-02 | v8 | TRUE
https://raw.githubusercontent.com/mrc-ide/global-lmic-reports/master/AFG/projections.csv | 2021-01-28 | cumulative_deaths | 2159.64 | 2256.1 | 2329.75 | 2335.72 | 2373.19 | 2609.73 | Maintain Status Quo | Afghanistan | AFG | 2022-01-02 | v8 | TRUE
https://raw.githubusercontent.com/mrc-ide/global-lmic-reports/master/AFG/projections.csv | 2021-01-28 | Rt | 0.6 | 0.64 | 0.65 | 0.65 | 0.66 | 0.68 | Maintain Status Quo | Afghanistan | AFG | 2022-01-02 | v8 | TRUE
https://raw.githubusercontent.com/mrc-ide/global-lmic-reports/master/AFG/projections.csv | 2021-01-28 | Reff | 0.58 | 0.62 | 0.63 | 0.63 | 0.64 | 0.67 | Maintain Status Quo | Afghanistan | AFG | 2022-01-02 | v8 | TRUE
https://raw.githubusercontent.com/mrc-ide/global-lmic-reports/master/AFG/projections.csv | 2021-01-28 | infections | 377.44 | 410.43 | 434.33 | 437.99 | 470.52 | 500.19 | Optimistic | Afghanistan | AFG | 2022-01-02 | v8 | TRUE
https://raw.githubusercontent.com/mrc-ide/global-lmic-reports/master/AFG/projections.csv | 2021-01-28 | deaths | 3.26 | 3.55 | 3.69 | 3.69 | 3.85 | 4.21 | Optimistic | Afghanistan | AFG | 2022-01-02 | v8 | TRUE
https://raw.githubusercontent.com/mrc-ide/global-lmic-reports/master/AFG/projections.csv | 2021-01-28 | hospital_demand | 99.8 | 109.92 | 113.16 | 113.34 | 118.16 | 128.92 | Optimistic | Afghanistan | AFG | 2022-01-02 | v8 | TRUE
https://raw.githubusercontent.com/mrc-ide/global-lmic-reports/master/AFG/projections.csv | 2021-01-28 | ICU_demand | 48.23 | 52.78 | 54.62 | 54.63 | 57.16 | 61.9 | Optimistic | Afghanistan | AFG | 2022-01-02 | v8 | TRUE
https://raw.githubusercontent.com/mrc-ide/global-lmic-reports/master/AFG/projections.csv | 2021-01-28 | hospital_incidence | 6.06 | 6.66 | 6.93 | 6.91 | 7.24 | 7.78 | Optimistic | Afghanistan | AFG | 2022-01-02 | v8 | TRUE
https://raw.githubusercontent.com/mrc-ide/global-lmic-reports/master/AFG/projections.csv | 2021-01-28 | ICU_incidence | 1.73 | 1.9 | 1.98 | 1.98 | 2.07 | 2.22 | Optimistic | Afghanistan | AFG | 2022-01-02 | v8 | TRUE
https://raw.githubusercontent.com/mrc-ide/global-lmic-reports/master/AFG/projections.csv | 2021-01-28 | prevalence | 3524.7 | 3875.88 | 4030.28 | 4047.19 | 4273.56 | 4573.15 | Optimistic | Afghanistan | AFG | 2022-01-02 | v8 | TRUE
https://raw.githubusercontent.com/mrc-ide/global-lmic-reports/master/AFG/projections.csv | 2021-01-28 | cumulative_infections | 1014603.16 | 1052794.01 | 1087177.31 | 1090186.29 | 1104779.84 | 1206211 | Optimistic | Afghanistan | AFG | 2022-01-02 | v8 | TRUE
https://raw.githubusercontent.com/mrc-ide/global-lmic-reports/master/AFG/projections.csv | 2021-01-28 | cumulative_deaths | 2159.64 | 2256.1 | 2329.75 | 2335.72 | 2373.19 | 2609.73 | Optimistic | Afghanistan | AFG | 2022-01-02 | v8 | TRUE
https://raw.githubusercontent.com/mrc-ide/global-lmic-reports/master/AFG/projections.csv | 2021-01-28 | Rt | 0.6 | 0.64 | 0.65 | 0.65 | 0.66 | 0.68 | Optimistic | Afghanistan | AFG | 2022-01-02 | v8 | TRUE
https://raw.githubusercontent.com/mrc-ide/global-lmic-reports/master/AFG/projections.csv | 2021-01-28 | Reff | 0.58 | 0.62 | 0.63 | 0.63 | 0.64 | 0.67 | Optimistic | Afghanistan | AFG | 2022-01-02 | v8 | TRUE
https://raw.githubusercontent.com/mrc-ide/global-lmic-reports/master/AFG/projections.csv | 2021-01-28 | infections | 377.44 | 410.43 | 434.33 | 437.99 | 470.52 | 500.19 | Pessimistic | Afghanistan | AFG | 2022-01-02 | v8 | TRUE
https://raw.githubusercontent.com/mrc-ide/global-lmic-reports/master/AFG/projections.csv | 2021-01-28 | deaths | 3.26 | 3.55 | 3.69 | 3.69 | 3.85 | 4.21 | Pessimistic | Afghanistan | AFG | 2022-01-02 | v8 | TRUE
https://raw.githubusercontent.com/mrc-ide/global-lmic-reports/master/AFG/projections.csv | 2021-01-28 | hospital_demand | 99.8 | 109.92 | 113.16 | 113.34 | 118.16 | 128.92 | Pessimistic | Afghanistan | AFG | 2022-01-02 | v8 | TRUE
https://raw.githubusercontent.com/mrc-ide/global-lmic-reports/master/AFG/projections.csv | 2021-01-28 | ICU_demand | 48.23 | 52.78 | 54.62 | 54.63 | 57.16 | 61.9 | Pessimistic | Afghanistan | AFG | 2022-01-02 | v8 | TRUE
https://raw.githubusercontent.com/mrc-ide/global-lmic-reports/master/AFG/projections.csv | 2021-01-28 | hospital_incidence | 6.06 | 6.66 | 6.93 | 6.91 | 7.24 | 7.78 | Pessimistic | Afghanistan | AFG | 2022-01-02 | v8 | TRUE
https://raw.githubusercontent.com/mrc-ide/global-lmic-reports/master/AFG/projections.csv | 2021-01-28 | ICU_incidence | 1.73 | 1.9 | 1.98 | 1.98 | 2.07 | 2.22 | Pessimistic | Afghanistan | AFG | 2022-01-02 | v8 | TRUE
https://raw.githubusercontent.com/mrc-ide/global-lmic-reports/master/AFG/projections.csv | 2021-01-28 | prevalence | 3524.7 | 3875.88 | 4030.28 | 4047.19 | 4273.56 | 4573.15 | Pessimistic | Afghanistan | AFG | 2022-01-02 | v8 | TRUE
https://raw.githubusercontent.com/mrc-ide/global-lmic-reports/master/AFG/projections.csv | 2021-01-28 | cumulative_infections | 1014603.16 | 1052794.01 | 1087177.31 | 1090186.29 | 1104779.84 | 1206211 | Pessimistic | Afghanistan | AFG | 2022-01-02 | v8 | TRUE
https://raw.githubusercontent.com/mrc-ide/global-lmic-reports/master/AFG/projections.csv | 2021-01-28 | cumulative_deaths | 2159.64 | 2256.1 | 2329.75 | 2335.72 | 2373.19 | 2609.73 | Pessimistic | Afghanistan | AFG | 2022-01-02 | v8 | TRUE
https://raw.githubusercontent.com/mrc-ide/global-lmic-reports/master/AFG/projections.csv | 2021-01-28 | Rt | 0.6 | 0.64 | 0.65 | 0.65 | 0.66 | 0.68 | Pessimistic | Afghanistan | AFG | 2022-01-02 | v8 | TRUE
https://raw.githubusercontent.com/mrc-ide/global-lmic-reports/master/AFG/projections.csv | 2021-01-28 | Reff | 0.58 | 0.62 | 0.63 | 0.63 | 0.64 | 0.67 | Pessimistic | Afghanistan | AFG | 2022-01-02 | v8 | TRUE
https://raw.githubusercontent.com/mrc-ide/global-lmic-reports/master/AFG/projections.csv | 2021-01-28 | infections | 377.44 | 410.43 | 434.33 | 437.99 | 470.52 | 500.19 | Relax Interventions 50% | Afghanistan | AFG | 2022-01-02 | v8 | TRUE
https://raw.githubusercontent.com/mrc-ide/global-lmic-reports/master/AFG/projections.csv | 2021-01-28 | deaths | 3.26 | 3.55 | 3.69 | 3.69 | 3.85 | 4.21 | Relax Interventions 50% | Afghanistan | AFG | 2022-01-02 | v8 | TRUE
https://raw.githubusercontent.com/mrc-ide/global-lmic-reports/master/AFG/projections.csv | 2021-01-28 | hospital_demand | 99.8 | 109.92 | 113.16 | 113.34 | 118.16 | 128.92 | Relax Interventions 50% | Afghanistan | AFG | 2022-01-02 | v8 | TRUE
https://raw.githubusercontent.com/mrc-ide/global-lmic-reports/master/AFG/projections.csv | 2021-01-28 | ICU_demand | 48.23 | 52.78 | 54.62 | 54.63 | 57.16 | 61.9 | Relax Interventions 50% | Afghanistan | AFG | 2022-01-02 | v8 | TRUE
https://raw.githubusercontent.com/mrc-ide/global-lmic-reports/master/AFG/projections.csv | 2021-01-28 | hospital_incidence | 6.06 | 6.66 | 6.93 | 6.91 | 7.24 | 7.78 | Relax Interventions 50% | Afghanistan | AFG | 2022-01-02 | v8 | TRUE
https://raw.githubusercontent.com/mrc-ide/global-lmic-reports/master/AFG/projections.csv | 2021-01-28 | ICU_incidence | 1.73 | 1.9 | 1.98 | 1.98 | 2.07 | 2.22 | Relax Interventions 50% | Afghanistan | AFG | 2022-01-02 | v8 | TRUE
https://raw.githubusercontent.com/mrc-ide/global-lmic-reports/master/AFG/projections.csv | 2021-01-28 | prevalence | 3524.7 | 3875.88 | 4030.28 | 4047.19 | 4273.56 | 4573.15 | Relax Interventions 50% | Afghanistan | AFG | 2022-01-02 | v8 | TRUE
https://raw.githubusercontent.com/mrc-ide/global-lmic-reports/master/AFG/projections.csv | 2021-01-28 | cumulative_infections | 1014603.16 | 1052794.01 | 1087177.31 | 1090186.29 | 1104779.84 | 1206211 | Relax Interventions 50% | Afghanistan | AFG | 2022-01-02 | v8 | TRUE
https://raw.githubusercontent.com/mrc-ide/global-lmic-reports/master/AFG/projections.csv | 2021-01-28 | cumulative_deaths | 2159.64 | 2256.1 | 2329.75 | 2335.72 | 2373.19 | 2609.73 | Relax Interventions 50% | Afghanistan | AFG | 2022-01-02 | v8 | TRUE
https://raw.githubusercontent.com/mrc-ide/global-lmic-reports/master/AFG/projections.csv | 2021-01-28 | Rt | 0.6 | 0.64 | 0.65 | 0.65 | 0.66 | 0.68 | Relax Interventions 50% | Afghanistan | AFG | 2022-01-02 | v8 | TRUE
https://raw.githubusercontent.com/mrc-ide/global-lmic-reports/master/AFG/projections.csv | 2021-01-28 | Reff | 0.58 | 0.62 | 0.63 | 0.63 | 0.64 | 0.67 | Relax Interventions 50% | Afghanistan | AFG | 2022-01-02 | v8 | TRUE
https://raw.githubusercontent.com/mrc-ide/global-lmic-reports/master/AFG/projections.csv | 2021-01-28 | infections | 373.61 | 404.34 | 428.84 | 430.13 | 455.95 | 490.5 | Surged Additional 50% Reduction | Afghanistan | AFG | 2022-01-02 | v8 | TRUE
https://raw.githubusercontent.com/mrc-ide/global-lmic-reports/master/AFG/projections.csv | 2021-01-28 | deaths | 3.2 | 3.42 | 3.64 | 3.62 | 3.81 | 4.09 | Surged Additional 50% Reduction | Afghanistan | AFG | 2022-01-02 | v8 | TRUE
https://raw.githubusercontent.com/mrc-ide/global-lmic-reports/master/AFG/projections.csv | 2021-01-28 | hospital_demand | 98.56 | 105.33 | 110.89 | 111.19 | 117.12 | 125.15 | Surged Additional 50% Reduction | Afghanistan | AFG | 2022-01-02 | v8 | TRUE
https://raw.githubusercontent.com/mrc-ide/global-lmic-reports/master/AFG/projections.csv | 2021-01-28 | ICU_demand | 47.43 | 50.84 | 53.8 | 53.57 | 56.41 | 60.42 | Surged Additional 50% Reduction | Afghanistan | AFG | 2022-01-02 | v8 | TRUE
https://raw.githubusercontent.com/mrc-ide/global-lmic-reports/master/AFG/projections.csv | 2021-01-28 | hospital_incidence | 5.96 | 6.39 | 6.76 | 6.79 | 7.12 | 7.71 | Surged Additional 50% Reduction | Afghanistan | AFG | 2022-01-02 | v8 | TRUE
https://raw.githubusercontent.com/mrc-ide/global-lmic-reports/master/AFG/projections.csv | 2021-01-28 | ICU_incidence | 1.7 | 1.83 | 1.93 | 1.94 | 2.04 | 2.2 | Surged Additional 50% Reduction | Afghanistan | AFG | 2022-01-02 | v8 | TRUE
https://raw.githubusercontent.com/mrc-ide/global-lmic-reports/master/AFG/projections.csv | 2021-01-28 | prevalence | 3474.66 | 3734.07 | 3976.01 | 3974.36 | 4176.07 | 4497.01 | Surged Additional 50% Reduction | Afghanistan | AFG | 2022-01-02 | v8 | TRUE
https://raw.githubusercontent.com/mrc-ide/global-lmic-reports/master/AFG/projections.csv | 2021-01-28 | cumulative_infections | 1006099.24 | 1050599.9 | 1079358.02 | 1078942.91 | 1107793 | 1159396.57 | Surged Additional 50% Reduction | Afghanistan | AFG | 2022-01-02 | v8 | TRUE
https://raw.githubusercontent.com/mrc-ide/global-lmic-reports/master/AFG/projections.csv | 2021-01-28 | cumulative_deaths | 2144.92 | 2238.2 | 2301.47 | 2298.44 | 2361.39 | 2468.76 | Surged Additional 50% Reduction | Afghanistan | AFG | 2022-01-02 | v8 | TRUE
https://raw.githubusercontent.com/mrc-ide/global-lmic-reports/master/AFG/projections.csv | 2021-01-28 | Rt | 0.62 | 0.64 | 0.65 | 0.65 | 0.66 | 0.68 | Surged Additional 50% Reduction | Afghanistan | AFG | 2022-01-02 | v8 | TRUE
https://raw.githubusercontent.com/mrc-ide/global-lmic-reports/master/AFG/projections.csv | 2021-01-28 | Reff | 0.6 | 0.62 | 0.63 | 0.63 | 0.64 | 0.66 | Surged Additional 50% Reduction | Afghanistan | AFG | 2022-01-02 | v8 | TRUE
https://raw.githubusercontent.com/mrc-ide/global-lmic-reports/master/AFG/projections.csv | 2021-01-28 | infections | 373.61 | 404.34 | 428.84 | 430.13 | 455.95 | 490.5 | Surged Maintain Status Quo | Afghanistan | AFG | 2022-01-02 | v8 | TRUE
https://raw.githubusercontent.com/mrc-ide/global-lmic-reports/master/AFG/projections.csv | 2021-01-28 | deaths | 3.2 | 3.42 | 3.64 | 3.62 | 3.81 | 4.09 | Surged Maintain Status Quo | Afghanistan | AFG | 2022-01-02 | v8 | TRUE
https://raw.githubusercontent.com/mrc-ide/global-lmic-reports/master/AFG/projections.csv | 2021-01-28 | hospital_demand | 98.56 | 105.33 | 110.89 | 111.19 | 117.12 | 125.15 | Surged Maintain Status Quo | Afghanistan | AFG | 2022-01-02 | v8 | TRUE
https://raw.githubusercontent.com/mrc-ide/global-lmic-reports/master/AFG/projections.csv | 2021-01-28 | ICU_demand | 47.43 | 50.84 | 53.8 | 53.57 | 56.41 | 60.42 | Surged Maintain Status Quo | Afghanistan | AFG | 2022-01-02 | v8 | TRUE
https://raw.githubusercontent.com/mrc-ide/global-lmic-reports/master/AFG/projections.csv | 2021-01-28 | hospital_incidence | 5.96 | 6.39 | 6.76 | 6.79 | 7.12 | 7.71 | Surged Maintain Status Quo | Afghanistan | AFG | 2022-01-02 | v8 | TRUE
https://raw.githubusercontent.com/mrc-ide/global-lmic-reports/master/AFG/projections.csv | 2021-01-28 | ICU_incidence | 1.7 | 1.83 | 1.93 | 1.94 | 2.04 | 2.2 | Surged Maintain Status Quo | Afghanistan | AFG | 2022-01-02 | v8 | TRUE
https://raw.githubusercontent.com/mrc-ide/global-lmic-reports/master/AFG/projections.csv | 2021-01-28 | prevalence | 3474.66 | 3734.07 | 3976.01 | 3974.36 | 4176.07 | 4497.01 | Surged Maintain Status Quo | Afghanistan | AFG | 2022-01-02 | v8 | TRUE
https://raw.githubusercontent.com/mrc-ide/global-lmic-reports/master/AFG/projections.csv | 2021-01-28 | cumulative_infections | 1006099.24 | 1050599.9 | 1079358.02 | 1078942.91 | 1107793 | 1159396.57 | Surged Maintain Status Quo | Afghanistan | AFG | 2022-01-02 | v8 | TRUE
https://raw.githubusercontent.com/mrc-ide/global-lmic-reports/master/AFG/projections.csv | 2021-01-28 | cumulative_deaths | 2144.92 | 2238.2 | 2301.47 | 2298.44 | 2361.39 | 2468.76 | Surged Maintain Status Quo | Afghanistan | AFG | 2022-01-02 | v8 | TRUE
https://raw.githubusercontent.com/mrc-ide/global-lmic-reports/master/AFG/projections.csv | 2021-01-28 | Rt | 0.62 | 0.64 | 0.65 | 0.65 | 0.66 | 0.68 | Surged Maintain Status Quo | Afghanistan | AFG | 2022-01-02 | v8 | TRUE
https://raw.githubusercontent.com/mrc-ide/global-lmic-reports/master/AFG/projections.csv | 2021-01-28 | Reff | 0.6 | 0.62 | 0.63 | 0.63 | 0.64 | 0.66 | Surged Maintain Status Quo | Afghanistan | AFG | 2022-01-02 | v8 | TRUE
https://raw.githubusercontent.com/mrc-ide/global-lmic-reports/master/AFG/projections.csv | 2021-01-28 | infections | 373.61 | 404.34 | 428.84 | 430.13 | 455.95 | 490.5 | Surged Optimistic | Afghanistan | AFG | 2022-01-02 | v8 | TRUE
https://raw.githubusercontent.com/mrc-ide/global-lmic-reports/master/AFG/projections.csv | 2021-01-28 | deaths | 3.2 | 3.42 | 3.64 | 3.62 | 3.81 | 4.09 | Surged Optimistic | Afghanistan | AFG | 2022-01-02 | v8 | TRUE
https://raw.githubusercontent.com/mrc-ide/global-lmic-reports/master/AFG/projections.csv | 2021-01-28 | hospital_demand | 98.56 | 105.33 | 110.89 | 111.19 | 117.12 | 125.15 | Surged Optimistic | Afghanistan | AFG | 2022-01-02 | v8 | TRUE
https://raw.githubusercontent.com/mrc-ide/global-lmic-reports/master/AFG/projections.csv | 2021-01-28 | ICU_demand | 47.43 | 50.84 | 53.8 | 53.57 | 56.41 | 60.42 | Surged Optimistic | Afghanistan | AFG | 2022-01-02 | v8 | TRUE
https://raw.githubusercontent.com/mrc-ide/global-lmic-reports/master/AFG/projections.csv | 2021-01-28 | hospital_incidence | 5.96 | 6.39 | 6.76 | 6.79 | 7.12 | 7.71 | Surged Optimistic | Afghanistan | AFG | 2022-01-02 | v8 | TRUE
https://raw.githubusercontent.com/mrc-ide/global-lmic-reports/master/AFG/projections.csv | 2021-01-28 | ICU_incidence | 1.7 | 1.83 | 1.93 | 1.94 | 2.04 | 2.2 | Surged Optimistic | Afghanistan | AFG | 2022-01-02 | v8 | TRUE
https://raw.githubusercontent.com/mrc-ide/global-lmic-reports/master/AFG/projections.csv | 2021-01-28 | prevalence | 3474.66 | 3734.07 | 3976.01 | 3974.36 | 4176.07 | 4497.01 | Surged Optimistic | Afghanistan | AFG | 2022-01-02 | v8 | TRUE
https://raw.githubusercontent.com/mrc-ide/global-lmic-reports/master/AFG/projections.csv | 2021-01-28 | cumulative_infections | 1006099.24 | 1050599.9 | 1079358.02 | 1078942.91 | 1107793 | 1159396.57 | Surged Optimistic | Afghanistan | AFG | 2022-01-02 | v8 | TRUE
https://raw.githubusercontent.com/mrc-ide/global-lmic-reports/master/AFG/projections.csv | 2021-01-28 | cumulative_deaths | 2144.92 | 2238.2 | 2301.47 | 2298.44 | 2361.39 | 2468.76 | Surged Optimistic | Afghanistan | AFG | 2022-01-02 | v8 | TRUE
https://raw.githubusercontent.com/mrc-ide/global-lmic-reports/master/AFG/projections.csv | 2021-01-28 | Rt | 0.62 | 0.64 | 0.65 | 0.65 | 0.66 | 0.68 | Surged Optimistic | Afghanistan | AFG | 2022-01-02 | v8 | TRUE
https://raw.githubusercontent.com/mrc-ide/global-lmic-reports/master/AFG/projections.csv | 2021-01-28 | Reff | 0.6 | 0.62 | 0.63 | 0.63 | 0.64 | 0.66 | Surged Optimistic | Afghanistan | AFG | 2022-01-02 | v8 | TRUE
https://raw.githubusercontent.com/mrc-ide/global-lmic-reports/master/AFG/projections.csv | 2021-01-28 | infections | 373.61 | 404.34 | 428.84 | 430.13 | 455.95 | 490.5 | Surged Pessimistic | Afghanistan | AFG | 2022-01-02 | v8 | TRUE
https://raw.githubusercontent.com/mrc-ide/global-lmic-reports/master/AFG/projections.csv | 2021-01-28 | deaths | 3.2 | 3.42 | 3.64 | 3.62 | 3.81 | 4.09 | Surged Pessimistic | Afghanistan | AFG | 2022-01-02 | v8 | TRUE
https://raw.githubusercontent.com/mrc-ide/global-lmic-reports/master/AFG/projections.csv | 2021-01-28 | hospital_demand | 98.56 | 105.33 | 110.89 | 111.19 | 117.12 | 125.15 | Surged Pessimistic | Afghanistan | AFG | 2022-01-02 | v8 | TRUE
https://raw.githubusercontent.com/mrc-ide/global-lmic-reports/master/AFG/projections.csv | 2021-01-28 | ICU_demand | 47.43 | 50.84 | 53.8 | 53.57 | 56.41 | 60.42 | Surged Pessimistic | Afghanistan | AFG | 2022-01-02 | v8 | TRUE
https://raw.githubusercontent.com/mrc-ide/global-lmic-reports/master/AFG/projections.csv | 2021-01-28 | hospital_incidence | 5.96 | 6.39 | 6.76 | 6.79 | 7.12 | 7.71 | Surged Pessimistic | Afghanistan | AFG | 2022-01-02 | v8 | TRUE
https://raw.githubusercontent.com/mrc-ide/global-lmic-reports/master/AFG/projections.csv | 2021-01-28 | ICU_incidence | 1.7 | 1.83 | 1.93 | 1.94 | 2.04 | 2.2 | Surged Pessimistic | Afghanistan | AFG | 2022-01-02 | v8 | TRUE
https://raw.githubusercontent.com/mrc-ide/global-lmic-reports/master/AFG/projections.csv | 2021-01-28 | prevalence | 3474.66 | 3734.07 | 3976.01 | 3974.36 | 4176.07 | 4497.01 | Surged Pessimistic | Afghanistan | AFG | 2022-01-02 | v8 | TRUE
https://raw.githubusercontent.com/mrc-ide/global-lmic-reports/master/AFG/projections.csv | 2021-01-28 | cumulative_infections | 1006099.24 | 1050599.9 | 1079358.02 | 1078942.91 | 1107793 | 1159396.57 | Surged Pessimistic | Afghanistan | AFG | 2022-01-02 | v8 | TRUE
https://raw.githubusercontent.com/mrc-ide/global-lmic-reports/master/AFG/projections.csv | 2021-01-28 | cumulative_deaths | 2144.92 | 2238.2 | 2301.47 | 2298.44 | 2361.39 | 2468.76 | Surged Pessimistic | Afghanistan | AFG | 2022-01-02 | v8 | TRUE
https://raw.githubusercontent.com/mrc-ide/global-lmic-reports/master/AFG/projections.csv | 2021-01-28 | Rt | 0.62 | 0.64 | 0.65 | 0.65 | 0.66 | 0.68 | Surged Pessimistic | Afghanistan | AFG | 2022-01-02 | v8 | TRUE
https://raw.githubusercontent.com/mrc-ide/global-lmic-reports/master/AFG/projections.csv | 2021-01-28 | Reff | 0.6 | 0.62 | 0.63 | 0.63 | 0.64 | 0.66 | Surged Pessimistic | Afghanistan | AFG | 2022-01-02 | v8 | TRUE
https://raw.githubusercontent.com/mrc-ide/global-lmic-reports/master/AFG/projections.csv | 2021-01-28 | infections | 373.61 | 404.34 | 428.84 | 430.13 | 455.95 | 490.5 | Surged Relax Interventions 50% | Afghanistan | AFG | 2022-01-02 | v8 | TRUE
https://raw.githubusercontent.com/mrc-ide/global-lmic-reports/master/AFG/projections.csv | 2021-01-28 | deaths | 3.2 | 3.42 | 3.64 | 3.62 | 3.81 | 4.09 | Surged Relax Interventions 50% | Afghanistan | AFG | 2022-01-02 | v8 | TRUE
https://raw.githubusercontent.com/mrc-ide/global-lmic-reports/master/AFG/projections.csv | 2021-01-28 | hospital_demand | 98.56 | 105.33 | 110.89 | 111.19 | 117.12 | 125.15 | Surged Relax Interventions 50% | Afghanistan | AFG | 2022-01-02 | v8 | TRUE
https://raw.githubusercontent.com/mrc-ide/global-lmic-reports/master/AFG/projections.csv | 2021-01-28 | ICU_demand | 47.43 | 50.84 | 53.8 | 53.57 | 56.41 | 60.42 | Surged Relax Interventions 50% | Afghanistan | AFG | 2022-01-02 | v8 | TRUE
https://raw.githubusercontent.com/mrc-ide/global-lmic-reports/master/AFG/projections.csv | 2021-01-28 | hospital_incidence | 5.96 | 6.39 | 6.76 | 6.79 | 7.12 | 7.71 | Surged Relax Interventions 50% | Afghanistan | AFG | 2022-01-02 | v8 | TRUE
https://raw.githubusercontent.com/mrc-ide/global-lmic-reports/master/AFG/projections.csv | 2021-01-28 | ICU_incidence | 1.7 | 1.83 | 1.93 | 1.94 | 2.04 | 2.2 | Surged Relax Interventions 50% | Afghanistan | AFG | 2022-01-02 | v8 | TRUE
https://raw.githubusercontent.com/mrc-ide/global-lmic-reports/master/AFG/projections.csv | 2021-01-28 | prevalence | 3474.66 | 3734.07 | 3976.01 | 3974.36 | 4176.07 | 4497.01 | Surged Relax Interventions 50% | Afghanistan | AFG | 2022-01-02 | v8 | TRUE
https://raw.githubusercontent.com/mrc-ide/global-lmic-reports/master/AFG/projections.csv | 2021-01-28 | cumulative_infections | 1006099.24 | 1050599.9 | 1079358.02 | 1078942.91 | 1107793 | 1159396.57 | Surged Relax Interventions 50% | Afghanistan | AFG | 2022-01-02 | v8 | TRUE
https://raw.githubusercontent.com/mrc-ide/global-lmic-reports/master/AFG/projections.csv | 2021-01-28 | cumulative_deaths | 2144.92 | 2238.2 | 2301.47 | 2298.44 | 2361.39 | 2468.76 | Surged Relax Interventions 50% | Afghanistan | AFG | 2022-01-02 | v8 | TRUE
https://raw.githubusercontent.com/mrc-ide/global-lmic-reports/master/AFG/projections.csv | 2021-01-28 | Rt | 0.62 | 0.64 | 0.65 | 0.65 | 0.66 | 0.68 | Surged Relax Interventions 50% | Afghanistan | AFG | 2022-01-02 | v8 | TRUE
https://raw.githubusercontent.com/mrc-ide/global-lmic-reports/master/AFG/projections.csv | 2021-01-28 | Reff | 0.6 | 0.62 | 0.63 | 0.63 | 0.64 | 0.66 | Surged Relax Interventions 50% | Afghanistan | AFG | 2022-01-02 | v8 | TRUE
https://raw.githubusercontent.com/mrc-ide/global-lmic-reports/master/AFG/projections.csv | 2021-01-29 | infections | 349.26 | 377.39 | 401.79 | 405.86 | 433.61 | 465.58 | Additional 50% Reduction | Afghanistan | AFG | 2022-01-02 | v8 | TRUE
https://raw.githubusercontent.com/mrc-ide/global-lmic-reports/master/AFG/projections.csv | 2021-01-29 | deaths | 3.07 | 3.35 | 3.47 | 3.47 | 3.62 | 3.97 | Additional 50% Reduction | Afghanistan | AFG | 2022-01-02 | v8 | TRUE
https://raw.githubusercontent.com/mrc-ide/global-lmic-reports/master/AFG/projections.csv | 2021-01-29 | hospital_demand | 93.84 | 103.48 | 106.33 | 106.59 | 110.86 | 120.61 | Additional 50% Reduction | Afghanistan | AFG | 2022-01-02 | v8 | TRUE
https://raw.githubusercontent.com/mrc-ide/global-lmic-reports/master/AFG/projections.csv | 2021-01-29 | ICU_demand | 45.53 | 50.01 | 51.73 | 51.63 | 54.07 | 58.53 | Additional 50% Reduction | Afghanistan | AFG | 2022-01-02 | v8 | TRUE
https://raw.githubusercontent.com/mrc-ide/global-lmic-reports/master/AFG/projections.csv | 2021-01-29 | hospital_incidence | 5.69 | 6.24 | 6.5 | 6.5 | 6.83 | 7.31 | Additional 50% Reduction | Afghanistan | AFG | 2022-01-02 | v8 | TRUE
https://raw.githubusercontent.com/mrc-ide/global-lmic-reports/master/AFG/projections.csv | 2021-01-29 | ICU_incidence | 1.63 | 1.78 | 1.86 | 1.86 | 1.95 | 2.09 | Additional 50% Reduction | Afghanistan | AFG | 2022-01-02 | v8 | TRUE
https://raw.githubusercontent.com/mrc-ide/global-lmic-reports/master/AFG/projections.csv | 2021-01-29 | prevalence | 3305.08 | 3631.43 | 3778.4 | 3799.88 | 4025.89 | 4300.18 | Additional 50% Reduction | Afghanistan | AFG | 2022-01-02 | v8 | TRUE
https://raw.githubusercontent.com/mrc-ide/global-lmic-reports/master/AFG/projections.csv | 2021-01-29 | cumulative_infections | 1014980.27 | 1053176.63 | 1087544.28 | 1090592.15 | 1105223.66 | 1206610.97 | Additional 50% Reduction | Afghanistan | AFG | 2022-01-02 | v8 | TRUE
https://raw.githubusercontent.com/mrc-ide/global-lmic-reports/master/AFG/projections.csv | 2021-01-29 | cumulative_deaths | 2163.11 | 2259.4 | 2333.11 | 2339.19 | 2376.45 | 2613.3 | Additional 50% Reduction | Afghanistan | AFG | 2022-01-02 | v8 | TRUE
https://raw.githubusercontent.com/mrc-ide/global-lmic-reports/master/AFG/projections.csv | 2021-01-29 | Rt | 0.93 | 0.95 | 0.97 | 0.97 | 0.98 | 1.04 | Additional 50% Reduction | Afghanistan | AFG | 2022-01-02 | v8 | TRUE
https://raw.githubusercontent.com/mrc-ide/global-lmic-reports/master/AFG/projections.csv | 2021-01-29 | Reff | 0.9 | 0.93 | 0.94 | 0.95 | 0.95 | 1.01 | Additional 50% Reduction | Afghanistan | AFG | 2022-01-02 | v8 | TRUE
https://raw.githubusercontent.com/mrc-ide/global-lmic-reports/master/AFG/projections.csv | 2021-01-29 | infections | 349.26 | 377.39 | 401.79 | 405.86 | 433.61 | 465.58 | Maintain Status Quo | Afghanistan | AFG | 2022-01-02 | v8 | TRUE
https://raw.githubusercontent.com/mrc-ide/global-lmic-reports/master/AFG/projections.csv | 2021-01-29 | deaths | 3.07 | 3.35 | 3.47 | 3.47 | 3.62 | 3.97 | Maintain Status Quo | Afghanistan | AFG | 2022-01-02 | v8 | TRUE
https://raw.githubusercontent.com/mrc-ide/global-lmic-reports/master/AFG/projections.csv | 2021-01-29 | hospital_demand | 93.84 | 103.48 | 106.33 | 106.59 | 110.86 | 120.61 | Maintain Status Quo | Afghanistan | AFG | 2022-01-02 | v8 | TRUE
https://raw.githubusercontent.com/mrc-ide/global-lmic-reports/master/AFG/projections.csv | 2021-01-29 | ICU_demand | 45.53 | 50.01 | 51.73 | 51.63 | 54.07 | 58.53 | Maintain Status Quo | Afghanistan | AFG | 2022-01-02 | v8 | TRUE
https://raw.githubusercontent.com/mrc-ide/global-lmic-reports/master/AFG/projections.csv | 2021-01-29 | hospital_incidence | 5.69 | 6.24 | 6.5 | 6.5 | 6.83 | 7.31 | Maintain Status Quo | Afghanistan | AFG | 2022-01-02 | v8 | TRUE
https://raw.githubusercontent.com/mrc-ide/global-lmic-reports/master/AFG/projections.csv | 2021-01-29 | ICU_incidence | 1.63 | 1.78 | 1.86 | 1.86 | 1.95 | 2.09 | Maintain Status Quo | Afghanistan | AFG | 2022-01-02 | v8 | TRUE
https://raw.githubusercontent.com/mrc-ide/global-lmic-reports/master/AFG/projections.csv | 2021-01-29 | prevalence | 3305.08 | 3631.43 | 3778.4 | 3799.88 | 4025.89 | 4300.18 | Maintain Status Quo | Afghanistan | AFG | 2022-01-02 | v8 | TRUE
https://raw.githubusercontent.com/mrc-ide/global-lmic-reports/master/AFG/projections.csv | 2021-01-29 | cumulative_infections | 1014980.27 | 1053176.63 | 1087544.28 | 1090592.15 | 1105223.66 | 1206610.97 | Maintain Status Quo | Afghanistan | AFG | 2022-01-02 | v8 | TRUE
https://raw.githubusercontent.com/mrc-ide/global-lmic-reports/master/AFG/projections.csv | 2021-01-29 | cumulative_deaths | 2163.11 | 2259.4 | 2333.11 | 2339.19 | 2376.45 | 2613.3 | Maintain Status Quo | Afghanistan | AFG | 2022-01-02 | v8 | TRUE
https://raw.githubusercontent.com/mrc-ide/global-lmic-reports/master/AFG/projections.csv | 2021-01-29 | Rt | 0.93 | 0.95 | 0.97 | 0.97 | 0.98 | 1.04 | Maintain Status Quo | Afghanistan | AFG | 2022-01-02 | v8 | TRUE
https://raw.githubusercontent.com/mrc-ide/global-lmic-reports/master/AFG/projections.csv | 2021-01-29 | Reff | 0.9 | 0.93 | 0.94 | 0.95 | 0.95 | 1.01 | Maintain Status Quo | Afghanistan | AFG | 2022-01-02 | v8 | TRUE
https://raw.githubusercontent.com/mrc-ide/global-lmic-reports/master/AFG/projections.csv | 2021-01-29 | infections | 349.26 | 377.39 | 401.79 | 405.86 | 433.61 | 465.58 | Optimistic | Afghanistan | AFG | 2022-01-02 | v8 | TRUE
https://raw.githubusercontent.com/mrc-ide/global-lmic-reports/master/AFG/projections.csv | 2021-01-29 | deaths | 3.07 | 3.35 | 3.47 | 3.47 | 3.62 | 3.97 | Optimistic | Afghanistan | AFG | 2022-01-02 | v8 | TRUE
https://raw.githubusercontent.com/mrc-ide/global-lmic-reports/master/AFG/projections.csv | 2021-01-29 | hospital_demand | 93.84 | 103.48 | 106.33 | 106.59 | 110.86 | 120.61 | Optimistic | Afghanistan | AFG | 2022-01-02 | v8 | TRUE
https://raw.githubusercontent.com/mrc-ide/global-lmic-reports/master/AFG/projections.csv | 2021-01-29 | ICU_demand | 45.53 | 50.01 | 51.73 | 51.63 | 54.07 | 58.53 | Optimistic | Afghanistan | AFG | 2022-01-02 | v8 | TRUE
https://raw.githubusercontent.com/mrc-ide/global-lmic-reports/master/AFG/projections.csv | 2021-01-29 | hospital_incidence | 5.69 | 6.24 | 6.5 | 6.5 | 6.83 | 7.31 | Optimistic | Afghanistan | AFG | 2022-01-02 | v8 | TRUE
https://raw.githubusercontent.com/mrc-ide/global-lmic-reports/master/AFG/projections.csv | 2021-01-29 | ICU_incidence | 1.63 | 1.78 | 1.86 | 1.86 | 1.95 | 2.09 | Optimistic | Afghanistan | AFG | 2022-01-02 | v8 | TRUE
https://raw.githubusercontent.com/mrc-ide/global-lmic-reports/master/AFG/projections.csv | 2021-01-29 | prevalence | 3305.08 | 3631.43 | 3778.4 | 3799.88 | 4025.89 | 4300.18 | Optimistic | Afghanistan | AFG | 2022-01-02 | v8 | TRUE
https://raw.githubusercontent.com/mrc-ide/global-lmic-reports/master/AFG/projections.csv | 2021-01-29 | cumulative_infections | 1014980.27 | 1053176.63 | 1087544.28 | 1090592.15 | 1105223.66 | 1206610.97 | Optimistic | Afghanistan | AFG | 2022-01-02 | v8 | TRUE
https://raw.githubusercontent.com/mrc-ide/global-lmic-reports/master/AFG/projections.csv | 2021-01-29 | cumulative_deaths | 2163.11 | 2259.4 | 2333.11 | 2339.19 | 2376.45 | 2613.3 | Optimistic | Afghanistan | AFG | 2022-01-02 | v8 | TRUE
https://raw.githubusercontent.com/mrc-ide/global-lmic-reports/master/AFG/projections.csv | 2021-01-29 | Rt | 0.93 | 0.95 | 0.97 | 0.97 | 0.98 | 1.04 | Optimistic | Afghanistan | AFG | 2022-01-02 | v8 | TRUE
https://raw.githubusercontent.com/mrc-ide/global-lmic-reports/master/AFG/projections.csv | 2021-01-29 | Reff | 0.9 | 0.93 | 0.94 | 0.95 | 0.95 | 1.01 | Optimistic | Afghanistan | AFG | 2022-01-02 | v8 | TRUE
https://raw.githubusercontent.com/mrc-ide/global-lmic-reports/master/AFG/projections.csv | 2021-01-29 | infections | 349.26 | 377.39 | 401.79 | 405.86 | 433.61 | 465.58 | Pessimistic | Afghanistan | AFG | 2022-01-02 | v8 | TRUE
https://raw.githubusercontent.com/mrc-ide/global-lmic-reports/master/AFG/projections.csv | 2021-01-29 | deaths | 3.07 | 3.35 | 3.47 | 3.47 | 3.62 | 3.97 | Pessimistic | Afghanistan | AFG | 2022-01-02 | v8 | TRUE
https://raw.githubusercontent.com/mrc-ide/global-lmic-reports/master/AFG/projections.csv | 2021-01-29 | hospital_demand | 93.84 | 103.48 | 106.33 | 106.59 | 110.86 | 120.61 | Pessimistic | Afghanistan | AFG | 2022-01-02 | v8 | TRUE
https://raw.githubusercontent.com/mrc-ide/global-lmic-reports/master/AFG/projections.csv | 2021-01-29 | ICU_demand | 45.53 | 50.01 | 51.73 | 51.63 | 54.07 | 58.53 | Pessimistic | Afghanistan | AFG | 2022-01-02 | v8 | TRUE
https://raw.githubusercontent.com/mrc-ide/global-lmic-reports/master/AFG/projections.csv | 2021-01-29 | hospital_incidence | 5.69 | 6.24 | 6.5 | 6.5 | 6.83 | 7.31 | Pessimistic | Afghanistan | AFG | 2022-01-02 | v8 | TRUE
https://raw.githubusercontent.com/mrc-ide/global-lmic-reports/master/AFG/projections.csv | 2021-01-29 | ICU_incidence | 1.63 | 1.78 | 1.86 | 1.86 | 1.95 | 2.09 | Pessimistic | Afghanistan | AFG | 2022-01-02 | v8 | TRUE
https://raw.githubusercontent.com/mrc-ide/global-lmic-reports/master/AFG/projections.csv | 2021-01-29 | prevalence | 3305.08 | 3631.43 | 3778.4 | 3799.88 | 4025.89 | 4300.18 | Pessimistic | Afghanistan | AFG | 2022-01-02 | v8 | TRUE
https://raw.githubusercontent.com/mrc-ide/global-lmic-reports/master/AFG/projections.csv | 2021-01-29 | cumulative_infections | 1014980.27 | 1053176.63 | 1087544.28 | 1090592.15 | 1105223.66 | 1206610.97 | Pessimistic | Afghanistan | AFG | 2022-01-02 | v8 | TRUE
https://raw.githubusercontent.com/mrc-ide/global-lmic-reports/master/AFG/projections.csv | 2021-01-29 | cumulative_deaths | 2163.11 | 2259.4 | 2333.11 | 2339.19 | 2376.45 | 2613.3 | Pessimistic | Afghanistan | AFG | 2022-01-02 | v8 | TRUE
https://raw.githubusercontent.com/mrc-ide/global-lmic-reports/master/AFG/projections.csv | 2021-01-29 | Rt | 0.93 | 0.95 | 0.97 | 0.97 | 0.98 | 1.04 | Pessimistic | Afghanistan | AFG | 2022-01-02 | v8 | TRUE
https://raw.githubusercontent.com/mrc-ide/global-lmic-reports/master/AFG/projections.csv | 2021-01-29 | Reff | 0.9 | 0.93 | 0.94 | 0.95 | 0.95 | 1.01 | Pessimistic | Afghanistan | AFG | 2022-01-02 | v8 | TRUE
https://raw.githubusercontent.com/mrc-ide/global-lmic-reports/master/AFG/projections.csv | 2021-01-29 | infections | 349.26 | 377.39 | 401.79 | 405.86 | 433.61 | 465.58 | Relax Interventions 50% | Afghanistan | AFG | 2022-01-02 | v8 | TRUE
https://raw.githubusercontent.com/mrc-ide/global-lmic-reports/master/AFG/projections.csv | 2021-01-29 | deaths | 3.07 | 3.35 | 3.47 | 3.47 | 3.62 | 3.97 | Relax Interventions 50% | Afghanistan | AFG | 2022-01-02 | v8 | TRUE
https://raw.githubusercontent.com/mrc-ide/global-lmic-reports/master/AFG/projections.csv | 2021-01-29 | hospital_demand | 93.84 | 103.48 | 106.33 | 106.59 | 110.86 | 120.61 | Relax Interventions 50% | Afghanistan | AFG | 2022-01-02 | v8 | TRUE
https://raw.githubusercontent.com/mrc-ide/global-lmic-reports/master/AFG/projections.csv | 2021-01-29 | ICU_demand | 45.53 | 50.01 | 51.73 | 51.63 | 54.07 | 58.53 | Relax Interventions 50% | Afghanistan | AFG | 2022-01-02 | v8 | TRUE
https://raw.githubusercontent.com/mrc-ide/global-lmic-reports/master/AFG/projections.csv | 2021-01-29 | hospital_incidence | 5.69 | 6.24 | 6.5 | 6.5 | 6.83 | 7.31 | Relax Interventions 50% | Afghanistan | AFG | 2022-01-02 | v8 | TRUE
https://raw.githubusercontent.com/mrc-ide/global-lmic-reports/master/AFG/projections.csv | 2021-01-29 | ICU_incidence | 1.63 | 1.78 | 1.86 | 1.86 | 1.95 | 2.09 | Relax Interventions 50% | Afghanistan | AFG | 2022-01-02 | v8 | TRUE
https://raw.githubusercontent.com/mrc-ide/global-lmic-reports/master/AFG/projections.csv | 2021-01-29 | prevalence | 3305.08 | 3631.43 | 3778.4 | 3799.88 | 4025.89 | 4300.18 | Relax Interventions 50% | Afghanistan | AFG | 2022-01-02 | v8 | TRUE
https://raw.githubusercontent.com/mrc-ide/global-lmic-reports/master/AFG/projections.csv | 2021-01-29 | cumulative_infections | 1014980.27 | 1053176.63 | 1087544.28 | 1090592.15 | 1105223.66 | 1206610.97 | Relax Interventions 50% | Afghanistan | AFG | 2022-01-02 | v8 | TRUE
https://raw.githubusercontent.com/mrc-ide/global-lmic-reports/master/AFG/projections.csv | 2021-01-29 | cumulative_deaths | 2163.11 | 2259.4 | 2333.11 | 2339.19 | 2376.45 | 2613.3 | Relax Interventions 50% | Afghanistan | AFG | 2022-01-02 | v8 | TRUE
https://raw.githubusercontent.com/mrc-ide/global-lmic-reports/master/AFG/projections.csv | 2021-01-29 | Rt | 0.93 | 0.95 | 0.97 | 0.97 | 0.98 | 1.04 | Relax Interventions 50% | Afghanistan | AFG | 2022-01-02 | v8 | TRUE
https://raw.githubusercontent.com/mrc-ide/global-lmic-reports/master/AFG/projections.csv | 2021-01-29 | Reff | 0.9 | 0.93 | 0.94 | 0.95 | 0.95 | 1.01 | Relax Interventions 50% | Afghanistan | AFG | 2022-01-02 | v8 | TRUE
https://raw.githubusercontent.com/mrc-ide/global-lmic-reports/master/AFG/projections.csv | 2021-01-29 | infections | 343.38 | 376.39 | 400.54 | 398.92 | 422.84 | 457.29 | Surged Additional 50% Reduction | Afghanistan | AFG | 2022-01-02 | v8 | TRUE
https://raw.githubusercontent.com/mrc-ide/global-lmic-reports/master/AFG/projections.csv | 2021-01-29 | deaths | 3.02 | 3.23 | 3.42 | 3.41 | 3.59 | 3.85 | Surged Additional 50% Reduction | Afghanistan | AFG | 2022-01-02 | v8 | TRUE
https://raw.githubusercontent.com/mrc-ide/global-lmic-reports/master/AFG/projections.csv | 2021-01-29 | hospital_demand | 92.87 | 98.94 | 104.31 | 104.58 | 109.95 | 117.74 | Surged Additional 50% Reduction | Afghanistan | AFG | 2022-01-02 | v8 | TRUE
https://raw.githubusercontent.com/mrc-ide/global-lmic-reports/master/AFG/projections.csv | 2021-01-29 | ICU_demand | 44.81 | 48.13 | 50.7 | 50.64 | 53.38 | 57.03 | Surged Additional 50% Reduction | Afghanistan | AFG | 2022-01-02 | v8 | TRUE
https://raw.githubusercontent.com/mrc-ide/global-lmic-reports/master/AFG/projections.csv | 2021-01-29 | hospital_incidence | 5.59 | 6 | 6.39 | 6.38 | 6.69 | 7.24 | Surged Additional 50% Reduction | Afghanistan | AFG | 2022-01-02 | v8 | TRUE
https://raw.githubusercontent.com/mrc-ide/global-lmic-reports/master/AFG/projections.csv | 2021-01-29 | ICU_incidence | 1.6 | 1.71 | 1.83 | 1.82 | 1.91 | 2.07 | Surged Additional 50% Reduction | Afghanistan | AFG | 2022-01-02 | v8 | TRUE
https://raw.githubusercontent.com/mrc-ide/global-lmic-reports/master/AFG/projections.csv | 2021-01-29 | prevalence | 3260.29 | 3496.65 | 3730.23 | 3731.86 | 3919.1 | 4220.06 | Surged Additional 50% Reduction | Afghanistan | AFG | 2022-01-02 | v8 | TRUE
https://raw.githubusercontent.com/mrc-ide/global-lmic-reports/master/AFG/projections.csv | 2021-01-29 | cumulative_infections | 1006458.16 | 1050993.72 | 1079765.8 | 1079341.83 | 1108149.74 | 1159822.8 | Surged Additional 50% Reduction | Afghanistan | AFG | 2022-01-02 | v8 | TRUE
https://raw.githubusercontent.com/mrc-ide/global-lmic-reports/master/AFG/projections.csv | 2021-01-29 | cumulative_deaths | 2148.06 | 2241.53 | 2304.68 | 2301.85 | 2364.83 | 2472.41 | Surged Additional 50% Reduction | Afghanistan | AFG | 2022-01-02 | v8 | TRUE
https://raw.githubusercontent.com/mrc-ide/global-lmic-reports/master/AFG/projections.csv | 2021-01-29 | Rt | 0.92 | 0.96 | 0.97 | 0.97 | 0.99 | 1.03 | Surged Additional 50% Reduction | Afghanistan | AFG | 2022-01-02 | v8 | TRUE
https://raw.githubusercontent.com/mrc-ide/global-lmic-reports/master/AFG/projections.csv | 2021-01-29 | Reff | 0.9 | 0.93 | 0.95 | 0.95 | 0.96 | 1 | Surged Additional 50% Reduction | Afghanistan | AFG | 2022-01-02 | v8 | TRUE
https://raw.githubusercontent.com/mrc-ide/global-lmic-reports/master/AFG/projections.csv | 2021-01-29 | infections | 343.38 | 376.39 | 400.54 | 398.92 | 422.84 | 457.29 | Surged Maintain Status Quo | Afghanistan | AFG | 2022-01-02 | v8 | TRUE
https://raw.githubusercontent.com/mrc-ide/global-lmic-reports/master/AFG/projections.csv | 2021-01-29 | deaths | 3.02 | 3.23 | 3.42 | 3.41 | 3.59 | 3.85 | Surged Maintain Status Quo | Afghanistan | AFG | 2022-01-02 | v8 | TRUE
https://raw.githubusercontent.com/mrc-ide/global-lmic-reports/master/AFG/projections.csv | 2021-01-29 | hospital_demand | 92.87 | 98.94 | 104.31 | 104.58 | 109.95 | 117.74 | Surged Maintain Status Quo | Afghanistan | AFG | 2022-01-02 | v8 | TRUE
https://raw.githubusercontent.com/mrc-ide/global-lmic-reports/master/AFG/projections.csv | 2021-01-29 | ICU_demand | 44.81 | 48.13 | 50.7 | 50.64 | 53.38 | 57.03 | Surged Maintain Status Quo | Afghanistan | AFG | 2022-01-02 | v8 | TRUE
https://raw.githubusercontent.com/mrc-ide/global-lmic-reports/master/AFG/projections.csv | 2021-01-29 | hospital_incidence | 5.59 | 6 | 6.39 | 6.38 | 6.69 | 7.24 | Surged Maintain Status Quo | Afghanistan | AFG | 2022-01-02 | v8 | TRUE
https://raw.githubusercontent.com/mrc-ide/global-lmic-reports/master/AFG/projections.csv | 2021-01-29 | ICU_incidence | 1.6 | 1.71 | 1.83 | 1.82 | 1.91 | 2.07 | Surged Maintain Status Quo | Afghanistan | AFG | 2022-01-02 | v8 | TRUE
https://raw.githubusercontent.com/mrc-ide/global-lmic-reports/master/AFG/projections.csv | 2021-01-29 | prevalence | 3260.29 | 3496.65 | 3730.23 | 3731.86 | 3919.1 | 4220.06 | Surged Maintain Status Quo | Afghanistan | AFG | 2022-01-02 | v8 | TRUE
https://raw.githubusercontent.com/mrc-ide/global-lmic-reports/master/AFG/projections.csv | 2021-01-29 | cumulative_infections | 1006458.16 | 1050993.72 | 1079765.8 | 1079341.83 | 1108149.74 | 1159822.8 | Surged Maintain Status Quo | Afghanistan | AFG | 2022-01-02 | v8 | TRUE
https://raw.githubusercontent.com/mrc-ide/global-lmic-reports/master/AFG/projections.csv | 2021-01-29 | cumulative_deaths | 2148.06 | 2241.53 | 2304.68 | 2301.85 | 2364.83 | 2472.41 | Surged Maintain Status Quo | Afghanistan | AFG | 2022-01-02 | v8 | TRUE
https://raw.githubusercontent.com/mrc-ide/global-lmic-reports/master/AFG/projections.csv | 2021-01-29 | Rt | 0.92 | 0.96 | 0.97 | 0.97 | 0.99 | 1.03 | Surged Maintain Status Quo | Afghanistan | AFG | 2022-01-02 | v8 | TRUE
https://raw.githubusercontent.com/mrc-ide/global-lmic-reports/master/AFG/projections.csv | 2021-01-29 | Reff | 0.9 | 0.93 | 0.95 | 0.95 | 0.96 | 1 | Surged Maintain Status Quo | Afghanistan | AFG | 2022-01-02 | v8 | TRUE
https://raw.githubusercontent.com/mrc-ide/global-lmic-reports/master/AFG/projections.csv | 2021-01-29 | infections | 343.38 | 376.39 | 400.54 | 398.92 | 422.84 | 457.29 | Surged Optimistic | Afghanistan | AFG | 2022-01-02 | v8 | TRUE
https://raw.githubusercontent.com/mrc-ide/global-lmic-reports/master/AFG/projections.csv | 2021-01-29 | deaths | 3.02 | 3.23 | 3.42 | 3.41 | 3.59 | 3.85 | Surged Optimistic | Afghanistan | AFG | 2022-01-02 | v8 | TRUE
https://raw.githubusercontent.com/mrc-ide/global-lmic-reports/master/AFG/projections.csv | 2021-01-29 | hospital_demand | 92.87 | 98.94 | 104.31 | 104.58 | 109.95 | 117.74 | Surged Optimistic | Afghanistan | AFG | 2022-01-02 | v8 | TRUE
https://raw.githubusercontent.com/mrc-ide/global-lmic-reports/master/AFG/projections.csv | 2021-01-29 | ICU_demand | 44.81 | 48.13 | 50.7 | 50.64 | 53.38 | 57.03 | Surged Optimistic | Afghanistan | AFG | 2022-01-02 | v8 | TRUE
https://raw.githubusercontent.com/mrc-ide/global-lmic-reports/master/AFG/projections.csv | 2021-01-29 | hospital_incidence | 5.59 | 6 | 6.39 | 6.38 | 6.69 | 7.24 | Surged Optimistic | Afghanistan | AFG | 2022-01-02 | v8 | TRUE
https://raw.githubusercontent.com/mrc-ide/global-lmic-reports/master/AFG/projections.csv | 2021-01-29 | ICU_incidence | 1.6 | 1.71 | 1.83 | 1.82 | 1.91 | 2.07 | Surged Optimistic | Afghanistan | AFG | 2022-01-02 | v8 | TRUE
https://raw.githubusercontent.com/mrc-ide/global-lmic-reports/master/AFG/projections.csv | 2021-01-29 | prevalence | 3260.29 | 3496.65 | 3730.23 | 3731.86 | 3919.1 | 4220.06 | Surged Optimistic | Afghanistan | AFG | 2022-01-02 | v8 | TRUE
https://raw.githubusercontent.com/mrc-ide/global-lmic-reports/master/AFG/projections.csv | 2021-01-29 | cumulative_infections | 1006458.16 | 1050993.72 | 1079765.8 | 1079341.83 | 1108149.74 | 1159822.8 | Surged Optimistic | Afghanistan | AFG | 2022-01-02 | v8 | TRUE
https://raw.githubusercontent.com/mrc-ide/global-lmic-reports/master/AFG/projections.csv | 2021-01-29 | cumulative_deaths | 2148.06 | 2241.53 | 2304.68 | 2301.85 | 2364.83 | 2472.41 | Surged Optimistic | Afghanistan | AFG | 2022-01-02 | v8 | TRUE
https://raw.githubusercontent.com/mrc-ide/global-lmic-reports/master/AFG/projections.csv | 2021-01-29 | Rt | 0.92 | 0.96 | 0.97 | 0.97 | 0.99 | 1.03 | Surged Optimistic | Afghanistan | AFG | 2022-01-02 | v8 | TRUE
https://raw.githubusercontent.com/mrc-ide/global-lmic-reports/master/AFG/projections.csv | 2021-01-29 | Reff | 0.9 | 0.93 | 0.95 | 0.95 | 0.96 | 1 | Surged Optimistic | Afghanistan | AFG | 2022-01-02 | v8 | TRUE
https://raw.githubusercontent.com/mrc-ide/global-lmic-reports/master/AFG/projections.csv | 2021-01-29 | infections | 343.38 | 376.39 | 400.54 | 398.92 | 422.84 | 457.29 | Surged Pessimistic | Afghanistan | AFG | 2022-01-02 | v8 | TRUE
https://raw.githubusercontent.com/mrc-ide/global-lmic-reports/master/AFG/projections.csv | 2021-01-29 | deaths | 3.02 | 3.23 | 3.42 | 3.41 | 3.59 | 3.85 | Surged Pessimistic | Afghanistan | AFG | 2022-01-02 | v8 | TRUE
https://raw.githubusercontent.com/mrc-ide/global-lmic-reports/master/AFG/projections.csv | 2021-01-29 | hospital_demand | 92.87 | 98.94 | 104.31 | 104.58 | 109.95 | 117.74 | Surged Pessimistic | Afghanistan | AFG | 2022-01-02 | v8 | TRUE
https://raw.githubusercontent.com/mrc-ide/global-lmic-reports/master/AFG/projections.csv | 2021-01-29 | ICU_demand | 44.81 | 48.13 | 50.7 | 50.64 | 53.38 | 57.03 | Surged Pessimistic | Afghanistan | AFG | 2022-01-02 | v8 | TRUE
https://raw.githubusercontent.com/mrc-ide/global-lmic-reports/master/AFG/projections.csv | 2021-01-29 | hospital_incidence | 5.59 | 6 | 6.39 | 6.38 | 6.69 | 7.24 | Surged Pessimistic | Afghanistan | AFG | 2022-01-02 | v8 | TRUE
https://raw.githubusercontent.com/mrc-ide/global-lmic-reports/master/AFG/projections.csv | 2021-01-29 | ICU_incidence | 1.6 | 1.71 | 1.83 | 1.82 | 1.91 | 2.07 | Surged Pessimistic | Afghanistan | AFG | 2022-01-02 | v8 | TRUE
https://raw.githubusercontent.com/mrc-ide/global-lmic-reports/master/AFG/projections.csv | 2021-01-29 | prevalence | 3260.29 | 3496.65 | 3730.23 | 3731.86 | 3919.1 | 4220.06 | Surged Pessimistic | Afghanistan | AFG | 2022-01-02 | v8 | TRUE
https://raw.githubusercontent.com/mrc-ide/global-lmic-reports/master/AFG/projections.csv | 2021-01-29 | cumulative_infections | 1006458.16 | 1050993.72 | 1079765.8 | 1079341.83 | 1108149.74 | 1159822.8 | Surged Pessimistic | Afghanistan | AFG | 2022-01-02 | v8 | TRUE
https://raw.githubusercontent.com/mrc-ide/global-lmic-reports/master/AFG/projections.csv | 2021-01-29 | cumulative_deaths | 2148.06 | 2241.53 | 2304.68 | 2301.85 | 2364.83 | 2472.41 | Surged Pessimistic | Afghanistan | AFG | 2022-01-02 | v8 | TRUE
https://raw.githubusercontent.com/mrc-ide/global-lmic-reports/master/AFG/projections.csv | 2021-01-29 | Rt | 0.92 | 0.96 | 0.97 | 0.97 | 0.99 | 1.03 | Surged Pessimistic | Afghanistan | AFG | 2022-01-02 | v8 | TRUE
https://raw.githubusercontent.com/mrc-ide/global-lmic-reports/master/AFG/projections.csv | 2021-01-29 | Reff | 0.9 | 0.93 | 0.95 | 0.95 | 0.96 | 1 | Surged Pessimistic | Afghanistan | AFG | 2022-01-02 | v8 | TRUE
https://raw.githubusercontent.com/mrc-ide/global-lmic-reports/master/AFG/projections.csv | 2021-01-29 | infections | 343.38 | 376.39 | 400.54 | 398.92 | 422.84 | 457.29 | Surged Relax Interventions 50% | Afghanistan | AFG | 2022-01-02 | v8 | TRUE
https://raw.githubusercontent.com/mrc-ide/global-lmic-reports/master/AFG/projections.csv | 2021-01-29 | deaths | 3.02 | 3.23 | 3.42 | 3.41 | 3.59 | 3.85 | Surged Relax Interventions 50% | Afghanistan | AFG | 2022-01-02 | v8 | TRUE
https://raw.githubusercontent.com/mrc-ide/global-lmic-reports/master/AFG/projections.csv | 2021-01-29 | hospital_demand | 92.87 | 98.94 | 104.31 | 104.58 | 109.95 | 117.74 | Surged Relax Interventions 50% | Afghanistan | AFG | 2022-01-02 | v8 | TRUE
https://raw.githubusercontent.com/mrc-ide/global-lmic-reports/master/AFG/projections.csv | 2021-01-29 | ICU_demand | 44.81 | 48.13 | 50.7 | 50.64 | 53.38 | 57.03 | Surged Relax Interventions 50% | Afghanistan | AFG | 2022-01-02 | v8 | TRUE
https://raw.githubusercontent.com/mrc-ide/global-lmic-reports/master/AFG/projections.csv | 2021-01-29 | hospital_incidence | 5.59 | 6 | 6.39 | 6.38 | 6.69 | 7.24 | Surged Relax Interventions 50% | Afghanistan | AFG | 2022-01-02 | v8 | TRUE
https://raw.githubusercontent.com/mrc-ide/global-lmic-reports/master/AFG/projections.csv | 2021-01-29 | ICU_incidence | 1.6 | 1.71 | 1.83 | 1.82 | 1.91 | 2.07 | Surged Relax Interventions 50% | Afghanistan | AFG | 2022-01-02 | v8 | TRUE
https://raw.githubusercontent.com/mrc-ide/global-lmic-reports/master/AFG/projections.csv | 2021-01-29 | prevalence | 3260.29 | 3496.65 | 3730.23 | 3731.86 | 3919.1 | 4220.06 | Surged Relax Interventions 50% | Afghanistan | AFG | 2022-01-02 | v8 | TRUE
https://raw.githubusercontent.com/mrc-ide/global-lmic-reports/master/AFG/projections.csv | 2021-01-29 | cumulative_infections | 1006458.16 | 1050993.72 | 1079765.8 | 1079341.83 | 1108149.74 | 1159822.8 | Surged Relax Interventions 50% | Afghanistan | AFG | 2022-01-02 | v8 | TRUE
https://raw.githubusercontent.com/mrc-ide/global-lmic-reports/master/AFG/projections.csv | 2021-01-29 | cumulative_deaths | 2148.06 | 2241.53 | 2304.68 | 2301.85 | 2364.83 | 2472.41 | Surged Relax Interventions 50% | Afghanistan | AFG | 2022-01-02 | v8 | TRUE
https://raw.githubusercontent.com/mrc-ide/global-lmic-reports/master/AFG/projections.csv | 2021-01-29 | Rt | 0.92 | 0.96 | 0.97 | 0.97 | 0.99 | 1.03 | Surged Relax Interventions 50% | Afghanistan | AFG | 2022-01-02 | v8 | TRUE
https://raw.githubusercontent.com/mrc-ide/global-lmic-reports/master/AFG/projections.csv | 2021-01-29 | Reff | 0.9 | 0.93 | 0.95 | 0.95 | 0.96 | 1 | Surged Relax Interventions 50% | Afghanistan | AFG | 2022-01-02 | v8 | TRUE
https://raw.githubusercontent.com/mrc-ide/global-lmic-reports/master/AFG/projections.csv | 2021-01-30 | infections | 489.69 | 539.29 | 572.2 | 572.33 | 601.94 | 640.57 | Additional 50% Reduction | Afghanistan | AFG | 2022-01-02 | v8 | TRUE
https://raw.githubusercontent.com/mrc-ide/global-lmic-reports/master/AFG/projections.csv | 2021-01-30 | deaths | 2.88 | 3.16 | 3.27 | 3.27 | 3.41 | 3.74 | Additional 50% Reduction | Afghanistan | AFG | 2022-01-02 | v8 | TRUE
https://raw.githubusercontent.com/mrc-ide/global-lmic-reports/master/AFG/projections.csv | 2021-01-30 | hospital_demand | 88.23 | 97.32 | 100.07 | 100.23 | 104.01 | 112.81 | Additional 50% Reduction | Afghanistan | AFG | 2022-01-02 | v8 | TRUE
https://raw.githubusercontent.com/mrc-ide/global-lmic-reports/master/AFG/projections.csv | 2021-01-30 | ICU_demand | 43.01 | 47.33 | 48.85 | 48.78 | 51.01 | 55.31 | Additional 50% Reduction | Afghanistan | AFG | 2022-01-02 | v8 | TRUE
https://raw.githubusercontent.com/mrc-ide/global-lmic-reports/master/AFG/projections.csv | 2021-01-30 | hospital_incidence | 5.34 | 5.86 | 6.1 | 6.11 | 6.44 | 6.87 | Additional 50% Reduction | Afghanistan | AFG | 2022-01-02 | v8 | TRUE
https://raw.githubusercontent.com/mrc-ide/global-lmic-reports/master/AFG/projections.csv | 2021-01-30 | ICU_incidence | 1.53 | 1.67 | 1.75 | 1.75 | 1.84 | 1.96 | Additional 50% Reduction | Afghanistan | AFG | 2022-01-02 | v8 | TRUE
https://raw.githubusercontent.com/mrc-ide/global-lmic-reports/master/AFG/projections.csv | 2021-01-30 | prevalence | 3264.37 | 3598.2 | 3739.32 | 3757.45 | 3963.64 | 4241.71 | Additional 50% Reduction | Afghanistan | AFG | 2022-01-02 | v8 | TRUE
https://raw.githubusercontent.com/mrc-ide/global-lmic-reports/master/AFG/projections.csv | 2021-01-30 | cumulative_infections | 1015531.47 | 1053705.85 | 1088065.05 | 1091164.48 | 1105827.08 | 1207183.27 | Additional 50% Reduction | Afghanistan | AFG | 2022-01-02 | v8 | TRUE
https://raw.githubusercontent.com/mrc-ide/global-lmic-reports/master/AFG/projections.csv | 2021-01-30 | cumulative_deaths | 2166.37 | 2262.49 | 2336.28 | 2342.47 | 2379.52 | 2616.66 | Additional 50% Reduction | Afghanistan | AFG | 2022-01-02 | v8 | TRUE
https://raw.githubusercontent.com/mrc-ide/global-lmic-reports/master/AFG/projections.csv | 2021-01-30 | Rt | 0.92 | 0.95 | 0.96 | 0.96 | 0.97 | 1.03 | Additional 50% Reduction | Afghanistan | AFG | 2022-01-02 | v8 | TRUE
https://raw.githubusercontent.com/mrc-ide/global-lmic-reports/master/AFG/projections.csv | 2021-01-30 | Reff | 0.9 | 0.92 | 0.93 | 0.94 | 0.95 | 1 | Additional 50% Reduction | Afghanistan | AFG | 2022-01-02 | v8 | TRUE
https://raw.githubusercontent.com/mrc-ide/global-lmic-reports/master/AFG/projections.csv | 2021-01-30 | infections | 489.69 | 539.29 | 572.2 | 572.33 | 601.94 | 640.57 | Maintain Status Quo | Afghanistan | AFG | 2022-01-02 | v8 | TRUE
https://raw.githubusercontent.com/mrc-ide/global-lmic-reports/master/AFG/projections.csv | 2021-01-30 | deaths | 2.88 | 3.16 | 3.27 | 3.27 | 3.41 | 3.74 | Maintain Status Quo | Afghanistan | AFG | 2022-01-02 | v8 | TRUE
https://raw.githubusercontent.com/mrc-ide/global-lmic-reports/master/AFG/projections.csv | 2021-01-30 | hospital_demand | 88.23 | 97.32 | 100.07 | 100.23 | 104.01 | 112.81 | Maintain Status Quo | Afghanistan | AFG | 2022-01-02 | v8 | TRUE
https://raw.githubusercontent.com/mrc-ide/global-lmic-reports/master/AFG/projections.csv | 2021-01-30 | ICU_demand | 43.01 | 47.33 | 48.85 | 48.78 | 51.01 | 55.31 | Maintain Status Quo | Afghanistan | AFG | 2022-01-02 | v8 | TRUE
https://raw.githubusercontent.com/mrc-ide/global-lmic-reports/master/AFG/projections.csv | 2021-01-30 | hospital_incidence | 5.34 | 5.86 | 6.1 | 6.11 | 6.44 | 6.87 | Maintain Status Quo | Afghanistan | AFG | 2022-01-02 | v8 | TRUE
https://raw.githubusercontent.com/mrc-ide/global-lmic-reports/master/AFG/projections.csv | 2021-01-30 | ICU_incidence | 1.53 | 1.67 | 1.75 | 1.75 | 1.84 | 1.96 | Maintain Status Quo | Afghanistan | AFG | 2022-01-02 | v8 | TRUE
https://raw.githubusercontent.com/mrc-ide/global-lmic-reports/master/AFG/projections.csv | 2021-01-30 | prevalence | 3264.37 | 3598.2 | 3739.32 | 3757.45 | 3963.64 | 4241.71 | Maintain Status Quo | Afghanistan | AFG | 2022-01-02 | v8 | TRUE
https://raw.githubusercontent.com/mrc-ide/global-lmic-reports/master/AFG/projections.csv | 2021-01-30 | cumulative_infections | 1015531.47 | 1053705.85 | 1088065.05 | 1091164.48 | 1105827.08 | 1207183.27 | Maintain Status Quo | Afghanistan | AFG | 2022-01-02 | v8 | TRUE
https://raw.githubusercontent.com/mrc-ide/global-lmic-reports/master/AFG/projections.csv | 2021-01-30 | cumulative_deaths | 2166.37 | 2262.49 | 2336.28 | 2342.47 | 2379.52 | 2616.66 | Maintain Status Quo | Afghanistan | AFG | 2022-01-02 | v8 | TRUE
https://raw.githubusercontent.com/mrc-ide/global-lmic-reports/master/AFG/projections.csv | 2021-01-30 | Rt | 0.92 | 0.95 | 0.96 | 0.96 | 0.97 | 1.03 | Maintain Status Quo | Afghanistan | AFG | 2022-01-02 | v8 | TRUE
https://raw.githubusercontent.com/mrc-ide/global-lmic-reports/master/AFG/projections.csv | 2021-01-30 | Reff | 0.9 | 0.92 | 0.93 | 0.94 | 0.95 | 1 | Maintain Status Quo | Afghanistan | AFG | 2022-01-02 | v8 | TRUE
https://raw.githubusercontent.com/mrc-ide/global-lmic-reports/master/AFG/projections.csv | 2021-01-30 | infections | 489.69 | 539.29 | 572.2 | 572.33 | 601.94 | 640.57 | Optimistic | Afghanistan | AFG | 2022-01-02 | v8 | TRUE
https://raw.githubusercontent.com/mrc-ide/global-lmic-reports/master/AFG/projections.csv | 2021-01-30 | deaths | 2.88 | 3.16 | 3.27 | 3.27 | 3.41 | 3.74 | Optimistic | Afghanistan | AFG | 2022-01-02 | v8 | TRUE
https://raw.githubusercontent.com/mrc-ide/global-lmic-reports/master/AFG/projections.csv | 2021-01-30 | hospital_demand | 88.23 | 97.32 | 100.07 | 100.23 | 104.01 | 112.81 | Optimistic | Afghanistan | AFG | 2022-01-02 | v8 | TRUE
https://raw.githubusercontent.com/mrc-ide/global-lmic-reports/master/AFG/projections.csv | 2021-01-30 | ICU_demand | 43.01 | 47.33 | 48.85 | 48.78 | 51.01 | 55.31 | Optimistic | Afghanistan | AFG | 2022-01-02 | v8 | TRUE
https://raw.githubusercontent.com/mrc-ide/global-lmic-reports/master/AFG/projections.csv | 2021-01-30 | hospital_incidence | 5.34 | 5.86 | 6.1 | 6.11 | 6.44 | 6.87 | Optimistic | Afghanistan | AFG | 2022-01-02 | v8 | TRUE
https://raw.githubusercontent.com/mrc-ide/global-lmic-reports/master/AFG/projections.csv | 2021-01-30 | ICU_incidence | 1.53 | 1.67 | 1.75 | 1.75 | 1.84 | 1.96 | Optimistic | Afghanistan | AFG | 2022-01-02 | v8 | TRUE
https://raw.githubusercontent.com/mrc-ide/global-lmic-reports/master/AFG/projections.csv | 2021-01-30 | prevalence | 3264.37 | 3598.2 | 3739.32 | 3757.45 | 3963.64 | 4241.71 | Optimistic | Afghanistan | AFG | 2022-01-02 | v8 | TRUE
https://raw.githubusercontent.com/mrc-ide/global-lmic-reports/master/AFG/projections.csv | 2021-01-30 | cumulative_infections | 1015531.47 | 1053705.85 | 1088065.05 | 1091164.48 | 1105827.08 | 1207183.27 | Optimistic | Afghanistan | AFG | 2022-01-02 | v8 | TRUE
https://raw.githubusercontent.com/mrc-ide/global-lmic-reports/master/AFG/projections.csv | 2021-01-30 | cumulative_deaths | 2166.37 | 2262.49 | 2336.28 | 2342.47 | 2379.52 | 2616.66 | Optimistic | Afghanistan | AFG | 2022-01-02 | v8 | TRUE
https://raw.githubusercontent.com/mrc-ide/global-lmic-reports/master/AFG/projections.csv | 2021-01-30 | Rt | 0.92 | 0.95 | 0.96 | 0.96 | 0.97 | 1.03 | Optimistic | Afghanistan | AFG | 2022-01-02 | v8 | TRUE
https://raw.githubusercontent.com/mrc-ide/global-lmic-reports/master/AFG/projections.csv | 2021-01-30 | Reff | 0.9 | 0.92 | 0.93 | 0.94 | 0.95 | 1 | Optimistic | Afghanistan | AFG | 2022-01-02 | v8 | TRUE
https://raw.githubusercontent.com/mrc-ide/global-lmic-reports/master/AFG/projections.csv | 2021-01-30 | infections | 489.69 | 539.29 | 572.2 | 572.33 | 601.94 | 640.57 | Pessimistic | Afghanistan | AFG | 2022-01-02 | v8 | TRUE
https://raw.githubusercontent.com/mrc-ide/global-lmic-reports/master/AFG/projections.csv | 2021-01-30 | deaths | 2.88 | 3.16 | 3.27 | 3.27 | 3.41 | 3.74 | Pessimistic | Afghanistan | AFG | 2022-01-02 | v8 | TRUE
https://raw.githubusercontent.com/mrc-ide/global-lmic-reports/master/AFG/projections.csv | 2021-01-30 | hospital_demand | 88.23 | 97.32 | 100.07 | 100.23 | 104.01 | 112.81 | Pessimistic | Afghanistan | AFG | 2022-01-02 | v8 | TRUE
https://raw.githubusercontent.com/mrc-ide/global-lmic-reports/master/AFG/projections.csv | 2021-01-30 | ICU_demand | 43.01 | 47.33 | 48.85 | 48.78 | 51.01 | 55.31 | Pessimistic | Afghanistan | AFG | 2022-01-02 | v8 | TRUE
https://raw.githubusercontent.com/mrc-ide/global-lmic-reports/master/AFG/projections.csv | 2021-01-30 | hospital_incidence | 5.34 | 5.86 | 6.1 | 6.11 | 6.44 | 6.87 | Pessimistic | Afghanistan | AFG | 2022-01-02 | v8 | TRUE
https://raw.githubusercontent.com/mrc-ide/global-lmic-reports/master/AFG/projections.csv | 2021-01-30 | ICU_incidence | 1.53 | 1.67 | 1.75 | 1.75 | 1.84 | 1.96 | Pessimistic | Afghanistan | AFG | 2022-01-02 | v8 | TRUE
https://raw.githubusercontent.com/mrc-ide/global-lmic-reports/master/AFG/projections.csv | 2021-01-30 | prevalence | 3264.37 | 3598.2 | 3739.32 | 3757.45 | 3963.64 | 4241.71 | Pessimistic | Afghanistan | AFG | 2022-01-02 | v8 | TRUE
https://raw.githubusercontent.com/mrc-ide/global-lmic-reports/master/AFG/projections.csv | 2021-01-30 | cumulative_infections | 1015531.47 | 1053705.85 | 1088065.05 | 1091164.48 | 1105827.08 | 1207183.27 | Pessimistic | Afghanistan | AFG | 2022-01-02 | v8 | TRUE
https://raw.githubusercontent.com/mrc-ide/global-lmic-reports/master/AFG/projections.csv | 2021-01-30 | cumulative_deaths | 2166.37 | 2262.49 | 2336.28 | 2342.47 | 2379.52 | 2616.66 | Pessimistic | Afghanistan | AFG | 2022-01-02 | v8 | TRUE
https://raw.githubusercontent.com/mrc-ide/global-lmic-reports/master/AFG/projections.csv | 2021-01-30 | Rt | 0.92 | 0.95 | 0.96 | 0.96 | 0.97 | 1.03 | Pessimistic | Afghanistan | AFG | 2022-01-02 | v8 | TRUE
https://raw.githubusercontent.com/mrc-ide/global-lmic-reports/master/AFG/projections.csv | 2021-01-30 | Reff | 0.9 | 0.92 | 0.93 | 0.94 | 0.95 | 1 | Pessimistic | Afghanistan | AFG | 2022-01-02 | v8 | TRUE
https://raw.githubusercontent.com/mrc-ide/global-lmic-reports/master/AFG/projections.csv | 2021-01-30 | infections | 489.69 | 539.29 | 572.2 | 572.33 | 601.94 | 640.57 | Relax Interventions 50% | Afghanistan | AFG | 2022-01-02 | v8 | TRUE
https://raw.githubusercontent.com/mrc-ide/global-lmic-reports/master/AFG/projections.csv | 2021-01-30 | deaths | 2.88 | 3.16 | 3.27 | 3.27 | 3.41 | 3.74 | Relax Interventions 50% | Afghanistan | AFG | 2022-01-02 | v8 | TRUE
https://raw.githubusercontent.com/mrc-ide/global-lmic-reports/master/AFG/projections.csv | 2021-01-30 | hospital_demand | 88.23 | 97.32 | 100.07 | 100.23 | 104.01 | 112.81 | Relax Interventions 50% | Afghanistan | AFG | 2022-01-02 | v8 | TRUE
https://raw.githubusercontent.com/mrc-ide/global-lmic-reports/master/AFG/projections.csv | 2021-01-30 | ICU_demand | 43.01 | 47.33 | 48.85 | 48.78 | 51.01 | 55.31 | Relax Interventions 50% | Afghanistan | AFG | 2022-01-02 | v8 | TRUE
https://raw.githubusercontent.com/mrc-ide/global-lmic-reports/master/AFG/projections.csv | 2021-01-30 | hospital_incidence | 5.34 | 5.86 | 6.1 | 6.11 | 6.44 | 6.87 | Relax Interventions 50% | Afghanistan | AFG | 2022-01-02 | v8 | TRUE
https://raw.githubusercontent.com/mrc-ide/global-lmic-reports/master/AFG/projections.csv | 2021-01-30 | ICU_incidence | 1.53 | 1.67 | 1.75 | 1.75 | 1.84 | 1.96 | Relax Interventions 50% | Afghanistan | AFG | 2022-01-02 | v8 | TRUE
https://raw.githubusercontent.com/mrc-ide/global-lmic-reports/master/AFG/projections.csv | 2021-01-30 | prevalence | 3264.37 | 3598.2 | 3739.32 | 3757.45 | 3963.64 | 4241.71 | Relax Interventions 50% | Afghanistan | AFG | 2022-01-02 | v8 | TRUE
https://raw.githubusercontent.com/mrc-ide/global-lmic-reports/master/AFG/projections.csv | 2021-01-30 | cumulative_infections | 1015531.47 | 1053705.85 | 1088065.05 | 1091164.48 | 1105827.08 | 1207183.27 | Relax Interventions 50% | Afghanistan | AFG | 2022-01-02 | v8 | TRUE
https://raw.githubusercontent.com/mrc-ide/global-lmic-reports/master/AFG/projections.csv | 2021-01-30 | cumulative_deaths | 2166.37 | 2262.49 | 2336.28 | 2342.47 | 2379.52 | 2616.66 | Relax Interventions 50% | Afghanistan | AFG | 2022-01-02 | v8 | TRUE
https://raw.githubusercontent.com/mrc-ide/global-lmic-reports/master/AFG/projections.csv | 2021-01-30 | Rt | 0.92 | 0.95 | 0.96 | 0.96 | 0.97 | 1.03 | Relax Interventions 50% | Afghanistan | AFG | 2022-01-02 | v8 | TRUE
https://raw.githubusercontent.com/mrc-ide/global-lmic-reports/master/AFG/projections.csv | 2021-01-30 | Reff | 0.9 | 0.92 | 0.93 | 0.94 | 0.95 | 1 | Relax Interventions 50% | Afghanistan | AFG | 2022-01-02 | v8 | TRUE
https://raw.githubusercontent.com/mrc-ide/global-lmic-reports/master/AFG/projections.csv | 2021-01-30 | infections | 495.25 | 533.02 | 562.82 | 562.77 | 589.46 | 639.25 | Surged Additional 50% Reduction | Afghanistan | AFG | 2022-01-02 | v8 | TRUE
https://raw.githubusercontent.com/mrc-ide/global-lmic-reports/master/AFG/projections.csv | 2021-01-30 | deaths | 2.84 | 3.05 | 3.21 | 3.21 | 3.39 | 3.62 | Surged Additional 50% Reduction | Afghanistan | AFG | 2022-01-02 | v8 | TRUE
https://raw.githubusercontent.com/mrc-ide/global-lmic-reports/master/AFG/projections.csv | 2021-01-30 | hospital_demand | 87.5 | 93.02 | 98.16 | 98.35 | 103.24 | 110.75 | Surged Additional 50% Reduction | Afghanistan | AFG | 2022-01-02 | v8 | TRUE
https://raw.githubusercontent.com/mrc-ide/global-lmic-reports/master/AFG/projections.csv | 2021-01-30 | ICU_demand | 42.38 | 45.54 | 47.78 | 47.85 | 50.47 | 53.8 | Surged Additional 50% Reduction | Afghanistan | AFG | 2022-01-02 | v8 | TRUE
https://raw.githubusercontent.com/mrc-ide/global-lmic-reports/master/AFG/projections.csv | 2021-01-30 | hospital_incidence | 5.25 | 5.64 | 6.02 | 6 | 6.28 | 6.8 | Surged Additional 50% Reduction | Afghanistan | AFG | 2022-01-02 | v8 | TRUE
https://raw.githubusercontent.com/mrc-ide/global-lmic-reports/master/AFG/projections.csv | 2021-01-30 | ICU_incidence | 1.5 | 1.61 | 1.72 | 1.71 | 1.8 | 1.94 | Surged Additional 50% Reduction | Afghanistan | AFG | 2022-01-02 | v8 | TRUE
https://raw.githubusercontent.com/mrc-ide/global-lmic-reports/master/AFG/projections.csv | 2021-01-30 | prevalence | 3233.94 | 3473.66 | 3701.04 | 3690.9 | 3866.6 | 4175.29 | Surged Additional 50% Reduction | Afghanistan | AFG | 2022-01-02 | v8 | TRUE
https://raw.githubusercontent.com/mrc-ide/global-lmic-reports/master/AFG/projections.csv | 2021-01-30 | cumulative_infections | 1006997.62 | 1051550.88 | 1080304.65 | 1079904.6 | 1108672.29 | 1160409.93 | Surged Additional 50% Reduction | Afghanistan | AFG | 2022-01-02 | v8 | TRUE
https://raw.githubusercontent.com/mrc-ide/global-lmic-reports/master/AFG/projections.csv | 2021-01-30 | cumulative_deaths | 2151.01 | 2244.68 | 2307.7 | 2305.06 | 2368.06 | 2475.84 | Surged Additional 50% Reduction | Afghanistan | AFG | 2022-01-02 | v8 | TRUE
https://raw.githubusercontent.com/mrc-ide/global-lmic-reports/master/AFG/projections.csv | 2021-01-30 | Rt | 0.92 | 0.95 | 0.96 | 0.96 | 0.98 | 1.02 | Surged Additional 50% Reduction | Afghanistan | AFG | 2022-01-02 | v8 | TRUE
https://raw.githubusercontent.com/mrc-ide/global-lmic-reports/master/AFG/projections.csv | 2021-01-30 | Reff | 0.89 | 0.93 | 0.94 | 0.94 | 0.95 | 0.99 | Surged Additional 50% Reduction | Afghanistan | AFG | 2022-01-02 | v8 | TRUE
https://raw.githubusercontent.com/mrc-ide/global-lmic-reports/master/AFG/projections.csv | 2021-01-30 | infections | 495.25 | 533.02 | 562.82 | 562.77 | 589.46 | 639.25 | Surged Maintain Status Quo | Afghanistan | AFG | 2022-01-02 | v8 | TRUE
https://raw.githubusercontent.com/mrc-ide/global-lmic-reports/master/AFG/projections.csv | 2021-01-30 | deaths | 2.84 | 3.05 | 3.21 | 3.21 | 3.39 | 3.62 | Surged Maintain Status Quo | Afghanistan | AFG | 2022-01-02 | v8 | TRUE
https://raw.githubusercontent.com/mrc-ide/global-lmic-reports/master/AFG/projections.csv | 2021-01-30 | hospital_demand | 87.5 | 93.02 | 98.16 | 98.35 | 103.24 | 110.75 | Surged Maintain Status Quo | Afghanistan | AFG | 2022-01-02 | v8 | TRUE
https://raw.githubusercontent.com/mrc-ide/global-lmic-reports/master/AFG/projections.csv | 2021-01-30 | ICU_demand | 42.38 | 45.54 | 47.78 | 47.85 | 50.47 | 53.8 | Surged Maintain Status Quo | Afghanistan | AFG | 2022-01-02 | v8 | TRUE
https://raw.githubusercontent.com/mrc-ide/global-lmic-reports/master/AFG/projections.csv | 2021-01-30 | hospital_incidence | 5.25 | 5.64 | 6.02 | 6 | 6.28 | 6.8 | Surged Maintain Status Quo | Afghanistan | AFG | 2022-01-02 | v8 | TRUE
https://raw.githubusercontent.com/mrc-ide/global-lmic-reports/master/AFG/projections.csv | 2021-01-30 | ICU_incidence | 1.5 | 1.61 | 1.72 | 1.71 | 1.8 | 1.94 | Surged Maintain Status Quo | Afghanistan | AFG | 2022-01-02 | v8 | TRUE
https://raw.githubusercontent.com/mrc-ide/global-lmic-reports/master/AFG/projections.csv | 2021-01-30 | prevalence | 3233.94 | 3473.66 | 3701.04 | 3690.9 | 3866.6 | 4175.29 | Surged Maintain Status Quo | Afghanistan | AFG | 2022-01-02 | v8 | TRUE
https://raw.githubusercontent.com/mrc-ide/global-lmic-reports/master/AFG/projections.csv | 2021-01-30 | cumulative_infections | 1006997.62 | 1051550.88 | 1080304.65 | 1079904.6 | 1108672.29 | 1160409.93 | Surged Maintain Status Quo | Afghanistan | AFG | 2022-01-02 | v8 | TRUE
https://raw.githubusercontent.com/mrc-ide/global-lmic-reports/master/AFG/projections.csv | 2021-01-30 | cumulative_deaths | 2151.01 | 2244.68 | 2307.7 | 2305.06 | 2368.06 | 2475.84 | Surged Maintain Status Quo | Afghanistan | AFG | 2022-01-02 | v8 | TRUE
https://raw.githubusercontent.com/mrc-ide/global-lmic-reports/master/AFG/projections.csv | 2021-01-30 | Rt | 0.92 | 0.95 | 0.96 | 0.96 | 0.98 | 1.02 | Surged Maintain Status Quo | Afghanistan | AFG | 2022-01-02 | v8 | TRUE
https://raw.githubusercontent.com/mrc-ide/global-lmic-reports/master/AFG/projections.csv | 2021-01-30 | Reff | 0.89 | 0.93 | 0.94 | 0.94 | 0.95 | 0.99 | Surged Maintain Status Quo | Afghanistan | AFG | 2022-01-02 | v8 | TRUE
https://raw.githubusercontent.com/mrc-ide/global-lmic-reports/master/AFG/projections.csv | 2021-01-30 | infections | 495.25 | 533.02 | 562.82 | 562.77 | 589.46 | 639.25 | Surged Optimistic | Afghanistan | AFG | 2022-01-02 | v8 | TRUE
https://raw.githubusercontent.com/mrc-ide/global-lmic-reports/master/AFG/projections.csv | 2021-01-30 | deaths | 2.84 | 3.05 | 3.21 | 3.21 | 3.39 | 3.62 | Surged Optimistic | Afghanistan | AFG | 2022-01-02 | v8 | TRUE
https://raw.githubusercontent.com/mrc-ide/global-lmic-reports/master/AFG/projections.csv | 2021-01-30 | hospital_demand | 87.5 | 93.02 | 98.16 | 98.35 | 103.24 | 110.75 | Surged Optimistic | Afghanistan | AFG | 2022-01-02 | v8 | TRUE
https://raw.githubusercontent.com/mrc-ide/global-lmic-reports/master/AFG/projections.csv | 2021-01-30 | ICU_demand | 42.38 | 45.54 | 47.78 | 47.85 | 50.47 | 53.8 | Surged Optimistic | Afghanistan | AFG | 2022-01-02 | v8 | TRUE
https://raw.githubusercontent.com/mrc-ide/global-lmic-reports/master/AFG/projections.csv | 2021-01-30 | hospital_incidence | 5.25 | 5.64 | 6.02 | 6 | 6.28 | 6.8 | Surged Optimistic | Afghanistan | AFG | 2022-01-02 | v8 | TRUE
https://raw.githubusercontent.com/mrc-ide/global-lmic-reports/master/AFG/projections.csv | 2021-01-30 | ICU_incidence | 1.5 | 1.61 | 1.72 | 1.71 | 1.8 | 1.94 | Surged Optimistic | Afghanistan | AFG | 2022-01-02 | v8 | TRUE
https://raw.githubusercontent.com/mrc-ide/global-lmic-reports/master/AFG/projections.csv | 2021-01-30 | prevalence | 3233.94 | 3473.66 | 3701.04 | 3690.9 | 3866.6 | 4175.29 | Surged Optimistic | Afghanistan | AFG | 2022-01-02 | v8 | TRUE
https://raw.githubusercontent.com/mrc-ide/global-lmic-reports/master/AFG/projections.csv | 2021-01-30 | cumulative_infections | 1006997.62 | 1051550.88 | 1080304.65 | 1079904.6 | 1108672.29 | 1160409.93 | Surged Optimistic | Afghanistan | AFG | 2022-01-02 | v8 | TRUE
https://raw.githubusercontent.com/mrc-ide/global-lmic-reports/master/AFG/projections.csv | 2021-01-30 | cumulative_deaths | 2151.01 | 2244.68 | 2307.7 | 2305.06 | 2368.06 | 2475.84 | Surged Optimistic | Afghanistan | AFG | 2022-01-02 | v8 | TRUE
https://raw.githubusercontent.com/mrc-ide/global-lmic-reports/master/AFG/projections.csv | 2021-01-30 | Rt | 0.92 | 0.95 | 0.96 | 0.96 | 0.98 | 1.02 | Surged Optimistic | Afghanistan | AFG | 2022-01-02 | v8 | TRUE
https://raw.githubusercontent.com/mrc-ide/global-lmic-reports/master/AFG/projections.csv | 2021-01-30 | Reff | 0.89 | 0.93 | 0.94 | 0.94 | 0.95 | 0.99 | Surged Optimistic | Afghanistan | AFG | 2022-01-02 | v8 | TRUE
https://raw.githubusercontent.com/mrc-ide/global-lmic-reports/master/AFG/projections.csv | 2021-01-30 | infections | 495.25 | 533.02 | 562.82 | 562.77 | 589.46 | 639.25 | Surged Pessimistic | Afghanistan | AFG | 2022-01-02 | v8 | TRUE
https://raw.githubusercontent.com/mrc-ide/global-lmic-reports/master/AFG/projections.csv | 2021-01-30 | deaths | 2.84 | 3.05 | 3.21 | 3.21 | 3.39 | 3.62 | Surged Pessimistic | Afghanistan | AFG | 2022-01-02 | v8 | TRUE
https://raw.githubusercontent.com/mrc-ide/global-lmic-reports/master/AFG/projections.csv | 2021-01-30 | hospital_demand | 87.5 | 93.02 | 98.16 | 98.35 | 103.24 | 110.75 | Surged Pessimistic | Afghanistan | AFG | 2022-01-02 | v8 | TRUE
https://raw.githubusercontent.com/mrc-ide/global-lmic-reports/master/AFG/projections.csv | 2021-01-30 | ICU_demand | 42.38 | 45.54 | 47.78 | 47.85 | 50.47 | 53.8 | Surged Pessimistic | Afghanistan | AFG | 2022-01-02 | v8 | TRUE
https://raw.githubusercontent.com/mrc-ide/global-lmic-reports/master/AFG/projections.csv | 2021-01-30 | hospital_incidence | 5.25 | 5.64 | 6.02 | 6 | 6.28 | 6.8 | Surged Pessimistic | Afghanistan | AFG | 2022-01-02 | v8 | TRUE
https://raw.githubusercontent.com/mrc-ide/global-lmic-reports/master/AFG/projections.csv | 2021-01-30 | ICU_incidence | 1.5 | 1.61 | 1.72 | 1.71 | 1.8 | 1.94 | Surged Pessimistic | Afghanistan | AFG | 2022-01-02 | v8 | TRUE
https://raw.githubusercontent.com/mrc-ide/global-lmic-reports/master/AFG/projections.csv | 2021-01-30 | prevalence | 3233.94 | 3473.66 | 3701.04 | 3690.9 | 3866.6 | 4175.29 | Surged Pessimistic | Afghanistan | AFG | 2022-01-02 | v8 | TRUE
https://raw.githubusercontent.com/mrc-ide/global-lmic-reports/master/AFG/projections.csv | 2021-01-30 | cumulative_infections | 1006997.62 | 1051550.88 | 1080304.65 | 1079904.6 | 1108672.29 | 1160409.93 | Surged Pessimistic | Afghanistan | AFG | 2022-01-02 | v8 | TRUE
https://raw.githubusercontent.com/mrc-ide/global-lmic-reports/master/AFG/projections.csv | 2021-01-30 | cumulative_deaths | 2151.01 | 2244.68 | 2307.7 | 2305.06 | 2368.06 | 2475.84 | Surged Pessimistic | Afghanistan | AFG | 2022-01-02 | v8 | TRUE
https://raw.githubusercontent.com/mrc-ide/global-lmic-reports/master/AFG/projections.csv | 2021-01-30 | Rt | 0.92 | 0.95 | 0.96 | 0.96 | 0.98 | 1.02 | Surged Pessimistic | Afghanistan | AFG | 2022-01-02 | v8 | TRUE
https://raw.githubusercontent.com/mrc-ide/global-lmic-reports/master/AFG/projections.csv | 2021-01-30 | Reff | 0.89 | 0.93 | 0.94 | 0.94 | 0.95 | 0.99 | Surged Pessimistic | Afghanistan | AFG | 2022-01-02 | v8 | TRUE
https://raw.githubusercontent.com/mrc-ide/global-lmic-reports/master/AFG/projections.csv | 2021-01-30 | infections | 495.25 | 533.02 | 562.82 | 562.77 | 589.46 | 639.25 | Surged Relax Interventions 50% | Afghanistan | AFG | 2022-01-02 | v8 | TRUE
https://raw.githubusercontent.com/mrc-ide/global-lmic-reports/master/AFG/projections.csv | 2021-01-30 | deaths | 2.84 | 3.05 | 3.21 | 3.21 | 3.39 | 3.62 | Surged Relax Interventions 50% | Afghanistan | AFG | 2022-01-02 | v8 | TRUE
https://raw.githubusercontent.com/mrc-ide/global-lmic-reports/master/AFG/projections.csv | 2021-01-30 | hospital_demand | 87.5 | 93.02 | 98.16 | 98.35 | 103.24 | 110.75 | Surged Relax Interventions 50% | Afghanistan | AFG | 2022-01-02 | v8 | TRUE
https://raw.githubusercontent.com/mrc-ide/global-lmic-reports/master/AFG/projections.csv | 2021-01-30 | ICU_demand | 42.38 | 45.54 | 47.78 | 47.85 | 50.47 | 53.8 | Surged Relax Interventions 50% | Afghanistan | AFG | 2022-01-02 | v8 | TRUE
https://raw.githubusercontent.com/mrc-ide/global-lmic-reports/master/AFG/projections.csv | 2021-01-30 | hospital_incidence | 5.25 | 5.64 | 6.02 | 6 | 6.28 | 6.8 | Surged Relax Interventions 50% | Afghanistan | AFG | 2022-01-02 | v8 | TRUE
https://raw.githubusercontent.com/mrc-ide/global-lmic-reports/master/AFG/projections.csv | 2021-01-30 | ICU_incidence | 1.5 | 1.61 | 1.72 | 1.71 | 1.8 | 1.94 | Surged Relax Interventions 50% | Afghanistan | AFG | 2022-01-02 | v8 | TRUE
https://raw.githubusercontent.com/mrc-ide/global-lmic-reports/master/AFG/projections.csv | 2021-01-30 | prevalence | 3233.94 | 3473.66 | 3701.04 | 3690.9 | 3866.6 | 4175.29 | Surged Relax Interventions 50% | Afghanistan | AFG | 2022-01-02 | v8 | TRUE
https://raw.githubusercontent.com/mrc-ide/global-lmic-reports/master/AFG/projections.csv | 2021-01-30 | cumulative_infections | 1006997.62 | 1051550.88 | 1080304.65 | 1079904.6 | 1108672.29 | 1160409.93 | Surged Relax Interventions 50% | Afghanistan | AFG | 2022-01-02 | v8 | TRUE
https://raw.githubusercontent.com/mrc-ide/global-lmic-reports/master/AFG/projections.csv | 2021-01-30 | cumulative_deaths | 2151.01 | 2244.68 | 2307.7 | 2305.06 | 2368.06 | 2475.84 | Surged Relax Interventions 50% | Afghanistan | AFG | 2022-01-02 | v8 | TRUE
https://raw.githubusercontent.com/mrc-ide/global-lmic-reports/master/AFG/projections.csv | 2021-01-30 | Rt | 0.92 | 0.95 | 0.96 | 0.96 | 0.98 | 1.02 | Surged Relax Interventions 50% | Afghanistan | AFG | 2022-01-02 | v8 | TRUE
https://raw.githubusercontent.com/mrc-ide/global-lmic-reports/master/AFG/projections.csv | 2021-01-30 | Reff | 0.89 | 0.93 | 0.94 | 0.94 | 0.95 | 0.99 | Surged Relax Interventions 50% | Afghanistan | AFG | 2022-01-02 | v8 | TRUE
https://raw.githubusercontent.com/mrc-ide/global-lmic-reports/master/AFG/projections.csv | 2021-01-31 | infections | 461.45 | 508.79 | 540.17 | 539.46 | 567.81 | 605.23 | Additional 50% Reduction | Afghanistan | AFG | 2022-01-02 | v8 | TRUE
https://raw.githubusercontent.com/mrc-ide/global-lmic-reports/master/AFG/projections.csv | 2021-01-31 | deaths | 2.71 | 2.99 | 3.08 | 3.08 | 3.22 | 3.52 | Additional 50% Reduction | Afghanistan | AFG | 2022-01-02 | v8 | TRUE
https://raw.githubusercontent.com/mrc-ide/global-lmic-reports/master/AFG/projections.csv | 2021-01-31 | hospital_demand | 82.95 | 91.54 | 94.05 | 94.25 | 97.38 | 106.23 | Additional 50% Reduction | Afghanistan | AFG | 2022-01-02 | v8 | TRUE
https://raw.githubusercontent.com/mrc-ide/global-lmic-reports/master/AFG/projections.csv | 2021-01-31 | ICU_demand | 40.61 | 44.74 | 46.09 | 46.07 | 48.06 | 52.09 | Additional 50% Reduction | Afghanistan | AFG | 2022-01-02 | v8 | TRUE
https://raw.githubusercontent.com/mrc-ide/global-lmic-reports/master/AFG/projections.csv | 2021-01-31 | hospital_incidence | 5.03 | 5.51 | 5.75 | 5.76 | 6.07 | 6.49 | Additional 50% Reduction | Afghanistan | AFG | 2022-01-02 | v8 | TRUE
https://raw.githubusercontent.com/mrc-ide/global-lmic-reports/master/AFG/projections.csv | 2021-01-31 | ICU_incidence | 1.44 | 1.57 | 1.64 | 1.65 | 1.74 | 1.86 | Additional 50% Reduction | Afghanistan | AFG | 2022-01-02 | v8 | TRUE
https://raw.githubusercontent.com/mrc-ide/global-lmic-reports/master/AFG/projections.csv | 2021-01-31 | prevalence | 3218.67 | 3539.65 | 3694.48 | 3713.45 | 3910.27 | 4181.07 | Additional 50% Reduction | Afghanistan | AFG | 2022-01-02 | v8 | TRUE
https://raw.githubusercontent.com/mrc-ide/global-lmic-reports/master/AFG/projections.csv | 2021-01-31 | cumulative_infections | 1016048.88 | 1054205.29 | 1088556.46 | 1091703.94 | 1106397.92 | 1207720.21 | Additional 50% Reduction | Afghanistan | AFG | 2022-01-02 | v8 | TRUE
https://raw.githubusercontent.com/mrc-ide/global-lmic-reports/master/AFG/projections.csv | 2021-01-31 | cumulative_deaths | 2169.44 | 2265.41 | 2339.26 | 2345.55 | 2382.41 | 2619.83 | Additional 50% Reduction | Afghanistan | AFG | 2022-01-02 | v8 | TRUE
https://raw.githubusercontent.com/mrc-ide/global-lmic-reports/master/AFG/projections.csv | 2021-01-31 | Rt | 0.96 | 0.98 | 1 | 1.01 | 1.03 | 1.09 | Additional 50% Reduction | Afghanistan | AFG | 2022-01-02 | v8 | TRUE
https://raw.githubusercontent.com/mrc-ide/global-lmic-reports/master/AFG/projections.csv | 2021-01-31 | Reff | 0.94 | 0.96 | 0.98 | 0.98 | 1 | 1.06 | Additional 50% Reduction | Afghanistan | AFG | 2022-01-02 | v8 | TRUE
https://raw.githubusercontent.com/mrc-ide/global-lmic-reports/master/AFG/projections.csv | 2021-01-31 | infections | 461.45 | 508.79 | 540.17 | 539.46 | 567.81 | 605.23 | Maintain Status Quo | Afghanistan | AFG | 2022-01-02 | v8 | TRUE
https://raw.githubusercontent.com/mrc-ide/global-lmic-reports/master/AFG/projections.csv | 2021-01-31 | deaths | 2.71 | 2.99 | 3.08 | 3.08 | 3.22 | 3.52 | Maintain Status Quo | Afghanistan | AFG | 2022-01-02 | v8 | TRUE
https://raw.githubusercontent.com/mrc-ide/global-lmic-reports/master/AFG/projections.csv | 2021-01-31 | hospital_demand | 82.95 | 91.54 | 94.05 | 94.25 | 97.38 | 106.23 | Maintain Status Quo | Afghanistan | AFG | 2022-01-02 | v8 | TRUE
https://raw.githubusercontent.com/mrc-ide/global-lmic-reports/master/AFG/projections.csv | 2021-01-31 | ICU_demand | 40.61 | 44.74 | 46.09 | 46.07 | 48.06 | 52.09 | Maintain Status Quo | Afghanistan | AFG | 2022-01-02 | v8 | TRUE
https://raw.githubusercontent.com/mrc-ide/global-lmic-reports/master/AFG/projections.csv | 2021-01-31 | hospital_incidence | 5.03 | 5.51 | 5.75 | 5.76 | 6.07 | 6.49 | Maintain Status Quo | Afghanistan | AFG | 2022-01-02 | v8 | TRUE
https://raw.githubusercontent.com/mrc-ide/global-lmic-reports/master/AFG/projections.csv | 2021-01-31 | ICU_incidence | 1.44 | 1.57 | 1.64 | 1.65 | 1.74 | 1.86 | Maintain Status Quo | Afghanistan | AFG | 2022-01-02 | v8 | TRUE
https://raw.githubusercontent.com/mrc-ide/global-lmic-reports/master/AFG/projections.csv | 2021-01-31 | prevalence | 3218.67 | 3539.65 | 3694.48 | 3713.45 | 3910.27 | 4181.07 | Maintain Status Quo | Afghanistan | AFG | 2022-01-02 | v8 | TRUE
https://raw.githubusercontent.com/mrc-ide/global-lmic-reports/master/AFG/projections.csv | 2021-01-31 | cumulative_infections | 1016048.88 | 1054205.29 | 1088556.46 | 1091703.94 | 1106397.92 | 1207720.21 | Maintain Status Quo | Afghanistan | AFG | 2022-01-02 | v8 | TRUE
https://raw.githubusercontent.com/mrc-ide/global-lmic-reports/master/AFG/projections.csv | 2021-01-31 | cumulative_deaths | 2169.44 | 2265.41 | 2339.26 | 2345.55 | 2382.41 | 2619.83 | Maintain Status Quo | Afghanistan | AFG | 2022-01-02 | v8 | TRUE
https://raw.githubusercontent.com/mrc-ide/global-lmic-reports/master/AFG/projections.csv | 2021-01-31 | Rt | 0.96 | 0.98 | 1 | 1.01 | 1.03 | 1.09 | Maintain Status Quo | Afghanistan | AFG | 2022-01-02 | v8 | TRUE
https://raw.githubusercontent.com/mrc-ide/global-lmic-reports/master/AFG/projections.csv | 2021-01-31 | Reff | 0.94 | 0.96 | 0.98 | 0.98 | 1 | 1.06 | Maintain Status Quo | Afghanistan | AFG | 2022-01-02 | v8 | TRUE
https://raw.githubusercontent.com/mrc-ide/global-lmic-reports/master/AFG/projections.csv | 2021-01-31 | infections | 461.45 | 508.79 | 540.17 | 539.46 | 567.81 | 605.23 | Optimistic | Afghanistan | AFG | 2022-01-02 | v8 | TRUE
https://raw.githubusercontent.com/mrc-ide/global-lmic-reports/master/AFG/projections.csv | 2021-01-31 | deaths | 2.71 | 2.99 | 3.08 | 3.08 | 3.22 | 3.52 | Optimistic | Afghanistan | AFG | 2022-01-02 | v8 | TRUE
https://raw.githubusercontent.com/mrc-ide/global-lmic-reports/master/AFG/projections.csv | 2021-01-31 | hospital_demand | 82.95 | 91.54 | 94.05 | 94.25 | 97.38 | 106.23 | Optimistic | Afghanistan | AFG | 2022-01-02 | v8 | TRUE
https://raw.githubusercontent.com/mrc-ide/global-lmic-reports/master/AFG/projections.csv | 2021-01-31 | ICU_demand | 40.61 | 44.74 | 46.09 | 46.07 | 48.06 | 52.09 | Optimistic | Afghanistan | AFG | 2022-01-02 | v8 | TRUE
https://raw.githubusercontent.com/mrc-ide/global-lmic-reports/master/AFG/projections.csv | 2021-01-31 | hospital_incidence | 5.03 | 5.51 | 5.75 | 5.76 | 6.07 | 6.49 | Optimistic | Afghanistan | AFG | 2022-01-02 | v8 | TRUE
https://raw.githubusercontent.com/mrc-ide/global-lmic-reports/master/AFG/projections.csv | 2021-01-31 | ICU_incidence | 1.44 | 1.57 | 1.64 | 1.65 | 1.74 | 1.86 | Optimistic | Afghanistan | AFG | 2022-01-02 | v8 | TRUE
https://raw.githubusercontent.com/mrc-ide/global-lmic-reports/master/AFG/projections.csv | 2021-01-31 | prevalence | 3218.67 | 3539.65 | 3694.48 | 3713.45 | 3910.27 | 4181.07 | Optimistic | Afghanistan | AFG | 2022-01-02 | v8 | TRUE
https://raw.githubusercontent.com/mrc-ide/global-lmic-reports/master/AFG/projections.csv | 2021-01-31 | cumulative_infections | 1016048.88 | 1054205.29 | 1088556.46 | 1091703.94 | 1106397.92 | 1207720.21 | Optimistic | Afghanistan | AFG | 2022-01-02 | v8 | TRUE
https://raw.githubusercontent.com/mrc-ide/global-lmic-reports/master/AFG/projections.csv | 2021-01-31 | cumulative_deaths | 2169.44 | 2265.41 | 2339.26 | 2345.55 | 2382.41 | 2619.83 | Optimistic | Afghanistan | AFG | 2022-01-02 | v8 | TRUE
https://raw.githubusercontent.com/mrc-ide/global-lmic-reports/master/AFG/projections.csv | 2021-01-31 | Rt | 0.96 | 0.98 | 1 | 1.01 | 1.03 | 1.09 | Optimistic | Afghanistan | AFG | 2022-01-02 | v8 | TRUE
https://raw.githubusercontent.com/mrc-ide/global-lmic-reports/master/AFG/projections.csv | 2021-01-31 | Reff | 0.94 | 0.96 | 0.98 | 0.98 | 1 | 1.06 | Optimistic | Afghanistan | AFG | 2022-01-02 | v8 | TRUE
https://raw.githubusercontent.com/mrc-ide/global-lmic-reports/master/AFG/projections.csv | 2021-01-31 | infections | 461.45 | 508.79 | 540.17 | 539.46 | 567.81 | 605.23 | Pessimistic | Afghanistan | AFG | 2022-01-02 | v8 | TRUE
https://raw.githubusercontent.com/mrc-ide/global-lmic-reports/master/AFG/projections.csv | 2021-01-31 | deaths | 2.71 | 2.99 | 3.08 | 3.08 | 3.22 | 3.52 | Pessimistic | Afghanistan | AFG | 2022-01-02 | v8 | TRUE
https://raw.githubusercontent.com/mrc-ide/global-lmic-reports/master/AFG/projections.csv | 2021-01-31 | hospital_demand | 82.95 | 91.54 | 94.05 | 94.25 | 97.38 | 106.23 | Pessimistic | Afghanistan | AFG | 2022-01-02 | v8 | TRUE
https://raw.githubusercontent.com/mrc-ide/global-lmic-reports/master/AFG/projections.csv | 2021-01-31 | ICU_demand | 40.61 | 44.74 | 46.09 | 46.07 | 48.06 | 52.09 | Pessimistic | Afghanistan | AFG | 2022-01-02 | v8 | TRUE
https://raw.githubusercontent.com/mrc-ide/global-lmic-reports/master/AFG/projections.csv | 2021-01-31 | hospital_incidence | 5.03 | 5.51 | 5.75 | 5.76 | 6.07 | 6.49 | Pessimistic | Afghanistan | AFG | 2022-01-02 | v8 | TRUE
https://raw.githubusercontent.com/mrc-ide/global-lmic-reports/master/AFG/projections.csv | 2021-01-31 | ICU_incidence | 1.44 | 1.57 | 1.64 | 1.65 | 1.74 | 1.86 | Pessimistic | Afghanistan | AFG | 2022-01-02 | v8 | TRUE
https://raw.githubusercontent.com/mrc-ide/global-lmic-reports/master/AFG/projections.csv | 2021-01-31 | prevalence | 3218.67 | 3539.65 | 3694.48 | 3713.45 | 3910.27 | 4181.07 | Pessimistic | Afghanistan | AFG | 2022-01-02 | v8 | TRUE
https://raw.githubusercontent.com/mrc-ide/global-lmic-reports/master/AFG/projections.csv | 2021-01-31 | cumulative_infections | 1016048.88 | 1054205.29 | 1088556.46 | 1091703.94 | 1106397.92 | 1207720.21 | Pessimistic | Afghanistan | AFG | 2022-01-02 | v8 | TRUE
https://raw.githubusercontent.com/mrc-ide/global-lmic-reports/master/AFG/projections.csv | 2021-01-31 | cumulative_deaths | 2169.44 | 2265.41 | 2339.26 | 2345.55 | 2382.41 | 2619.83 | Pessimistic | Afghanistan | AFG | 2022-01-02 | v8 | TRUE
https://raw.githubusercontent.com/mrc-ide/global-lmic-reports/master/AFG/projections.csv | 2021-01-31 | Rt | 0.96 | 0.98 | 1 | 1.01 | 1.03 | 1.09 | Pessimistic | Afghanistan | AFG | 2022-01-02 | v8 | TRUE
https://raw.githubusercontent.com/mrc-ide/global-lmic-reports/master/AFG/projections.csv | 2021-01-31 | Reff | 0.94 | 0.96 | 0.98 | 0.98 | 1 | 1.06 | Pessimistic | Afghanistan | AFG | 2022-01-02 | v8 | TRUE
https://raw.githubusercontent.com/mrc-ide/global-lmic-reports/master/AFG/projections.csv | 2021-01-31 | infections | 461.45 | 508.79 | 540.17 | 539.46 | 567.81 | 605.23 | Relax Interventions 50% | Afghanistan | AFG | 2022-01-02 | v8 | TRUE
https://raw.githubusercontent.com/mrc-ide/global-lmic-reports/master/AFG/projections.csv | 2021-01-31 | deaths | 2.71 | 2.99 | 3.08 | 3.08 | 3.22 | 3.52 | Relax Interventions 50% | Afghanistan | AFG | 2022-01-02 | v8 | TRUE
https://raw.githubusercontent.com/mrc-ide/global-lmic-reports/master/AFG/projections.csv | 2021-01-31 | hospital_demand | 82.95 | 91.54 | 94.05 | 94.25 | 97.38 | 106.23 | Relax Interventions 50% | Afghanistan | AFG | 2022-01-02 | v8 | TRUE
https://raw.githubusercontent.com/mrc-ide/global-lmic-reports/master/AFG/projections.csv | 2021-01-31 | ICU_demand | 40.61 | 44.74 | 46.09 | 46.07 | 48.06 | 52.09 | Relax Interventions 50% | Afghanistan | AFG | 2022-01-02 | v8 | TRUE
https://raw.githubusercontent.com/mrc-ide/global-lmic-reports/master/AFG/projections.csv | 2021-01-31 | hospital_incidence | 5.03 | 5.51 | 5.75 | 5.76 | 6.07 | 6.49 | Relax Interventions 50% | Afghanistan | AFG | 2022-01-02 | v8 | TRUE
https://raw.githubusercontent.com/mrc-ide/global-lmic-reports/master/AFG/projections.csv | 2021-01-31 | ICU_incidence | 1.44 | 1.57 | 1.64 | 1.65 | 1.74 | 1.86 | Relax Interventions 50% | Afghanistan | AFG | 2022-01-02 | v8 | TRUE
https://raw.githubusercontent.com/mrc-ide/global-lmic-reports/master/AFG/projections.csv | 2021-01-31 | prevalence | 3218.67 | 3539.65 | 3694.48 | 3713.45 | 3910.27 | 4181.07 | Relax Interventions 50% | Afghanistan | AFG | 2022-01-02 | v8 | TRUE
https://raw.githubusercontent.com/mrc-ide/global-lmic-reports/master/AFG/projections.csv | 2021-01-31 | cumulative_infections | 1016048.88 | 1054205.29 | 1088556.46 | 1091703.94 | 1106397.92 | 1207720.21 | Relax Interventions 50% | Afghanistan | AFG | 2022-01-02 | v8 | TRUE
https://raw.githubusercontent.com/mrc-ide/global-lmic-reports/master/AFG/projections.csv | 2021-01-31 | cumulative_deaths | 2169.44 | 2265.41 | 2339.26 | 2345.55 | 2382.41 | 2619.83 | Relax Interventions 50% | Afghanistan | AFG | 2022-01-02 | v8 | TRUE
https://raw.githubusercontent.com/mrc-ide/global-lmic-reports/master/AFG/projections.csv | 2021-01-31 | Rt | 0.96 | 0.98 | 1 | 1.01 | 1.03 | 1.09 | Relax Interventions 50% | Afghanistan | AFG | 2022-01-02 | v8 | TRUE
https://raw.githubusercontent.com/mrc-ide/global-lmic-reports/master/AFG/projections.csv | 2021-01-31 | Reff | 0.94 | 0.96 | 0.98 | 0.98 | 1 | 1.06 | Relax Interventions 50% | Afghanistan | AFG | 2022-01-02 | v8 | TRUE
https://raw.githubusercontent.com/mrc-ide/global-lmic-reports/master/AFG/projections.csv | 2021-01-31 | infections | 466.48 | 501.91 | 529.72 | 530.63 | 552.35 | 602.44 | Surged Additional 50% Reduction | Afghanistan | AFG | 2022-01-02 | v8 | TRUE
https://raw.githubusercontent.com/mrc-ide/global-lmic-reports/master/AFG/projections.csv | 2021-01-31 | deaths | 2.67 | 2.87 | 3.02 | 3.02 | 3.19 | 3.4 | Surged Additional 50% Reduction | Afghanistan | AFG | 2022-01-02 | v8 | TRUE
https://raw.githubusercontent.com/mrc-ide/global-lmic-reports/master/AFG/projections.csv | 2021-01-31 | hospital_demand | 82.43 | 87.3 | 92.38 | 92.49 | 97 | 104.22 | Surged Additional 50% Reduction | Afghanistan | AFG | 2022-01-02 | v8 | TRUE
https://raw.githubusercontent.com/mrc-ide/global-lmic-reports/master/AFG/projections.csv | 2021-01-31 | ICU_demand | 40.09 | 43.03 | 45.1 | 45.2 | 47.7 | 50.82 | Surged Additional 50% Reduction | Afghanistan | AFG | 2022-01-02 | v8 | TRUE
https://raw.githubusercontent.com/mrc-ide/global-lmic-reports/master/AFG/projections.csv | 2021-01-31 | hospital_incidence | 4.95 | 5.32 | 5.67 | 5.66 | 5.93 | 6.4 | Surged Additional 50% Reduction | Afghanistan | AFG | 2022-01-02 | v8 | TRUE
https://raw.githubusercontent.com/mrc-ide/global-lmic-reports/master/AFG/projections.csv | 2021-01-31 | ICU_incidence | 1.42 | 1.52 | 1.62 | 1.62 | 1.7 | 1.83 | Surged Additional 50% Reduction | Afghanistan | AFG | 2022-01-02 | v8 | TRUE
https://raw.githubusercontent.com/mrc-ide/global-lmic-reports/master/AFG/projections.csv | 2021-01-31 | prevalence | 3201.51 | 3449.78 | 3664.07 | 3648.51 | 3813.79 | 4128.61 | Surged Additional 50% Reduction | Afghanistan | AFG | 2022-01-02 | v8 | TRUE
https://raw.githubusercontent.com/mrc-ide/global-lmic-reports/master/AFG/projections.csv | 2021-01-31 | cumulative_infections | 1007506.28 | 1052077.07 | 1080816.01 | 1080435.24 | 1109163.04 | 1160961.13 | Surged Additional 50% Reduction | Afghanistan | AFG | 2022-01-02 | v8 | TRUE
https://raw.githubusercontent.com/mrc-ide/global-lmic-reports/master/AFG/projections.csv | 2021-01-31 | cumulative_deaths | 2153.8 | 2247.64 | 2310.54 | 2308.09 | 2371.09 | 2479.08 | Surged Additional 50% Reduction | Afghanistan | AFG | 2022-01-02 | v8 | TRUE
https://raw.githubusercontent.com/mrc-ide/global-lmic-reports/master/AFG/projections.csv | 2021-01-31 | Rt | 0.94 | 0.99 | 1.01 | 1.01 | 1.03 | 1.07 | Surged Additional 50% Reduction | Afghanistan | AFG | 2022-01-02 | v8 | TRUE
https://raw.githubusercontent.com/mrc-ide/global-lmic-reports/master/AFG/projections.csv | 2021-01-31 | Reff | 0.92 | 0.97 | 0.98 | 0.98 | 1 | 1.05 | Surged Additional 50% Reduction | Afghanistan | AFG | 2022-01-02 | v8 | TRUE
https://raw.githubusercontent.com/mrc-ide/global-lmic-reports/master/AFG/projections.csv | 2021-01-31 | infections | 466.48 | 501.91 | 529.72 | 530.63 | 552.35 | 602.44 | Surged Maintain Status Quo | Afghanistan | AFG | 2022-01-02 | v8 | TRUE
https://raw.githubusercontent.com/mrc-ide/global-lmic-reports/master/AFG/projections.csv | 2021-01-31 | deaths | 2.67 | 2.87 | 3.02 | 3.02 | 3.19 | 3.4 | Surged Maintain Status Quo | Afghanistan | AFG | 2022-01-02 | v8 | TRUE
https://raw.githubusercontent.com/mrc-ide/global-lmic-reports/master/AFG/projections.csv | 2021-01-31 | hospital_demand | 82.43 | 87.3 | 92.38 | 92.49 | 97 | 104.22 | Surged Maintain Status Quo | Afghanistan | AFG | 2022-01-02 | v8 | TRUE
https://raw.githubusercontent.com/mrc-ide/global-lmic-reports/master/AFG/projections.csv | 2021-01-31 | ICU_demand | 40.09 | 43.03 | 45.1 | 45.2 | 47.7 | 50.82 | Surged Maintain Status Quo | Afghanistan | AFG | 2022-01-02 | v8 | TRUE
https://raw.githubusercontent.com/mrc-ide/global-lmic-reports/master/AFG/projections.csv | 2021-01-31 | hospital_incidence | 4.95 | 5.32 | 5.67 | 5.66 | 5.93 | 6.4 | Surged Maintain Status Quo | Afghanistan | AFG | 2022-01-02 | v8 | TRUE
https://raw.githubusercontent.com/mrc-ide/global-lmic-reports/master/AFG/projections.csv | 2021-01-31 | ICU_incidence | 1.42 | 1.52 | 1.62 | 1.62 | 1.7 | 1.83 | Surged Maintain Status Quo | Afghanistan | AFG | 2022-01-02 | v8 | TRUE
https://raw.githubusercontent.com/mrc-ide/global-lmic-reports/master/AFG/projections.csv | 2021-01-31 | prevalence | 3201.51 | 3449.78 | 3664.07 | 3648.51 | 3813.79 | 4128.61 | Surged Maintain Status Quo | Afghanistan | AFG | 2022-01-02 | v8 | TRUE
https://raw.githubusercontent.com/mrc-ide/global-lmic-reports/master/AFG/projections.csv | 2021-01-31 | cumulative_infections | 1007506.28 | 1052077.07 | 1080816.01 | 1080435.24 | 1109163.04 | 1160961.13 | Surged Maintain Status Quo | Afghanistan | AFG | 2022-01-02 | v8 | TRUE
https://raw.githubusercontent.com/mrc-ide/global-lmic-reports/master/AFG/projections.csv | 2021-01-31 | cumulative_deaths | 2153.8 | 2247.64 | 2310.54 | 2308.09 | 2371.09 | 2479.08 | Surged Maintain Status Quo | Afghanistan | AFG | 2022-01-02 | v8 | TRUE
https://raw.githubusercontent.com/mrc-ide/global-lmic-reports/master/AFG/projections.csv | 2021-01-31 | Rt | 0.94 | 0.99 | 1.01 | 1.01 | 1.03 | 1.07 | Surged Maintain Status Quo | Afghanistan | AFG | 2022-01-02 | v8 | TRUE
https://raw.githubusercontent.com/mrc-ide/global-lmic-reports/master/AFG/projections.csv | 2021-01-31 | Reff | 0.92 | 0.97 | 0.98 | 0.98 | 1 | 1.05 | Surged Maintain Status Quo | Afghanistan | AFG | 2022-01-02 | v8 | TRUE
https://raw.githubusercontent.com/mrc-ide/global-lmic-reports/master/AFG/projections.csv | 2021-01-31 | infections | 466.48 | 501.91 | 529.72 | 530.63 | 552.35 | 602.44 | Surged Optimistic | Afghanistan | AFG | 2022-01-02 | v8 | TRUE
https://raw.githubusercontent.com/mrc-ide/global-lmic-reports/master/AFG/projections.csv | 2021-01-31 | deaths | 2.67 | 2.87 | 3.02 | 3.02 | 3.19 | 3.4 | Surged Optimistic | Afghanistan | AFG | 2022-01-02 | v8 | TRUE
https://raw.githubusercontent.com/mrc-ide/global-lmic-reports/master/AFG/projections.csv | 2021-01-31 | hospital_demand | 82.43 | 87.3 | 92.38 | 92.49 | 97 | 104.22 | Surged Optimistic | Afghanistan | AFG | 2022-01-02 | v8 | TRUE
https://raw.githubusercontent.com/mrc-ide/global-lmic-reports/master/AFG/projections.csv | 2021-01-31 | ICU_demand | 40.09 | 43.03 | 45.1 | 45.2 | 47.7 | 50.82 | Surged Optimistic | Afghanistan | AFG | 2022-01-02 | v8 | TRUE
https://raw.githubusercontent.com/mrc-ide/global-lmic-reports/master/AFG/projections.csv | 2021-01-31 | hospital_incidence | 4.95 | 5.32 | 5.67 | 5.66 | 5.93 | 6.4 | Surged Optimistic | Afghanistan | AFG | 2022-01-02 | v8 | TRUE
https://raw.githubusercontent.com/mrc-ide/global-lmic-reports/master/AFG/projections.csv | 2021-01-31 | ICU_incidence | 1.42 | 1.52 | 1.62 | 1.62 | 1.7 | 1.83 | Surged Optimistic | Afghanistan | AFG | 2022-01-02 | v8 | TRUE
https://raw.githubusercontent.com/mrc-ide/global-lmic-reports/master/AFG/projections.csv | 2021-01-31 | prevalence | 3201.51 | 3449.78 | 3664.07 | 3648.51 | 3813.79 | 4128.61 | Surged Optimistic | Afghanistan | AFG | 2022-01-02 | v8 | TRUE
https://raw.githubusercontent.com/mrc-ide/global-lmic-reports/master/AFG/projections.csv | 2021-01-31 | cumulative_infections | 1007506.28 | 1052077.07 | 1080816.01 | 1080435.24 | 1109163.04 | 1160961.13 | Surged Optimistic | Afghanistan | AFG | 2022-01-02 | v8 | TRUE
https://raw.githubusercontent.com/mrc-ide/global-lmic-reports/master/AFG/projections.csv | 2021-01-31 | cumulative_deaths | 2153.8 | 2247.64 | 2310.54 | 2308.09 | 2371.09 | 2479.08 | Surged Optimistic | Afghanistan | AFG | 2022-01-02 | v8 | TRUE
https://raw.githubusercontent.com/mrc-ide/global-lmic-reports/master/AFG/projections.csv | 2021-01-31 | Rt | 0.94 | 0.99 | 1.01 | 1.01 | 1.03 | 1.07 | Surged Optimistic | Afghanistan | AFG | 2022-01-02 | v8 | TRUE
https://raw.githubusercontent.com/mrc-ide/global-lmic-reports/master/AFG/projections.csv | 2021-01-31 | Reff | 0.92 | 0.97 | 0.98 | 0.98 | 1 | 1.05 | Surged Optimistic | Afghanistan | AFG | 2022-01-02 | v8 | TRUE
https://raw.githubusercontent.com/mrc-ide/global-lmic-reports/master/AFG/projections.csv | 2021-01-31 | infections | 466.48 | 501.91 | 529.72 | 530.63 | 552.35 | 602.44 | Surged Pessimistic | Afghanistan | AFG | 2022-01-02 | v8 | TRUE
https://raw.githubusercontent.com/mrc-ide/global-lmic-reports/master/AFG/projections.csv | 2021-01-31 | deaths | 2.67 | 2.87 | 3.02 | 3.02 | 3.19 | 3.4 | Surged Pessimistic | Afghanistan | AFG | 2022-01-02 | v8 | TRUE
https://raw.githubusercontent.com/mrc-ide/global-lmic-reports/master/AFG/projections.csv | 2021-01-31 | hospital_demand | 82.43 | 87.3 | 92.38 | 92.49 | 97 | 104.22 | Surged Pessimistic | Afghanistan | AFG | 2022-01-02 | v8 | TRUE
https://raw.githubusercontent.com/mrc-ide/global-lmic-reports/master/AFG/projections.csv | 2021-01-31 | ICU_demand | 40.09 | 43.03 | 45.1 | 45.2 | 47.7 | 50.82 | Surged Pessimistic | Afghanistan | AFG | 2022-01-02 | v8 | TRUE
https://raw.githubusercontent.com/mrc-ide/global-lmic-reports/master/AFG/projections.csv | 2021-01-31 | hospital_incidence | 4.95 | 5.32 | 5.67 | 5.66 | 5.93 | 6.4 | Surged Pessimistic | Afghanistan | AFG | 2022-01-02 | v8 | TRUE
https://raw.githubusercontent.com/mrc-ide/global-lmic-reports/master/AFG/projections.csv | 2021-01-31 | ICU_incidence | 1.42 | 1.52 | 1.62 | 1.62 | 1.7 | 1.83 | Surged Pessimistic | Afghanistan | AFG | 2022-01-02 | v8 | TRUE
https://raw.githubusercontent.com/mrc-ide/global-lmic-reports/master/AFG/projections.csv | 2021-01-31 | prevalence | 3201.51 | 3449.78 | 3664.07 | 3648.51 | 3813.79 | 4128.61 | Surged Pessimistic | Afghanistan | AFG | 2022-01-02 | v8 | TRUE
https://raw.githubusercontent.com/mrc-ide/global-lmic-reports/master/AFG/projections.csv | 2021-01-31 | cumulative_infections | 1007506.28 | 1052077.07 | 1080816.01 | 1080435.24 | 1109163.04 | 1160961.13 | Surged Pessimistic | Afghanistan | AFG | 2022-01-02 | v8 | TRUE
https://raw.githubusercontent.com/mrc-ide/global-lmic-reports/master/AFG/projections.csv | 2021-01-31 | cumulative_deaths | 2153.8 | 2247.64 | 2310.54 | 2308.09 | 2371.09 | 2479.08 | Surged Pessimistic | Afghanistan | AFG | 2022-01-02 | v8 | TRUE
https://raw.githubusercontent.com/mrc-ide/global-lmic-reports/master/AFG/projections.csv | 2021-01-31 | Rt | 0.94 | 0.99 | 1.01 | 1.01 | 1.03 | 1.07 | Surged Pessimistic | Afghanistan | AFG | 2022-01-02 | v8 | TRUE
https://raw.githubusercontent.com/mrc-ide/global-lmic-reports/master/AFG/projections.csv | 2021-01-31 | Reff | 0.92 | 0.97 | 0.98 | 0.98 | 1 | 1.05 | Surged Pessimistic | Afghanistan | AFG | 2022-01-02 | v8 | TRUE
https://raw.githubusercontent.com/mrc-ide/global-lmic-reports/master/AFG/projections.csv | 2021-01-31 | infections | 466.48 | 501.91 | 529.72 | 530.63 | 552.35 | 602.44 | Surged Relax Interventions 50% | Afghanistan | AFG | 2022-01-02 | v8 | TRUE
https://raw.githubusercontent.com/mrc-ide/global-lmic-reports/master/AFG/projections.csv | 2021-01-31 | deaths | 2.67 | 2.87 | 3.02 | 3.02 | 3.19 | 3.4 | Surged Relax Interventions 50% | Afghanistan | AFG | 2022-01-02 | v8 | TRUE
https://raw.githubusercontent.com/mrc-ide/global-lmic-reports/master/AFG/projections.csv | 2021-01-31 | hospital_demand | 82.43 | 87.3 | 92.38 | 92.49 | 97 | 104.22 | Surged Relax Interventions 50% | Afghanistan | AFG | 2022-01-02 | v8 | TRUE
https://raw.githubusercontent.com/mrc-ide/global-lmic-reports/master/AFG/projections.csv | 2021-01-31 | ICU_demand | 40.09 | 43.03 | 45.1 | 45.2 | 47.7 | 50.82 | Surged Relax Interventions 50% | Afghanistan | AFG | 2022-01-02 | v8 | TRUE
https://raw.githubusercontent.com/mrc-ide/global-lmic-reports/master/AFG/projections.csv | 2021-01-31 | hospital_incidence | 4.95 | 5.32 | 5.67 | 5.66 | 5.93 | 6.4 | Surged Relax Interventions 50% | Afghanistan | AFG | 2022-01-02 | v8 | TRUE
https://raw.githubusercontent.com/mrc-ide/global-lmic-reports/master/AFG/projections.csv | 2021-01-31 | ICU_incidence | 1.42 | 1.52 | 1.62 | 1.62 | 1.7 | 1.83 | Surged Relax Interventions 50% | Afghanistan | AFG | 2022-01-02 | v8 | TRUE
https://raw.githubusercontent.com/mrc-ide/global-lmic-reports/master/AFG/projections.csv | 2021-01-31 | prevalence | 3201.51 | 3449.78 | 3664.07 | 3648.51 | 3813.79 | 4128.61 | Surged Relax Interventions 50% | Afghanistan | AFG | 2022-01-02 | v8 | TRUE
https://raw.githubusercontent.com/mrc-ide/global-lmic-reports/master/AFG/projections.csv | 2021-01-31 | cumulative_infections | 1007506.28 | 1052077.07 | 1080816.01 | 1080435.24 | 1109163.04 | 1160961.13 | Surged Relax Interventions 50% | Afghanistan | AFG | 2022-01-02 | v8 | TRUE
https://raw.githubusercontent.com/mrc-ide/global-lmic-reports/master/AFG/projections.csv | 2021-01-31 | cumulative_deaths | 2153.8 | 2247.64 | 2310.54 | 2308.09 | 2371.09 | 2479.08 | Surged Relax Interventions 50% | Afghanistan | AFG | 2022-01-02 | v8 | TRUE
https://raw.githubusercontent.com/mrc-ide/global-lmic-reports/master/AFG/projections.csv | 2021-01-31 | Rt | 0.94 | 0.99 | 1.01 | 1.01 | 1.03 | 1.07 | Surged Relax Interventions 50% | Afghanistan | AFG | 2022-01-02 | v8 | TRUE
https://raw.githubusercontent.com/mrc-ide/global-lmic-reports/master/AFG/projections.csv | 2021-01-31 | Reff | 0.92 | 0.97 | 0.98 | 0.98 | 1 | 1.05 | Surged Relax Interventions 50% | Afghanistan | AFG | 2022-01-02 | v8 | TRUE
https://raw.githubusercontent.com/mrc-ide/global-lmic-reports/master/AFG/projections.csv | 2021-02-01 | infections | 459.65 | 509.82 | 546.51 | 543.81 | 571.71 | 619.53 | Additional 50% Reduction | Afghanistan | AFG | 2022-01-02 | v8 | TRUE
https://raw.githubusercontent.com/mrc-ide/global-lmic-reports/master/AFG/projections.csv | 2021-02-01 | deaths | 2.55 | 2.82 | 2.89 | 2.9 | 3.02 | 3.3 | Additional 50% Reduction | Afghanistan | AFG | 2022-01-02 | v8 | TRUE
https://raw.githubusercontent.com/mrc-ide/global-lmic-reports/master/AFG/projections.csv | 2021-02-01 | hospital_demand | 78.02 | 86.13 | 88.39 | 88.67 | 91.34 | 100.16 | Additional 50% Reduction | Afghanistan | AFG | 2022-01-02 | v8 | TRUE
https://raw.githubusercontent.com/mrc-ide/global-lmic-reports/master/AFG/projections.csv | 2021-02-01 | ICU_demand | 38.35 | 42.28 | 43.5 | 43.51 | 45.27 | 49.01 | Additional 50% Reduction | Afghanistan | AFG | 2022-01-02 | v8 | TRUE
https://raw.githubusercontent.com/mrc-ide/global-lmic-reports/master/AFG/projections.csv | 2021-02-01 | hospital_incidence | 4.77 | 5.24 | 5.45 | 5.47 | 5.77 | 6.17 | Additional 50% Reduction | Afghanistan | AFG | 2022-01-02 | v8 | TRUE
https://raw.githubusercontent.com/mrc-ide/global-lmic-reports/master/AFG/projections.csv | 2021-02-01 | ICU_incidence | 1.36 | 1.5 | 1.56 | 1.56 | 1.65 | 1.76 | Additional 50% Reduction | Afghanistan | AFG | 2022-01-02 | v8 | TRUE
https://raw.githubusercontent.com/mrc-ide/global-lmic-reports/master/AFG/projections.csv | 2021-02-01 | prevalence | 3192.99 | 3493.18 | 3683.94 | 3695.4 | 3892.43 | 4152.72 | Additional 50% Reduction | Afghanistan | AFG | 2022-01-02 | v8 | TRUE
https://raw.githubusercontent.com/mrc-ide/global-lmic-reports/master/AFG/projections.csv | 2021-02-01 | cumulative_infections | 1016574.72 | 1054697.51 | 1089049.4 | 1092247.75 | 1106969.06 | 1208271.25 | Additional 50% Reduction | Afghanistan | AFG | 2022-01-02 | v8 | TRUE
https://raw.githubusercontent.com/mrc-ide/global-lmic-reports/master/AFG/projections.csv | 2021-02-01 | cumulative_deaths | 2172.32 | 2268.15 | 2342.07 | 2348.45 | 2385.14 | 2622.85 | Additional 50% Reduction | Afghanistan | AFG | 2022-01-02 | v8 | TRUE
https://raw.githubusercontent.com/mrc-ide/global-lmic-reports/master/AFG/projections.csv | 2021-02-01 | Rt | 0.96 | 0.99 | 1.01 | 1.01 | 1.03 | 1.09 | Additional 50% Reduction | Afghanistan | AFG | 2022-01-02 | v8 | TRUE
https://raw.githubusercontent.com/mrc-ide/global-lmic-reports/master/AFG/projections.csv | 2021-02-01 | Reff | 0.94 | 0.96 | 0.98 | 0.98 | 1 | 1.06 | Additional 50% Reduction | Afghanistan | AFG | 2022-01-02 | v8 | TRUE
https://raw.githubusercontent.com/mrc-ide/global-lmic-reports/master/AFG/projections.csv | 2021-02-01 | infections | 459.65 | 509.82 | 546.51 | 543.81 | 571.71 | 619.53 | Maintain Status Quo | Afghanistan | AFG | 2022-01-02 | v8 | TRUE
https://raw.githubusercontent.com/mrc-ide/global-lmic-reports/master/AFG/projections.csv | 2021-02-01 | deaths | 2.55 | 2.82 | 2.89 | 2.9 | 3.02 | 3.3 | Maintain Status Quo | Afghanistan | AFG | 2022-01-02 | v8 | TRUE
https://raw.githubusercontent.com/mrc-ide/global-lmic-reports/master/AFG/projections.csv | 2021-02-01 | hospital_demand | 78.02 | 86.13 | 88.39 | 88.67 | 91.34 | 100.16 | Maintain Status Quo | Afghanistan | AFG | 2022-01-02 | v8 | TRUE
https://raw.githubusercontent.com/mrc-ide/global-lmic-reports/master/AFG/projections.csv | 2021-02-01 | ICU_demand | 38.35 | 42.28 | 43.5 | 43.51 | 45.27 | 49.01 | Maintain Status Quo | Afghanistan | AFG | 2022-01-02 | v8 | TRUE
https://raw.githubusercontent.com/mrc-ide/global-lmic-reports/master/AFG/projections.csv | 2021-02-01 | hospital_incidence | 4.77 | 5.24 | 5.45 | 5.47 | 5.77 | 6.17 | Maintain Status Quo | Afghanistan | AFG | 2022-01-02 | v8 | TRUE
https://raw.githubusercontent.com/mrc-ide/global-lmic-reports/master/AFG/projections.csv | 2021-02-01 | ICU_incidence | 1.36 | 1.5 | 1.56 | 1.56 | 1.65 | 1.76 | Maintain Status Quo | Afghanistan | AFG | 2022-01-02 | v8 | TRUE
https://raw.githubusercontent.com/mrc-ide/global-lmic-reports/master/AFG/projections.csv | 2021-02-01 | prevalence | 3192.99 | 3493.18 | 3683.94 | 3695.4 | 3892.43 | 4152.72 | Maintain Status Quo | Afghanistan | AFG | 2022-01-02 | v8 | TRUE
https://raw.githubusercontent.com/mrc-ide/global-lmic-reports/master/AFG/projections.csv | 2021-02-01 | cumulative_infections | 1016574.72 | 1054697.51 | 1089049.4 | 1092247.75 | 1106969.06 | 1208271.25 | Maintain Status Quo | Afghanistan | AFG | 2022-01-02 | v8 | TRUE
https://raw.githubusercontent.com/mrc-ide/global-lmic-reports/master/AFG/projections.csv | 2021-02-01 | cumulative_deaths | 2172.32 | 2268.15 | 2342.07 | 2348.45 | 2385.14 | 2622.85 | Maintain Status Quo | Afghanistan | AFG | 2022-01-02 | v8 | TRUE
https://raw.githubusercontent.com/mrc-ide/global-lmic-reports/master/AFG/projections.csv | 2021-02-01 | Rt | 0.96 | 0.99 | 1.01 | 1.01 | 1.03 | 1.09 | Maintain Status Quo | Afghanistan | AFG | 2022-01-02 | v8 | TRUE
https://raw.githubusercontent.com/mrc-ide/global-lmic-reports/master/AFG/projections.csv | 2021-02-01 | Reff | 0.94 | 0.96 | 0.98 | 0.98 | 1 | 1.06 | Maintain Status Quo | Afghanistan | AFG | 2022-01-02 | v8 | TRUE
https://raw.githubusercontent.com/mrc-ide/global-lmic-reports/master/AFG/projections.csv | 2021-02-01 | infections | 459.65 | 509.82 | 546.51 | 543.81 | 571.71 | 619.53 | Optimistic | Afghanistan | AFG | 2022-01-02 | v8 | TRUE
https://raw.githubusercontent.com/mrc-ide/global-lmic-reports/master/AFG/projections.csv | 2021-02-01 | deaths | 2.55 | 2.82 | 2.89 | 2.9 | 3.02 | 3.3 | Optimistic | Afghanistan | AFG | 2022-01-02 | v8 | TRUE
https://raw.githubusercontent.com/mrc-ide/global-lmic-reports/master/AFG/projections.csv | 2021-02-01 | hospital_demand | 78.02 | 86.13 | 88.39 | 88.67 | 91.34 | 100.16 | Optimistic | Afghanistan | AFG | 2022-01-02 | v8 | TRUE
https://raw.githubusercontent.com/mrc-ide/global-lmic-reports/master/AFG/projections.csv | 2021-02-01 | ICU_demand | 38.35 | 42.28 | 43.5 | 43.51 | 45.27 | 49.01 | Optimistic | Afghanistan | AFG | 2022-01-02 | v8 | TRUE
https://raw.githubusercontent.com/mrc-ide/global-lmic-reports/master/AFG/projections.csv | 2021-02-01 | hospital_incidence | 4.77 | 5.24 | 5.45 | 5.47 | 5.77 | 6.17 | Optimistic | Afghanistan | AFG | 2022-01-02 | v8 | TRUE
https://raw.githubusercontent.com/mrc-ide/global-lmic-reports/master/AFG/projections.csv | 2021-02-01 | ICU_incidence | 1.36 | 1.5 | 1.56 | 1.56 | 1.65 | 1.76 | Optimistic | Afghanistan | AFG | 2022-01-02 | v8 | TRUE
https://raw.githubusercontent.com/mrc-ide/global-lmic-reports/master/AFG/projections.csv | 2021-02-01 | prevalence | 3192.99 | 3493.18 | 3683.94 | 3695.4 | 3892.43 | 4152.72 | Optimistic | Afghanistan | AFG | 2022-01-02 | v8 | TRUE
https://raw.githubusercontent.com/mrc-ide/global-lmic-reports/master/AFG/projections.csv | 2021-02-01 | cumulative_infections | 1016574.72 | 1054697.51 | 1089049.4 | 1092247.75 | 1106969.06 | 1208271.25 | Optimistic | Afghanistan | AFG | 2022-01-02 | v8 | TRUE
https://raw.githubusercontent.com/mrc-ide/global-lmic-reports/master/AFG/projections.csv | 2021-02-01 | cumulative_deaths | 2172.32 | 2268.15 | 2342.07 | 2348.45 | 2385.14 | 2622.85 | Optimistic | Afghanistan | AFG | 2022-01-02 | v8 | TRUE
https://raw.githubusercontent.com/mrc-ide/global-lmic-reports/master/AFG/projections.csv | 2021-02-01 | Rt | 0.96 | 0.99 | 1.01 | 1.01 | 1.03 | 1.09 | Optimistic | Afghanistan | AFG | 2022-01-02 | v8 | TRUE
https://raw.githubusercontent.com/mrc-ide/global-lmic-reports/master/AFG/projections.csv | 2021-02-01 | Reff | 0.94 | 0.96 | 0.98 | 0.98 | 1 | 1.06 | Optimistic | Afghanistan | AFG | 2022-01-02 | v8 | TRUE
https://raw.githubusercontent.com/mrc-ide/global-lmic-reports/master/AFG/projections.csv | 2021-02-01 | infections | 459.65 | 509.82 | 546.51 | 543.81 | 571.71 | 619.53 | Pessimistic | Afghanistan | AFG | 2022-01-02 | v8 | TRUE
https://raw.githubusercontent.com/mrc-ide/global-lmic-reports/master/AFG/projections.csv | 2021-02-01 | deaths | 2.55 | 2.82 | 2.89 | 2.9 | 3.02 | 3.3 | Pessimistic | Afghanistan | AFG | 2022-01-02 | v8 | TRUE
https://raw.githubusercontent.com/mrc-ide/global-lmic-reports/master/AFG/projections.csv | 2021-02-01 | hospital_demand | 78.02 | 86.13 | 88.39 | 88.67 | 91.34 | 100.16 | Pessimistic | Afghanistan | AFG | 2022-01-02 | v8 | TRUE
https://raw.githubusercontent.com/mrc-ide/global-lmic-reports/master/AFG/projections.csv | 2021-02-01 | ICU_demand | 38.35 | 42.28 | 43.5 | 43.51 | 45.27 | 49.01 | Pessimistic | Afghanistan | AFG | 2022-01-02 | v8 | TRUE
https://raw.githubusercontent.com/mrc-ide/global-lmic-reports/master/AFG/projections.csv | 2021-02-01 | hospital_incidence | 4.77 | 5.24 | 5.45 | 5.47 | 5.77 | 6.17 | Pessimistic | Afghanistan | AFG | 2022-01-02 | v8 | TRUE
https://raw.githubusercontent.com/mrc-ide/global-lmic-reports/master/AFG/projections.csv | 2021-02-01 | ICU_incidence | 1.36 | 1.5 | 1.56 | 1.56 | 1.65 | 1.76 | Pessimistic | Afghanistan | AFG | 2022-01-02 | v8 | TRUE
https://raw.githubusercontent.com/mrc-ide/global-lmic-reports/master/AFG/projections.csv | 2021-02-01 | prevalence | 3192.99 | 3493.18 | 3683.94 | 3695.4 | 3892.43 | 4152.72 | Pessimistic | Afghanistan | AFG | 2022-01-02 | v8 | TRUE
https://raw.githubusercontent.com/mrc-ide/global-lmic-reports/master/AFG/projections.csv | 2021-02-01 | cumulative_infections | 1016574.72 | 1054697.51 | 1089049.4 | 1092247.75 | 1106969.06 | 1208271.25 | Pessimistic | Afghanistan | AFG | 2022-01-02 | v8 | TRUE
https://raw.githubusercontent.com/mrc-ide/global-lmic-reports/master/AFG/projections.csv | 2021-02-01 | cumulative_deaths | 2172.32 | 2268.15 | 2342.07 | 2348.45 | 2385.14 | 2622.85 | Pessimistic | Afghanistan | AFG | 2022-01-02 | v8 | TRUE
https://raw.githubusercontent.com/mrc-ide/global-lmic-reports/master/AFG/projections.csv | 2021-02-01 | Rt | 0.96 | 0.99 | 1.01 | 1.01 | 1.03 | 1.09 | Pessimistic | Afghanistan | AFG | 2022-01-02 | v8 | TRUE
https://raw.githubusercontent.com/mrc-ide/global-lmic-reports/master/AFG/projections.csv | 2021-02-01 | Reff | 0.94 | 0.96 | 0.98 | 0.98 | 1 | 1.06 | Pessimistic | Afghanistan | AFG | 2022-01-02 | v8 | TRUE
https://raw.githubusercontent.com/mrc-ide/global-lmic-reports/master/AFG/projections.csv | 2021-02-01 | infections | 459.65 | 509.82 | 546.51 | 543.81 | 571.71 | 619.53 | Relax Interventions 50% | Afghanistan | AFG | 2022-01-02 | v8 | TRUE
https://raw.githubusercontent.com/mrc-ide/global-lmic-reports/master/AFG/projections.csv | 2021-02-01 | deaths | 2.55 | 2.82 | 2.89 | 2.9 | 3.02 | 3.3 | Relax Interventions 50% | Afghanistan | AFG | 2022-01-02 | v8 | TRUE
https://raw.githubusercontent.com/mrc-ide/global-lmic-reports/master/AFG/projections.csv | 2021-02-01 | hospital_demand | 78.02 | 86.13 | 88.39 | 88.67 | 91.34 | 100.16 | Relax Interventions 50% | Afghanistan | AFG | 2022-01-02 | v8 | TRUE
https://raw.githubusercontent.com/mrc-ide/global-lmic-reports/master/AFG/projections.csv | 2021-02-01 | ICU_demand | 38.35 | 42.28 | 43.5 | 43.51 | 45.27 | 49.01 | Relax Interventions 50% | Afghanistan | AFG | 2022-01-02 | v8 | TRUE
https://raw.githubusercontent.com/mrc-ide/global-lmic-reports/master/AFG/projections.csv | 2021-02-01 | hospital_incidence | 4.77 | 5.24 | 5.45 | 5.47 | 5.77 | 6.17 | Relax Interventions 50% | Afghanistan | AFG | 2022-01-02 | v8 | TRUE
https://raw.githubusercontent.com/mrc-ide/global-lmic-reports/master/AFG/projections.csv | 2021-02-01 | ICU_incidence | 1.36 | 1.5 | 1.56 | 1.56 | 1.65 | 1.76 | Relax Interventions 50% | Afghanistan | AFG | 2022-01-02 | v8 | TRUE
https://raw.githubusercontent.com/mrc-ide/global-lmic-reports/master/AFG/projections.csv | 2021-02-01 | prevalence | 3192.99 | 3493.18 | 3683.94 | 3695.4 | 3892.43 | 4152.72 | Relax Interventions 50% | Afghanistan | AFG | 2022-01-02 | v8 | TRUE
https://raw.githubusercontent.com/mrc-ide/global-lmic-reports/master/AFG/projections.csv | 2021-02-01 | cumulative_infections | 1016574.72 | 1054697.51 | 1089049.4 | 1092247.75 | 1106969.06 | 1208271.25 | Relax Interventions 50% | Afghanistan | AFG | 2022-01-02 | v8 | TRUE
https://raw.githubusercontent.com/mrc-ide/global-lmic-reports/master/AFG/projections.csv | 2021-02-01 | cumulative_deaths | 2172.32 | 2268.15 | 2342.07 | 2348.45 | 2385.14 | 2622.85 | Relax Interventions 50% | Afghanistan | AFG | 2022-01-02 | v8 | TRUE
https://raw.githubusercontent.com/mrc-ide/global-lmic-reports/master/AFG/projections.csv | 2021-02-01 | Rt | 0.96 | 0.99 | 1.01 | 1.01 | 1.03 | 1.09 | Relax Interventions 50% | Afghanistan | AFG | 2022-01-02 | v8 | TRUE
https://raw.githubusercontent.com/mrc-ide/global-lmic-reports/master/AFG/projections.csv | 2021-02-01 | Reff | 0.94 | 0.96 | 0.98 | 0.98 | 1 | 1.06 | Relax Interventions 50% | Afghanistan | AFG | 2022-01-02 | v8 | TRUE
https://raw.githubusercontent.com/mrc-ide/global-lmic-reports/master/AFG/projections.csv | 2021-02-01 | infections | 467.61 | 504.3 | 530.32 | 533.72 | 561.93 | 617.21 | Surged Additional 50% Reduction | Afghanistan | AFG | 2022-01-02 | v8 | TRUE
https://raw.githubusercontent.com/mrc-ide/global-lmic-reports/master/AFG/projections.csv | 2021-02-01 | deaths | 2.52 | 2.7 | 2.84 | 2.85 | 3 | 3.2 | Surged Additional 50% Reduction | Afghanistan | AFG | 2022-01-02 | v8 | TRUE
https://raw.githubusercontent.com/mrc-ide/global-lmic-reports/master/AFG/projections.csv | 2021-02-01 | hospital_demand | 77.37 | 81.9 | 86.87 | 87.01 | 91.44 | 98.17 | Surged Additional 50% Reduction | Afghanistan | AFG | 2022-01-02 | v8 | TRUE
https://raw.githubusercontent.com/mrc-ide/global-lmic-reports/master/AFG/projections.csv | 2021-02-01 | ICU_demand | 37.91 | 40.58 | 42.59 | 42.69 | 45.05 | 48.01 | Surged Additional 50% Reduction | Afghanistan | AFG | 2022-01-02 | v8 | TRUE
https://raw.githubusercontent.com/mrc-ide/global-lmic-reports/master/AFG/projections.csv | 2021-02-01 | hospital_incidence | 4.7 | 5.06 | 5.38 | 5.37 | 5.64 | 6.08 | Surged Additional 50% Reduction | Afghanistan | AFG | 2022-01-02 | v8 | TRUE
https://raw.githubusercontent.com/mrc-ide/global-lmic-reports/master/AFG/projections.csv | 2021-02-01 | ICU_incidence | 1.34 | 1.45 | 1.54 | 1.53 | 1.61 | 1.74 | Surged Additional 50% Reduction | Afghanistan | AFG | 2022-01-02 | v8 | TRUE
https://raw.githubusercontent.com/mrc-ide/global-lmic-reports/master/AFG/projections.csv | 2021-02-01 | prevalence | 3189.52 | 3439.99 | 3637.58 | 3630.36 | 3791.97 | 4120.24 | Surged Additional 50% Reduction | Afghanistan | AFG | 2022-01-02 | v8 | TRUE
https://raw.githubusercontent.com/mrc-ide/global-lmic-reports/master/AFG/projections.csv | 2021-02-01 | cumulative_infections | 1008023.97 | 1052607.51 | 1081325.11 | 1080968.96 | 1109652.26 | 1161526.65 | Surged Additional 50% Reduction | Afghanistan | AFG | 2022-01-02 | v8 | TRUE
https://raw.githubusercontent.com/mrc-ide/global-lmic-reports/master/AFG/projections.csv | 2021-02-01 | cumulative_deaths | 2156.42 | 2250.44 | 2313.23 | 2310.93 | 2373.93 | 2482.12 | Surged Additional 50% Reduction | Afghanistan | AFG | 2022-01-02 | v8 | TRUE
https://raw.githubusercontent.com/mrc-ide/global-lmic-reports/master/AFG/projections.csv | 2021-02-01 | Rt | 0.94 | 1 | 1.01 | 1.01 | 1.03 | 1.07 | Surged Additional 50% Reduction | Afghanistan | AFG | 2022-01-02 | v8 | TRUE
https://raw.githubusercontent.com/mrc-ide/global-lmic-reports/master/AFG/projections.csv | 2021-02-01 | Reff | 0.92 | 0.97 | 0.98 | 0.98 | 1 | 1.05 | Surged Additional 50% Reduction | Afghanistan | AFG | 2022-01-02 | v8 | TRUE
https://raw.githubusercontent.com/mrc-ide/global-lmic-reports/master/AFG/projections.csv | 2021-02-01 | infections | 467.61 | 504.3 | 530.32 | 533.72 | 561.93 | 617.21 | Surged Maintain Status Quo | Afghanistan | AFG | 2022-01-02 | v8 | TRUE
https://raw.githubusercontent.com/mrc-ide/global-lmic-reports/master/AFG/projections.csv | 2021-02-01 | deaths | 2.52 | 2.7 | 2.84 | 2.85 | 3 | 3.2 | Surged Maintain Status Quo | Afghanistan | AFG | 2022-01-02 | v8 | TRUE
https://raw.githubusercontent.com/mrc-ide/global-lmic-reports/master/AFG/projections.csv | 2021-02-01 | hospital_demand | 77.37 | 81.9 | 86.87 | 87.01 | 91.44 | 98.17 | Surged Maintain Status Quo | Afghanistan | AFG | 2022-01-02 | v8 | TRUE
https://raw.githubusercontent.com/mrc-ide/global-lmic-reports/master/AFG/projections.csv | 2021-02-01 | ICU_demand | 37.91 | 40.58 | 42.59 | 42.69 | 45.05 | 48.01 | Surged Maintain Status Quo | Afghanistan | AFG | 2022-01-02 | v8 | TRUE
https://raw.githubusercontent.com/mrc-ide/global-lmic-reports/master/AFG/projections.csv | 2021-02-01 | hospital_incidence | 4.7 | 5.06 | 5.38 | 5.37 | 5.64 | 6.08 | Surged Maintain Status Quo | Afghanistan | AFG | 2022-01-02 | v8 | TRUE
https://raw.githubusercontent.com/mrc-ide/global-lmic-reports/master/AFG/projections.csv | 2021-02-01 | ICU_incidence | 1.34 | 1.45 | 1.54 | 1.53 | 1.61 | 1.74 | Surged Maintain Status Quo | Afghanistan | AFG | 2022-01-02 | v8 | TRUE
https://raw.githubusercontent.com/mrc-ide/global-lmic-reports/master/AFG/projections.csv | 2021-02-01 | prevalence | 3189.52 | 3439.99 | 3637.58 | 3630.36 | 3791.97 | 4120.24 | Surged Maintain Status Quo | Afghanistan | AFG | 2022-01-02 | v8 | TRUE
https://raw.githubusercontent.com/mrc-ide/global-lmic-reports/master/AFG/projections.csv | 2021-02-01 | cumulative_infections | 1008023.97 | 1052607.51 | 1081325.11 | 1080968.96 | 1109652.26 | 1161526.65 | Surged Maintain Status Quo | Afghanistan | AFG | 2022-01-02 | v8 | TRUE
https://raw.githubusercontent.com/mrc-ide/global-lmic-reports/master/AFG/projections.csv | 2021-02-01 | cumulative_deaths | 2156.42 | 2250.44 | 2313.23 | 2310.93 | 2373.93 | 2482.12 | Surged Maintain Status Quo | Afghanistan | AFG | 2022-01-02 | v8 | TRUE
https://raw.githubusercontent.com/mrc-ide/global-lmic-reports/master/AFG/projections.csv | 2021-02-01 | Rt | 0.94 | 1 | 1.01 | 1.01 | 1.03 | 1.07 | Surged Maintain Status Quo | Afghanistan | AFG | 2022-01-02 | v8 | TRUE
https://raw.githubusercontent.com/mrc-ide/global-lmic-reports/master/AFG/projections.csv | 2021-02-01 | Reff | 0.92 | 0.97 | 0.98 | 0.98 | 1 | 1.05 | Surged Maintain Status Quo | Afghanistan | AFG | 2022-01-02 | v8 | TRUE
https://raw.githubusercontent.com/mrc-ide/global-lmic-reports/master/AFG/projections.csv | 2021-02-01 | infections | 467.61 | 504.3 | 530.32 | 533.72 | 561.93 | 617.21 | Surged Optimistic | Afghanistan | AFG | 2022-01-02 | v8 | TRUE
https://raw.githubusercontent.com/mrc-ide/global-lmic-reports/master/AFG/projections.csv | 2021-02-01 | deaths | 2.52 | 2.7 | 2.84 | 2.85 | 3 | 3.2 | Surged Optimistic | Afghanistan | AFG | 2022-01-02 | v8 | TRUE
https://raw.githubusercontent.com/mrc-ide/global-lmic-reports/master/AFG/projections.csv | 2021-02-01 | hospital_demand | 77.37 | 81.9 | 86.87 | 87.01 | 91.44 | 98.17 | Surged Optimistic | Afghanistan | AFG | 2022-01-02 | v8 | TRUE
https://raw.githubusercontent.com/mrc-ide/global-lmic-reports/master/AFG/projections.csv | 2021-02-01 | ICU_demand | 37.91 | 40.58 | 42.59 | 42.69 | 45.05 | 48.01 | Surged Optimistic | Afghanistan | AFG | 2022-01-02 | v8 | TRUE
https://raw.githubusercontent.com/mrc-ide/global-lmic-reports/master/AFG/projections.csv | 2021-02-01 | hospital_incidence | 4.7 | 5.06 | 5.38 | 5.37 | 5.64 | 6.08 | Surged Optimistic | Afghanistan | AFG | 2022-01-02 | v8 | TRUE
https://raw.githubusercontent.com/mrc-ide/global-lmic-reports/master/AFG/projections.csv | 2021-02-01 | ICU_incidence | 1.34 | 1.45 | 1.54 | 1.53 | 1.61 | 1.74 | Surged Optimistic | Afghanistan | AFG | 2022-01-02 | v8 | TRUE
https://raw.githubusercontent.com/mrc-ide/global-lmic-reports/master/AFG/projections.csv | 2021-02-01 | prevalence | 3189.52 | 3439.99 | 3637.58 | 3630.36 | 3791.97 | 4120.24 | Surged Optimistic | Afghanistan | AFG | 2022-01-02 | v8 | TRUE
https://raw.githubusercontent.com/mrc-ide/global-lmic-reports/master/AFG/projections.csv | 2021-02-01 | cumulative_infections | 1008023.97 | 1052607.51 | 1081325.11 | 1080968.96 | 1109652.26 | 1161526.65 | Surged Optimistic | Afghanistan | AFG | 2022-01-02 | v8 | TRUE
https://raw.githubusercontent.com/mrc-ide/global-lmic-reports/master/AFG/projections.csv | 2021-02-01 | cumulative_deaths | 2156.42 | 2250.44 | 2313.23 | 2310.93 | 2373.93 | 2482.12 | Surged Optimistic | Afghanistan | AFG | 2022-01-02 | v8 | TRUE
https://raw.githubusercontent.com/mrc-ide/global-lmic-reports/master/AFG/projections.csv | 2021-02-01 | Rt | 0.94 | 1 | 1.01 | 1.01 | 1.03 | 1.07 | Surged Optimistic | Afghanistan | AFG | 2022-01-02 | v8 | TRUE
https://raw.githubusercontent.com/mrc-ide/global-lmic-reports/master/AFG/projections.csv | 2021-02-01 | Reff | 0.92 | 0.97 | 0.98 | 0.98 | 1 | 1.05 | Surged Optimistic | Afghanistan | AFG | 2022-01-02 | v8 | TRUE
https://raw.githubusercontent.com/mrc-ide/global-lmic-reports/master/AFG/projections.csv | 2021-02-01 | infections | 467.61 | 504.3 | 530.32 | 533.72 | 561.93 | 617.21 | Surged Pessimistic | Afghanistan | AFG | 2022-01-02 | v8 | TRUE
https://raw.githubusercontent.com/mrc-ide/global-lmic-reports/master/AFG/projections.csv | 2021-02-01 | deaths | 2.52 | 2.7 | 2.84 | 2.85 | 3 | 3.2 | Surged Pessimistic | Afghanistan | AFG | 2022-01-02 | v8 | TRUE
https://raw.githubusercontent.com/mrc-ide/global-lmic-reports/master/AFG/projections.csv | 2021-02-01 | hospital_demand | 77.37 | 81.9 | 86.87 | 87.01 | 91.44 | 98.17 | Surged Pessimistic | Afghanistan | AFG | 2022-01-02 | v8 | TRUE
https://raw.githubusercontent.com/mrc-ide/global-lmic-reports/master/AFG/projections.csv | 2021-02-01 | ICU_demand | 37.91 | 40.58 | 42.59 | 42.69 | 45.05 | 48.01 | Surged Pessimistic | Afghanistan | AFG | 2022-01-02 | v8 | TRUE
https://raw.githubusercontent.com/mrc-ide/global-lmic-reports/master/AFG/projections.csv | 2021-02-01 | hospital_incidence | 4.7 | 5.06 | 5.38 | 5.37 | 5.64 | 6.08 | Surged Pessimistic | Afghanistan | AFG | 2022-01-02 | v8 | TRUE
https://raw.githubusercontent.com/mrc-ide/global-lmic-reports/master/AFG/projections.csv | 2021-02-01 | ICU_incidence | 1.34 | 1.45 | 1.54 | 1.53 | 1.61 | 1.74 | Surged Pessimistic | Afghanistan | AFG | 2022-01-02 | v8 | TRUE
https://raw.githubusercontent.com/mrc-ide/global-lmic-reports/master/AFG/projections.csv | 2021-02-01 | prevalence | 3189.52 | 3439.99 | 3637.58 | 3630.36 | 3791.97 | 4120.24 | Surged Pessimistic | Afghanistan | AFG | 2022-01-02 | v8 | TRUE
https://raw.githubusercontent.com/mrc-ide/global-lmic-reports/master/AFG/projections.csv | 2021-02-01 | cumulative_infections | 1008023.97 | 1052607.51 | 1081325.11 | 1080968.96 | 1109652.26 | 1161526.65 | Surged Pessimistic | Afghanistan | AFG | 2022-01-02 | v8 | TRUE
https://raw.githubusercontent.com/mrc-ide/global-lmic-reports/master/AFG/projections.csv | 2021-02-01 | cumulative_deaths | 2156.42 | 2250.44 | 2313.23 | 2310.93 | 2373.93 | 2482.12 | Surged Pessimistic | Afghanistan | AFG | 2022-01-02 | v8 | TRUE
https://raw.githubusercontent.com/mrc-ide/global-lmic-reports/master/AFG/projections.csv | 2021-02-01 | Rt | 0.94 | 1 | 1.01 | 1.01 | 1.03 | 1.07 | Surged Pessimistic | Afghanistan | AFG | 2022-01-02 | v8 | TRUE
https://raw.githubusercontent.com/mrc-ide/global-lmic-reports/master/AFG/projections.csv | 2021-02-01 | Reff | 0.92 | 0.97 | 0.98 | 0.98 | 1 | 1.05 | Surged Pessimistic | Afghanistan | AFG | 2022-01-02 | v8 | TRUE
https://raw.githubusercontent.com/mrc-ide/global-lmic-reports/master/AFG/projections.csv | 2021-02-01 | infections | 467.61 | 504.3 | 530.32 | 533.72 | 561.93 | 617.21 | Surged Relax Interventions 50% | Afghanistan | AFG | 2022-01-02 | v8 | TRUE
https://raw.githubusercontent.com/mrc-ide/global-lmic-reports/master/AFG/projections.csv | 2021-02-01 | deaths | 2.52 | 2.7 | 2.84 | 2.85 | 3 | 3.2 | Surged Relax Interventions 50% | Afghanistan | AFG | 2022-01-02 | v8 | TRUE
https://raw.githubusercontent.com/mrc-ide/global-lmic-reports/master/AFG/projections.csv | 2021-02-01 | hospital_demand | 77.37 | 81.9 | 86.87 | 87.01 | 91.44 | 98.17 | Surged Relax Interventions 50% | Afghanistan | AFG | 2022-01-02 | v8 | TRUE
https://raw.githubusercontent.com/mrc-ide/global-lmic-reports/master/AFG/projections.csv | 2021-02-01 | ICU_demand | 37.91 | 40.58 | 42.59 | 42.69 | 45.05 | 48.01 | Surged Relax Interventions 50% | Afghanistan | AFG | 2022-01-02 | v8 | TRUE
https://raw.githubusercontent.com/mrc-ide/global-lmic-reports/master/AFG/projections.csv | 2021-02-01 | hospital_incidence | 4.7 | 5.06 | 5.38 | 5.37 | 5.64 | 6.08 | Surged Relax Interventions 50% | Afghanistan | AFG | 2022-01-02 | v8 | TRUE
https://raw.githubusercontent.com/mrc-ide/global-lmic-reports/master/AFG/projections.csv | 2021-02-01 | ICU_incidence | 1.34 | 1.45 | 1.54 | 1.53 | 1.61 | 1.74 | Surged Relax Interventions 50% | Afghanistan | AFG | 2022-01-02 | v8 | TRUE
https://raw.githubusercontent.com/mrc-ide/global-lmic-reports/master/AFG/projections.csv | 2021-02-01 | prevalence | 3189.52 | 3439.99 | 3637.58 | 3630.36 | 3791.97 | 4120.24 | Surged Relax Interventions 50% | Afghanistan | AFG | 2022-01-02 | v8 | TRUE
https://raw.githubusercontent.com/mrc-ide/global-lmic-reports/master/AFG/projections.csv | 2021-02-01 | cumulative_infections | 1008023.97 | 1052607.51 | 1081325.11 | 1080968.96 | 1109652.26 | 1161526.65 | Surged Relax Interventions 50% | Afghanistan | AFG | 2022-01-02 | v8 | TRUE
https://raw.githubusercontent.com/mrc-ide/global-lmic-reports/master/AFG/projections.csv | 2021-02-01 | cumulative_deaths | 2156.42 | 2250.44 | 2313.23 | 2310.93 | 2373.93 | 2482.12 | Surged Relax Interventions 50% | Afghanistan | AFG | 2022-01-02 | v8 | TRUE
https://raw.githubusercontent.com/mrc-ide/global-lmic-reports/master/AFG/projections.csv | 2021-02-01 | Rt | 0.94 | 1 | 1.01 | 1.01 | 1.03 | 1.07 | Surged Relax Interventions 50% | Afghanistan | AFG | 2022-01-02 | v8 | TRUE
https://raw.githubusercontent.com/mrc-ide/global-lmic-reports/master/AFG/projections.csv | 2021-02-01 | Reff | 0.92 | 0.97 | 0.98 | 0.98 | 1 | 1.05 | Surged Relax Interventions 50% | Afghanistan | AFG | 2022-01-02 | v8 | TRUE
https://raw.githubusercontent.com/mrc-ide/global-lmic-reports/master/AFG/projections.csv | 2021-02-02 | infections | 447.48 | 498.16 | 533.1 | 531.57 | 560.01 | 608.7 | Additional 50% Reduction | Afghanistan | AFG | 2022-01-02 | v8 | TRUE
https://raw.githubusercontent.com/mrc-ide/global-lmic-reports/master/AFG/projections.csv | 2021-02-02 | deaths | 2.4 | 2.65 | 2.72 | 2.73 | 2.84 | 3.09 | Additional 50% Reduction | Afghanistan | AFG | 2022-01-02 | v8 | TRUE
https://raw.githubusercontent.com/mrc-ide/global-lmic-reports/master/AFG/projections.csv | 2021-02-02 | hospital_demand | 73.45 | 81.03 | 83.2 | 83.48 | 86.01 | 94.49 | Additional 50% Reduction | Afghanistan | AFG | 2022-01-02 | v8 | TRUE
https://raw.githubusercontent.com/mrc-ide/global-lmic-reports/master/AFG/projections.csv | 2021-02-02 | ICU_demand | 36.22 | 39.96 | 41.06 | 41.1 | 42.7 | 46.11 | Additional 50% Reduction | Afghanistan | AFG | 2022-01-02 | v8 | TRUE
https://raw.githubusercontent.com/mrc-ide/global-lmic-reports/master/AFG/projections.csv | 2021-02-02 | hospital_incidence | 4.56 | 5.02 | 5.22 | 5.24 | 5.51 | 5.91 | Additional 50% Reduction | Afghanistan | AFG | 2022-01-02 | v8 | TRUE
https://raw.githubusercontent.com/mrc-ide/global-lmic-reports/master/AFG/projections.csv | 2021-02-02 | ICU_incidence | 1.3 | 1.44 | 1.49 | 1.5 | 1.58 | 1.69 | Additional 50% Reduction | Afghanistan | AFG | 2022-01-02 | v8 | TRUE
https://raw.githubusercontent.com/mrc-ide/global-lmic-reports/master/AFG/projections.csv | 2021-02-02 | prevalence | 3168.43 | 3448.83 | 3674.66 | 3678.51 | 3878.09 | 4125.75 | Additional 50% Reduction | Afghanistan | AFG | 2022-01-02 | v8 | TRUE
https://raw.githubusercontent.com/mrc-ide/global-lmic-reports/master/AFG/projections.csv | 2021-02-02 | cumulative_infections | 1017088.83 | 1055177.86 | 1089531.82 | 1092779.32 | 1107526.74 | 1208810.51 | Additional 50% Reduction | Afghanistan | AFG | 2022-01-02 | v8 | TRUE
https://raw.githubusercontent.com/mrc-ide/global-lmic-reports/master/AFG/projections.csv | 2021-02-02 | cumulative_deaths | 2175.03 | 2270.73 | 2344.9 | 2351.18 | 2387.7 | 2625.7 | Additional 50% Reduction | Afghanistan | AFG | 2022-01-02 | v8 | TRUE
https://raw.githubusercontent.com/mrc-ide/global-lmic-reports/master/AFG/projections.csv | 2021-02-02 | Rt | 0.96 | 0.98 | 1 | 1 | 1.02 | 1.08 | Additional 50% Reduction | Afghanistan | AFG | 2022-01-02 | v8 | TRUE
https://raw.githubusercontent.com/mrc-ide/global-lmic-reports/master/AFG/projections.csv | 2021-02-02 | Reff | 0.93 | 0.95 | 0.97 | 0.98 | 0.99 | 1.05 | Additional 50% Reduction | Afghanistan | AFG | 2022-01-02 | v8 | TRUE
https://raw.githubusercontent.com/mrc-ide/global-lmic-reports/master/AFG/projections.csv | 2021-02-02 | infections | 447.48 | 498.16 | 533.1 | 531.57 | 560.01 | 608.7 | Maintain Status Quo | Afghanistan | AFG | 2022-01-02 | v8 | TRUE
https://raw.githubusercontent.com/mrc-ide/global-lmic-reports/master/AFG/projections.csv | 2021-02-02 | deaths | 2.4 | 2.65 | 2.72 | 2.73 | 2.84 | 3.09 | Maintain Status Quo | Afghanistan | AFG | 2022-01-02 | v8 | TRUE
https://raw.githubusercontent.com/mrc-ide/global-lmic-reports/master/AFG/projections.csv | 2021-02-02 | hospital_demand | 73.45 | 81.03 | 83.2 | 83.48 | 86.01 | 94.49 | Maintain Status Quo | Afghanistan | AFG | 2022-01-02 | v8 | TRUE
https://raw.githubusercontent.com/mrc-ide/global-lmic-reports/master/AFG/projections.csv | 2021-02-02 | ICU_demand | 36.22 | 39.96 | 41.06 | 41.1 | 42.7 | 46.11 | Maintain Status Quo | Afghanistan | AFG | 2022-01-02 | v8 | TRUE
https://raw.githubusercontent.com/mrc-ide/global-lmic-reports/master/AFG/projections.csv | 2021-02-02 | hospital_incidence | 4.56 | 5.02 | 5.22 | 5.24 | 5.51 | 5.91 | Maintain Status Quo | Afghanistan | AFG | 2022-01-02 | v8 | TRUE
https://raw.githubusercontent.com/mrc-ide/global-lmic-reports/master/AFG/projections.csv | 2021-02-02 | ICU_incidence | 1.3 | 1.44 | 1.49 | 1.5 | 1.58 | 1.69 | Maintain Status Quo | Afghanistan | AFG | 2022-01-02 | v8 | TRUE
https://raw.githubusercontent.com/mrc-ide/global-lmic-reports/master/AFG/projections.csv | 2021-02-02 | prevalence | 3168.43 | 3448.83 | 3674.66 | 3678.51 | 3878.09 | 4125.75 | Maintain Status Quo | Afghanistan | AFG | 2022-01-02 | v8 | TRUE
https://raw.githubusercontent.com/mrc-ide/global-lmic-reports/master/AFG/projections.csv | 2021-02-02 | cumulative_infections | 1017088.83 | 1055177.86 | 1089531.82 | 1092779.32 | 1107526.74 | 1208810.51 | Maintain Status Quo | Afghanistan | AFG | 2022-01-02 | v8 | TRUE
https://raw.githubusercontent.com/mrc-ide/global-lmic-reports/master/AFG/projections.csv | 2021-02-02 | cumulative_deaths | 2175.03 | 2270.73 | 2344.9 | 2351.18 | 2387.7 | 2625.7 | Maintain Status Quo | Afghanistan | AFG | 2022-01-02 | v8 | TRUE
https://raw.githubusercontent.com/mrc-ide/global-lmic-reports/master/AFG/projections.csv | 2021-02-02 | Rt | 0.96 | 0.98 | 1 | 1 | 1.02 | 1.08 | Maintain Status Quo | Afghanistan | AFG | 2022-01-02 | v8 | TRUE
https://raw.githubusercontent.com/mrc-ide/global-lmic-reports/master/AFG/projections.csv | 2021-02-02 | Reff | 0.93 | 0.95 | 0.97 | 0.98 | 0.99 | 1.05 | Maintain Status Quo | Afghanistan | AFG | 2022-01-02 | v8 | TRUE
https://raw.githubusercontent.com/mrc-ide/global-lmic-reports/master/AFG/projections.csv | 2021-02-02 | infections | 447.48 | 498.16 | 533.1 | 531.57 | 560.01 | 608.7 | Optimistic | Afghanistan | AFG | 2022-01-02 | v8 | TRUE
https://raw.githubusercontent.com/mrc-ide/global-lmic-reports/master/AFG/projections.csv | 2021-02-02 | deaths | 2.4 | 2.65 | 2.72 | 2.73 | 2.84 | 3.09 | Optimistic | Afghanistan | AFG | 2022-01-02 | v8 | TRUE
https://raw.githubusercontent.com/mrc-ide/global-lmic-reports/master/AFG/projections.csv | 2021-02-02 | hospital_demand | 73.45 | 81.03 | 83.2 | 83.48 | 86.01 | 94.49 | Optimistic | Afghanistan | AFG | 2022-01-02 | v8 | TRUE
https://raw.githubusercontent.com/mrc-ide/global-lmic-reports/master/AFG/projections.csv | 2021-02-02 | ICU_demand | 36.22 | 39.96 | 41.06 | 41.1 | 42.7 | 46.11 | Optimistic | Afghanistan | AFG | 2022-01-02 | v8 | TRUE
https://raw.githubusercontent.com/mrc-ide/global-lmic-reports/master/AFG/projections.csv | 2021-02-02 | hospital_incidence | 4.56 | 5.02 | 5.22 | 5.24 | 5.51 | 5.91 | Optimistic | Afghanistan | AFG | 2022-01-02 | v8 | TRUE
https://raw.githubusercontent.com/mrc-ide/global-lmic-reports/master/AFG/projections.csv | 2021-02-02 | ICU_incidence | 1.3 | 1.44 | 1.49 | 1.5 | 1.58 | 1.69 | Optimistic | Afghanistan | AFG | 2022-01-02 | v8 | TRUE
https://raw.githubusercontent.com/mrc-ide/global-lmic-reports/master/AFG/projections.csv | 2021-02-02 | prevalence | 3168.43 | 3448.83 | 3674.66 | 3678.51 | 3878.09 | 4125.75 | Optimistic | Afghanistan | AFG | 2022-01-02 | v8 | TRUE
https://raw.githubusercontent.com/mrc-ide/global-lmic-reports/master/AFG/projections.csv | 2021-02-02 | cumulative_infections | 1017088.83 | 1055177.86 | 1089531.82 | 1092779.32 | 1107526.74 | 1208810.51 | Optimistic | Afghanistan | AFG | 2022-01-02 | v8 | TRUE
https://raw.githubusercontent.com/mrc-ide/global-lmic-reports/master/AFG/projections.csv | 2021-02-02 | cumulative_deaths | 2175.03 | 2270.73 | 2344.9 | 2351.18 | 2387.7 | 2625.7 | Optimistic | Afghanistan | AFG | 2022-01-02 | v8 | TRUE
https://raw.githubusercontent.com/mrc-ide/global-lmic-reports/master/AFG/projections.csv | 2021-02-02 | Rt | 0.96 | 0.98 | 1 | 1 | 1.02 | 1.08 | Optimistic | Afghanistan | AFG | 2022-01-02 | v8 | TRUE
https://raw.githubusercontent.com/mrc-ide/global-lmic-reports/master/AFG/projections.csv | 2021-02-02 | Reff | 0.93 | 0.95 | 0.97 | 0.98 | 0.99 | 1.05 | Optimistic | Afghanistan | AFG | 2022-01-02 | v8 | TRUE
https://raw.githubusercontent.com/mrc-ide/global-lmic-reports/master/AFG/projections.csv | 2021-02-02 | infections | 447.48 | 498.16 | 533.1 | 531.57 | 560.01 | 608.7 | Pessimistic | Afghanistan | AFG | 2022-01-02 | v8 | TRUE
https://raw.githubusercontent.com/mrc-ide/global-lmic-reports/master/AFG/projections.csv | 2021-02-02 | deaths | 2.4 | 2.65 | 2.72 | 2.73 | 2.84 | 3.09 | Pessimistic | Afghanistan | AFG | 2022-01-02 | v8 | TRUE
https://raw.githubusercontent.com/mrc-ide/global-lmic-reports/master/AFG/projections.csv | 2021-02-02 | hospital_demand | 73.45 | 81.03 | 83.2 | 83.48 | 86.01 | 94.49 | Pessimistic | Afghanistan | AFG | 2022-01-02 | v8 | TRUE
https://raw.githubusercontent.com/mrc-ide/global-lmic-reports/master/AFG/projections.csv | 2021-02-02 | ICU_demand | 36.22 | 39.96 | 41.06 | 41.1 | 42.7 | 46.11 | Pessimistic | Afghanistan | AFG | 2022-01-02 | v8 | TRUE
https://raw.githubusercontent.com/mrc-ide/global-lmic-reports/master/AFG/projections.csv | 2021-02-02 | hospital_incidence | 4.56 | 5.02 | 5.22 | 5.24 | 5.51 | 5.91 | Pessimistic | Afghanistan | AFG | 2022-01-02 | v8 | TRUE
https://raw.githubusercontent.com/mrc-ide/global-lmic-reports/master/AFG/projections.csv | 2021-02-02 | ICU_incidence | 1.3 | 1.44 | 1.49 | 1.5 | 1.58 | 1.69 | Pessimistic | Afghanistan | AFG | 2022-01-02 | v8 | TRUE
https://raw.githubusercontent.com/mrc-ide/global-lmic-reports/master/AFG/projections.csv | 2021-02-02 | prevalence | 3168.43 | 3448.83 | 3674.66 | 3678.51 | 3878.09 | 4125.75 | Pessimistic | Afghanistan | AFG | 2022-01-02 | v8 | TRUE
https://raw.githubusercontent.com/mrc-ide/global-lmic-reports/master/AFG/projections.csv | 2021-02-02 | cumulative_infections | 1017088.83 | 1055177.86 | 1089531.82 | 1092779.32 | 1107526.74 | 1208810.51 | Pessimistic | Afghanistan | AFG | 2022-01-02 | v8 | TRUE
https://raw.githubusercontent.com/mrc-ide/global-lmic-reports/master/AFG/projections.csv | 2021-02-02 | cumulative_deaths | 2175.03 | 2270.73 | 2344.9 | 2351.18 | 2387.7 | 2625.7 | Pessimistic | Afghanistan | AFG | 2022-01-02 | v8 | TRUE
https://raw.githubusercontent.com/mrc-ide/global-lmic-reports/master/AFG/projections.csv | 2021-02-02 | Rt | 0.96 | 0.98 | 1 | 1 | 1.02 | 1.08 | Pessimistic | Afghanistan | AFG | 2022-01-02 | v8 | TRUE
https://raw.githubusercontent.com/mrc-ide/global-lmic-reports/master/AFG/projections.csv | 2021-02-02 | Reff | 0.93 | 0.95 | 0.97 | 0.98 | 0.99 | 1.05 | Pessimistic | Afghanistan | AFG | 2022-01-02 | v8 | TRUE
https://raw.githubusercontent.com/mrc-ide/global-lmic-reports/master/AFG/projections.csv | 2021-02-02 | infections | 447.48 | 498.16 | 533.1 | 531.57 | 560.01 | 608.7 | Relax Interventions 50% | Afghanistan | AFG | 2022-01-02 | v8 | TRUE
https://raw.githubusercontent.com/mrc-ide/global-lmic-reports/master/AFG/projections.csv | 2021-02-02 | deaths | 2.4 | 2.65 | 2.72 | 2.73 | 2.84 | 3.09 | Relax Interventions 50% | Afghanistan | AFG | 2022-01-02 | v8 | TRUE
https://raw.githubusercontent.com/mrc-ide/global-lmic-reports/master/AFG/projections.csv | 2021-02-02 | hospital_demand | 73.45 | 81.03 | 83.2 | 83.48 | 86.01 | 94.49 | Relax Interventions 50% | Afghanistan | AFG | 2022-01-02 | v8 | TRUE
https://raw.githubusercontent.com/mrc-ide/global-lmic-reports/master/AFG/projections.csv | 2021-02-02 | ICU_demand | 36.22 | 39.96 | 41.06 | 41.1 | 42.7 | 46.11 | Relax Interventions 50% | Afghanistan | AFG | 2022-01-02 | v8 | TRUE
https://raw.githubusercontent.com/mrc-ide/global-lmic-reports/master/AFG/projections.csv | 2021-02-02 | hospital_incidence | 4.56 | 5.02 | 5.22 | 5.24 | 5.51 | 5.91 | Relax Interventions 50% | Afghanistan | AFG | 2022-01-02 | v8 | TRUE
https://raw.githubusercontent.com/mrc-ide/global-lmic-reports/master/AFG/projections.csv | 2021-02-02 | ICU_incidence | 1.3 | 1.44 | 1.49 | 1.5 | 1.58 | 1.69 | Relax Interventions 50% | Afghanistan | AFG | 2022-01-02 | v8 | TRUE
https://raw.githubusercontent.com/mrc-ide/global-lmic-reports/master/AFG/projections.csv | 2021-02-02 | prevalence | 3168.43 | 3448.83 | 3674.66 | 3678.51 | 3878.09 | 4125.75 | Relax Interventions 50% | Afghanistan | AFG | 2022-01-02 | v8 | TRUE
https://raw.githubusercontent.com/mrc-ide/global-lmic-reports/master/AFG/projections.csv | 2021-02-02 | cumulative_infections | 1017088.83 | 1055177.86 | 1089531.82 | 1092779.32 | 1107526.74 | 1208810.51 | Relax Interventions 50% | Afghanistan | AFG | 2022-01-02 | v8 | TRUE
https://raw.githubusercontent.com/mrc-ide/global-lmic-reports/master/AFG/projections.csv | 2021-02-02 | cumulative_deaths | 2175.03 | 2270.73 | 2344.9 | 2351.18 | 2387.7 | 2625.7 | Relax Interventions 50% | Afghanistan | AFG | 2022-01-02 | v8 | TRUE
https://raw.githubusercontent.com/mrc-ide/global-lmic-reports/master/AFG/projections.csv | 2021-02-02 | Rt | 0.96 | 0.98 | 1 | 1 | 1.02 | 1.08 | Relax Interventions 50% | Afghanistan | AFG | 2022-01-02 | v8 | TRUE
https://raw.githubusercontent.com/mrc-ide/global-lmic-reports/master/AFG/projections.csv | 2021-02-02 | Reff | 0.93 | 0.95 | 0.97 | 0.98 | 0.99 | 1.05 | Relax Interventions 50% | Afghanistan | AFG | 2022-01-02 | v8 | TRUE
https://raw.githubusercontent.com/mrc-ide/global-lmic-reports/master/AFG/projections.csv | 2021-02-02 | infections | 455.48 | 493.04 | 519.96 | 521.73 | 548.13 | 603.94 | Surged Additional 50% Reduction | Afghanistan | AFG | 2022-01-02 | v8 | TRUE
https://raw.githubusercontent.com/mrc-ide/global-lmic-reports/master/AFG/projections.csv | 2021-02-02 | deaths | 2.38 | 2.53 | 2.67 | 2.68 | 2.82 | 3.02 | Surged Additional 50% Reduction | Afghanistan | AFG | 2022-01-02 | v8 | TRUE
https://raw.githubusercontent.com/mrc-ide/global-lmic-reports/master/AFG/projections.csv | 2021-02-02 | hospital_demand | 72.69 | 77.17 | 81.6 | 81.93 | 86.03 | 92.56 | Surged Additional 50% Reduction | Afghanistan | AFG | 2022-01-02 | v8 | TRUE
https://raw.githubusercontent.com/mrc-ide/global-lmic-reports/master/AFG/projections.csv | 2021-02-02 | ICU_demand | 35.87 | 38.25 | 40.25 | 40.32 | 42.5 | 45.37 | Surged Additional 50% Reduction | Afghanistan | AFG | 2022-01-02 | v8 | TRUE
https://raw.githubusercontent.com/mrc-ide/global-lmic-reports/master/AFG/projections.csv | 2021-02-02 | hospital_incidence | 4.51 | 4.84 | 5.16 | 5.14 | 5.41 | 5.82 | Surged Additional 50% Reduction | Afghanistan | AFG | 2022-01-02 | v8 | TRUE
https://raw.githubusercontent.com/mrc-ide/global-lmic-reports/master/AFG/projections.csv | 2021-02-02 | ICU_incidence | 1.29 | 1.38 | 1.47 | 1.47 | 1.55 | 1.66 | Surged Additional 50% Reduction | Afghanistan | AFG | 2022-01-02 | v8 | TRUE
https://raw.githubusercontent.com/mrc-ide/global-lmic-reports/master/AFG/projections.csv | 2021-02-02 | prevalence | 3172.62 | 3416.15 | 3608.47 | 3613.33 | 3768.86 | 4112.75 | Surged Additional 50% Reduction | Afghanistan | AFG | 2022-01-02 | v8 | TRUE
https://raw.githubusercontent.com/mrc-ide/global-lmic-reports/master/AFG/projections.csv | 2021-02-02 | cumulative_infections | 1008532.82 | 1053125.89 | 1081822.01 | 1081490.69 | 1110129.45 | 1162078.51 | Surged Additional 50% Reduction | Afghanistan | AFG | 2022-01-02 | v8 | TRUE
https://raw.githubusercontent.com/mrc-ide/global-lmic-reports/master/AFG/projections.csv | 2021-02-02 | cumulative_deaths | 2158.88 | 2253.07 | 2315.75 | 2313.61 | 2376.59 | 2484.98 | Surged Additional 50% Reduction | Afghanistan | AFG | 2022-01-02 | v8 | TRUE
https://raw.githubusercontent.com/mrc-ide/global-lmic-reports/master/AFG/projections.csv | 2021-02-02 | Rt | 0.94 | 0.99 | 1 | 1 | 1.02 | 1.06 | Surged Additional 50% Reduction | Afghanistan | AFG | 2022-01-02 | v8 | TRUE
https://raw.githubusercontent.com/mrc-ide/global-lmic-reports/master/AFG/projections.csv | 2021-02-02 | Reff | 0.92 | 0.96 | 0.97 | 0.97 | 1 | 1.04 | Surged Additional 50% Reduction | Afghanistan | AFG | 2022-01-02 | v8 | TRUE
https://raw.githubusercontent.com/mrc-ide/global-lmic-reports/master/AFG/projections.csv | 2021-02-02 | infections | 455.48 | 493.04 | 519.96 | 521.73 | 548.13 | 603.94 | Surged Maintain Status Quo | Afghanistan | AFG | 2022-01-02 | v8 | TRUE
https://raw.githubusercontent.com/mrc-ide/global-lmic-reports/master/AFG/projections.csv | 2021-02-02 | deaths | 2.38 | 2.53 | 2.67 | 2.68 | 2.82 | 3.02 | Surged Maintain Status Quo | Afghanistan | AFG | 2022-01-02 | v8 | TRUE
https://raw.githubusercontent.com/mrc-ide/global-lmic-reports/master/AFG/projections.csv | 2021-02-02 | hospital_demand | 72.69 | 77.17 | 81.6 | 81.93 | 86.03 | 92.56 | Surged Maintain Status Quo | Afghanistan | AFG | 2022-01-02 | v8 | TRUE
https://raw.githubusercontent.com/mrc-ide/global-lmic-reports/master/AFG/projections.csv | 2021-02-02 | ICU_demand | 35.87 | 38.25 | 40.25 | 40.32 | 42.5 | 45.37 | Surged Maintain Status Quo | Afghanistan | AFG | 2022-01-02 | v8 | TRUE
https://raw.githubusercontent.com/mrc-ide/global-lmic-reports/master/AFG/projections.csv | 2021-02-02 | hospital_incidence | 4.51 | 4.84 | 5.16 | 5.14 | 5.41 | 5.82 | Surged Maintain Status Quo | Afghanistan | AFG | 2022-01-02 | v8 | TRUE
https://raw.githubusercontent.com/mrc-ide/global-lmic-reports/master/AFG/projections.csv | 2021-02-02 | ICU_incidence | 1.29 | 1.38 | 1.47 | 1.47 | 1.55 | 1.66 | Surged Maintain Status Quo | Afghanistan | AFG | 2022-01-02 | v8 | TRUE
https://raw.githubusercontent.com/mrc-ide/global-lmic-reports/master/AFG/projections.csv | 2021-02-02 | prevalence | 3172.62 | 3416.15 | 3608.47 | 3613.33 | 3768.86 | 4112.75 | Surged Maintain Status Quo | Afghanistan | AFG | 2022-01-02 | v8 | TRUE
https://raw.githubusercontent.com/mrc-ide/global-lmic-reports/master/AFG/projections.csv | 2021-02-02 | cumulative_infections | 1008532.82 | 1053125.89 | 1081822.01 | 1081490.69 | 1110129.45 | 1162078.51 | Surged Maintain Status Quo | Afghanistan | AFG | 2022-01-02 | v8 | TRUE
https://raw.githubusercontent.com/mrc-ide/global-lmic-reports/master/AFG/projections.csv | 2021-02-02 | cumulative_deaths | 2158.88 | 2253.07 | 2315.75 | 2313.61 | 2376.59 | 2484.98 | Surged Maintain Status Quo | Afghanistan | AFG | 2022-01-02 | v8 | TRUE
https://raw.githubusercontent.com/mrc-ide/global-lmic-reports/master/AFG/projections.csv | 2021-02-02 | Rt | 0.94 | 0.99 | 1 | 1 | 1.02 | 1.06 | Surged Maintain Status Quo | Afghanistan | AFG | 2022-01-02 | v8 | TRUE
https://raw.githubusercontent.com/mrc-ide/global-lmic-reports/master/AFG/projections.csv | 2021-02-02 | Reff | 0.92 | 0.96 | 0.97 | 0.97 | 1 | 1.04 | Surged Maintain Status Quo | Afghanistan | AFG | 2022-01-02 | v8 | TRUE
https://raw.githubusercontent.com/mrc-ide/global-lmic-reports/master/AFG/projections.csv | 2021-02-02 | infections | 455.48 | 493.04 | 519.96 | 521.73 | 548.13 | 603.94 | Surged Optimistic | Afghanistan | AFG | 2022-01-02 | v8 | TRUE
https://raw.githubusercontent.com/mrc-ide/global-lmic-reports/master/AFG/projections.csv | 2021-02-02 | deaths | 2.38 | 2.53 | 2.67 | 2.68 | 2.82 | 3.02 | Surged Optimistic | Afghanistan | AFG | 2022-01-02 | v8 | TRUE
https://raw.githubusercontent.com/mrc-ide/global-lmic-reports/master/AFG/projections.csv | 2021-02-02 | hospital_demand | 72.69 | 77.17 | 81.6 | 81.93 | 86.03 | 92.56 | Surged Optimistic | Afghanistan | AFG | 2022-01-02 | v8 | TRUE
https://raw.githubusercontent.com/mrc-ide/global-lmic-reports/master/AFG/projections.csv | 2021-02-02 | ICU_demand | 35.87 | 38.25 | 40.25 | 40.32 | 42.5 | 45.37 | Surged Optimistic | Afghanistan | AFG | 2022-01-02 | v8 | TRUE
https://raw.githubusercontent.com/mrc-ide/global-lmic-reports/master/AFG/projections.csv | 2021-02-02 | hospital_incidence | 4.51 | 4.84 | 5.16 | 5.14 | 5.41 | 5.82 | Surged Optimistic | Afghanistan | AFG | 2022-01-02 | v8 | TRUE
https://raw.githubusercontent.com/mrc-ide/global-lmic-reports/master/AFG/projections.csv | 2021-02-02 | ICU_incidence | 1.29 | 1.38 | 1.47 | 1.47 | 1.55 | 1.66 | Surged Optimistic | Afghanistan | AFG | 2022-01-02 | v8 | TRUE
https://raw.githubusercontent.com/mrc-ide/global-lmic-reports/master/AFG/projections.csv | 2021-02-02 | prevalence | 3172.62 | 3416.15 | 3608.47 | 3613.33 | 3768.86 | 4112.75 | Surged Optimistic | Afghanistan | AFG | 2022-01-02 | v8 | TRUE
https://raw.githubusercontent.com/mrc-ide/global-lmic-reports/master/AFG/projections.csv | 2021-02-02 | cumulative_infections | 1008532.82 | 1053125.89 | 1081822.01 | 1081490.69 | 1110129.45 | 1162078.51 | Surged Optimistic | Afghanistan | AFG | 2022-01-02 | v8 | TRUE
https://raw.githubusercontent.com/mrc-ide/global-lmic-reports/master/AFG/projections.csv | 2021-02-02 | cumulative_deaths | 2158.88 | 2253.07 | 2315.75 | 2313.61 | 2376.59 | 2484.98 | Surged Optimistic | Afghanistan | AFG | 2022-01-02 | v8 | TRUE
https://raw.githubusercontent.com/mrc-ide/global-lmic-reports/master/AFG/projections.csv | 2021-02-02 | Rt | 0.94 | 0.99 | 1 | 1 | 1.02 | 1.06 | Surged Optimistic | Afghanistan | AFG | 2022-01-02 | v8 | TRUE
https://raw.githubusercontent.com/mrc-ide/global-lmic-reports/master/AFG/projections.csv | 2021-02-02 | Reff | 0.92 | 0.96 | 0.97 | 0.97 | 1 | 1.04 | Surged Optimistic | Afghanistan | AFG | 2022-01-02 | v8 | TRUE
https://raw.githubusercontent.com/mrc-ide/global-lmic-reports/master/AFG/projections.csv | 2021-02-02 | infections | 455.48 | 493.04 | 519.96 | 521.73 | 548.13 | 603.94 | Surged Pessimistic | Afghanistan | AFG | 2022-01-02 | v8 | TRUE
https://raw.githubusercontent.com/mrc-ide/global-lmic-reports/master/AFG/projections.csv | 2021-02-02 | deaths | 2.38 | 2.53 | 2.67 | 2.68 | 2.82 | 3.02 | Surged Pessimistic | Afghanistan | AFG | 2022-01-02 | v8 | TRUE
https://raw.githubusercontent.com/mrc-ide/global-lmic-reports/master/AFG/projections.csv | 2021-02-02 | hospital_demand | 72.69 | 77.17 | 81.6 | 81.93 | 86.03 | 92.56 | Surged Pessimistic | Afghanistan | AFG | 2022-01-02 | v8 | TRUE
https://raw.githubusercontent.com/mrc-ide/global-lmic-reports/master/AFG/projections.csv | 2021-02-02 | ICU_demand | 35.87 | 38.25 | 40.25 | 40.32 | 42.5 | 45.37 | Surged Pessimistic | Afghanistan | AFG | 2022-01-02 | v8 | TRUE
https://raw.githubusercontent.com/mrc-ide/global-lmic-reports/master/AFG/projections.csv | 2021-02-02 | hospital_incidence | 4.51 | 4.84 | 5.16 | 5.14 | 5.41 | 5.82 | Surged Pessimistic | Afghanistan | AFG | 2022-01-02 | v8 | TRUE
https://raw.githubusercontent.com/mrc-ide/global-lmic-reports/master/AFG/projections.csv | 2021-02-02 | ICU_incidence | 1.29 | 1.38 | 1.47 | 1.47 | 1.55 | 1.66 | Surged Pessimistic | Afghanistan | AFG | 2022-01-02 | v8 | TRUE
https://raw.githubusercontent.com/mrc-ide/global-lmic-reports/master/AFG/projections.csv | 2021-02-02 | prevalence | 3172.62 | 3416.15 | 3608.47 | 3613.33 | 3768.86 | 4112.75 | Surged Pessimistic | Afghanistan | AFG | 2022-01-02 | v8 | TRUE
https://raw.githubusercontent.com/mrc-ide/global-lmic-reports/master/AFG/projections.csv | 2021-02-02 | cumulative_infections | 1008532.82 | 1053125.89 | 1081822.01 | 1081490.69 | 1110129.45 | 1162078.51 | Surged Pessimistic | Afghanistan | AFG | 2022-01-02 | v8 | TRUE
https://raw.githubusercontent.com/mrc-ide/global-lmic-reports/master/AFG/projections.csv | 2021-02-02 | cumulative_deaths | 2158.88 | 2253.07 | 2315.75 | 2313.61 | 2376.59 | 2484.98 | Surged Pessimistic | Afghanistan | AFG | 2022-01-02 | v8 | TRUE
https://raw.githubusercontent.com/mrc-ide/global-lmic-reports/master/AFG/projections.csv | 2021-02-02 | Rt | 0.94 | 0.99 | 1 | 1 | 1.02 | 1.06 | Surged Pessimistic | Afghanistan | AFG | 2022-01-02 | v8 | TRUE
https://raw.githubusercontent.com/mrc-ide/global-lmic-reports/master/AFG/projections.csv | 2021-02-02 | Reff | 0.92 | 0.96 | 0.97 | 0.97 | 1 | 1.04 | Surged Pessimistic | Afghanistan | AFG | 2022-01-02 | v8 | TRUE
https://raw.githubusercontent.com/mrc-ide/global-lmic-reports/master/AFG/projections.csv | 2021-02-02 | infections | 455.48 | 493.04 | 519.96 | 521.73 | 548.13 | 603.94 | Surged Relax Interventions 50% | Afghanistan | AFG | 2022-01-02 | v8 | TRUE
https://raw.githubusercontent.com/mrc-ide/global-lmic-reports/master/AFG/projections.csv | 2021-02-02 | deaths | 2.38 | 2.53 | 2.67 | 2.68 | 2.82 | 3.02 | Surged Relax Interventions 50% | Afghanistan | AFG | 2022-01-02 | v8 | TRUE
https://raw.githubusercontent.com/mrc-ide/global-lmic-reports/master/AFG/projections.csv | 2021-02-02 | hospital_demand | 72.69 | 77.17 | 81.6 | 81.93 | 86.03 | 92.56 | Surged Relax Interventions 50% | Afghanistan | AFG | 2022-01-02 | v8 | TRUE
https://raw.githubusercontent.com/mrc-ide/global-lmic-reports/master/AFG/projections.csv | 2021-02-02 | ICU_demand | 35.87 | 38.25 | 40.25 | 40.32 | 42.5 | 45.37 | Surged Relax Interventions 50% | Afghanistan | AFG | 2022-01-02 | v8 | TRUE
https://raw.githubusercontent.com/mrc-ide/global-lmic-reports/master/AFG/projections.csv | 2021-02-02 | hospital_incidence | 4.51 | 4.84 | 5.16 | 5.14 | 5.41 | 5.82 | Surged Relax Interventions 50% | Afghanistan | AFG | 2022-01-02 | v8 | TRUE
https://raw.githubusercontent.com/mrc-ide/global-lmic-reports/master/AFG/projections.csv | 2021-02-02 | ICU_incidence | 1.29 | 1.38 | 1.47 | 1.47 | 1.55 | 1.66 | Surged Relax Interventions 50% | Afghanistan | AFG | 2022-01-02 | v8 | TRUE
https://raw.githubusercontent.com/mrc-ide/global-lmic-reports/master/AFG/projections.csv | 2021-02-02 | prevalence | 3172.62 | 3416.15 | 3608.47 | 3613.33 | 3768.86 | 4112.75 | Surged Relax Interventions 50% | Afghanistan | AFG | 2022-01-02 | v8 | TRUE
https://raw.githubusercontent.com/mrc-ide/global-lmic-reports/master/AFG/projections.csv | 2021-02-02 | cumulative_infections | 1008532.82 | 1053125.89 | 1081822.01 | 1081490.69 | 1110129.45 | 1162078.51 | Surged Relax Interventions 50% | Afghanistan | AFG | 2022-01-02 | v8 | TRUE
https://raw.githubusercontent.com/mrc-ide/global-lmic-reports/master/AFG/projections.csv | 2021-02-02 | cumulative_deaths | 2158.88 | 2253.07 | 2315.75 | 2313.61 | 2376.59 | 2484.98 | Surged Relax Interventions 50% | Afghanistan | AFG | 2022-01-02 | v8 | TRUE
https://raw.githubusercontent.com/mrc-ide/global-lmic-reports/master/AFG/projections.csv | 2021-02-02 | Rt | 0.94 | 0.99 | 1 | 1 | 1.02 | 1.06 | Surged Relax Interventions 50% | Afghanistan | AFG | 2022-01-02 | v8 | TRUE
https://raw.githubusercontent.com/mrc-ide/global-lmic-reports/master/AFG/projections.csv | 2021-02-02 | Reff | 0.92 | 0.96 | 0.97 | 0.97 | 1 | 1.04 | Surged Relax Interventions 50% | Afghanistan | AFG | 2022-01-02 | v8 | TRUE
https://raw.githubusercontent.com/mrc-ide/global-lmic-reports/master/AFG/projections.csv | 2021-02-03 | infections | 436.77 | 490.51 | 520.94 | 520.81 | 548.81 | 599.38 | Additional 50% Reduction | Afghanistan | AFG | 2022-01-02 | v8 | TRUE
https://raw.githubusercontent.com/mrc-ide/global-lmic-reports/master/AFG/projections.csv | 2021-02-03 | deaths | 2.26 | 2.5 | 2.56 | 2.57 | 2.67 | 2.89 | Additional 50% Reduction | Afghanistan | AFG | 2022-01-02 | v8 | TRUE
https://raw.githubusercontent.com/mrc-ide/global-lmic-reports/master/AFG/projections.csv | 2021-02-03 | hospital_demand | 69.26 | 76.15 | 78.68 | 78.72 | 81.24 | 88.93 | Additional 50% Reduction | Afghanistan | AFG | 2022-01-02 | v8 | TRUE
https://raw.githubusercontent.com/mrc-ide/global-lmic-reports/master/AFG/projections.csv | 2021-02-03 | ICU_demand | 34.23 | 37.78 | 38.82 | 38.85 | 40.31 | 43.44 | Additional 50% Reduction | Afghanistan | AFG | 2022-01-02 | v8 | TRUE
https://raw.githubusercontent.com/mrc-ide/global-lmic-reports/master/AFG/projections.csv | 2021-02-03 | hospital_incidence | 4.4 | 4.86 | 5.04 | 5.06 | 5.33 | 5.71 | Additional 50% Reduction | Afghanistan | AFG | 2022-01-02 | v8 | TRUE
https://raw.githubusercontent.com/mrc-ide/global-lmic-reports/master/AFG/projections.csv | 2021-02-03 | ICU_incidence | 1.26 | 1.39 | 1.44 | 1.45 | 1.52 | 1.63 | Additional 50% Reduction | Afghanistan | AFG | 2022-01-02 | v8 | TRUE
https://raw.githubusercontent.com/mrc-ide/global-lmic-reports/master/AFG/projections.csv | 2021-02-03 | prevalence | 3135.91 | 3414.12 | 3674.16 | 3658.6 | 3852.57 | 4109.64 | Additional 50% Reduction | Afghanistan | AFG | 2022-01-02 | v8 | TRUE
https://raw.githubusercontent.com/mrc-ide/global-lmic-reports/master/AFG/projections.csv | 2021-02-03 | cumulative_infections | 1017592.11 | 1055648.6 | 1090005.17 | 1093300.13 | 1108072.46 | 1209337.91 | Additional 50% Reduction | Afghanistan | AFG | 2022-01-02 | v8 | TRUE
https://raw.githubusercontent.com/mrc-ide/global-lmic-reports/master/AFG/projections.csv | 2021-02-03 | cumulative_deaths | 2177.57 | 2273.16 | 2347.56 | 2353.75 | 2390.12 | 2628.39 | Additional 50% Reduction | Afghanistan | AFG | 2022-01-02 | v8 | TRUE
https://raw.githubusercontent.com/mrc-ide/global-lmic-reports/master/AFG/projections.csv | 2021-02-03 | Rt | 0.94 | 0.96 | 0.98 | 0.98 | 1 | 1.05 | Additional 50% Reduction | Afghanistan | AFG | 2022-01-02 | v8 | TRUE
https://raw.githubusercontent.com/mrc-ide/global-lmic-reports/master/AFG/projections.csv | 2021-02-03 | Reff | 0.92 | 0.94 | 0.95 | 0.96 | 0.97 | 1.02 | Additional 50% Reduction | Afghanistan | AFG | 2022-01-02 | v8 | TRUE
https://raw.githubusercontent.com/mrc-ide/global-lmic-reports/master/AFG/projections.csv | 2021-02-03 | infections | 436.77 | 490.51 | 520.94 | 520.81 | 548.81 | 599.38 | Maintain Status Quo | Afghanistan | AFG | 2022-01-02 | v8 | TRUE
https://raw.githubusercontent.com/mrc-ide/global-lmic-reports/master/AFG/projections.csv | 2021-02-03 | deaths | 2.26 | 2.5 | 2.56 | 2.57 | 2.67 | 2.89 | Maintain Status Quo | Afghanistan | AFG | 2022-01-02 | v8 | TRUE
https://raw.githubusercontent.com/mrc-ide/global-lmic-reports/master/AFG/projections.csv | 2021-02-03 | hospital_demand | 69.26 | 76.15 | 78.68 | 78.72 | 81.24 | 88.93 | Maintain Status Quo | Afghanistan | AFG | 2022-01-02 | v8 | TRUE
https://raw.githubusercontent.com/mrc-ide/global-lmic-reports/master/AFG/projections.csv | 2021-02-03 | ICU_demand | 34.23 | 37.78 | 38.82 | 38.85 | 40.31 | 43.44 | Maintain Status Quo | Afghanistan | AFG | 2022-01-02 | v8 | TRUE
https://raw.githubusercontent.com/mrc-ide/global-lmic-reports/master/AFG/projections.csv | 2021-02-03 | hospital_incidence | 4.4 | 4.86 | 5.04 | 5.06 | 5.33 | 5.71 | Maintain Status Quo | Afghanistan | AFG | 2022-01-02 | v8 | TRUE
https://raw.githubusercontent.com/mrc-ide/global-lmic-reports/master/AFG/projections.csv | 2021-02-03 | ICU_incidence | 1.26 | 1.39 | 1.44 | 1.45 | 1.52 | 1.63 | Maintain Status Quo | Afghanistan | AFG | 2022-01-02 | v8 | TRUE
https://raw.githubusercontent.com/mrc-ide/global-lmic-reports/master/AFG/projections.csv | 2021-02-03 | prevalence | 3135.91 | 3414.12 | 3674.16 | 3658.6 | 3852.57 | 4109.64 | Maintain Status Quo | Afghanistan | AFG | 2022-01-02 | v8 | TRUE
https://raw.githubusercontent.com/mrc-ide/global-lmic-reports/master/AFG/projections.csv | 2021-02-03 | cumulative_infections | 1017592.11 | 1055648.6 | 1090005.17 | 1093300.13 | 1108072.46 | 1209337.91 | Maintain Status Quo | Afghanistan | AFG | 2022-01-02 | v8 | TRUE
https://raw.githubusercontent.com/mrc-ide/global-lmic-reports/master/AFG/projections.csv | 2021-02-03 | cumulative_deaths | 2177.57 | 2273.16 | 2347.56 | 2353.75 | 2390.12 | 2628.39 | Maintain Status Quo | Afghanistan | AFG | 2022-01-02 | v8 | TRUE
https://raw.githubusercontent.com/mrc-ide/global-lmic-reports/master/AFG/projections.csv | 2021-02-03 | Rt | 0.94 | 0.96 | 0.98 | 0.98 | 1 | 1.05 | Maintain Status Quo | Afghanistan | AFG | 2022-01-02 | v8 | TRUE
https://raw.githubusercontent.com/mrc-ide/global-lmic-reports/master/AFG/projections.csv | 2021-02-03 | Reff | 0.92 | 0.94 | 0.95 | 0.96 | 0.97 | 1.02 | Maintain Status Quo | Afghanistan | AFG | 2022-01-02 | v8 | TRUE
https://raw.githubusercontent.com/mrc-ide/global-lmic-reports/master/AFG/projections.csv | 2021-02-03 | infections | 436.77 | 490.51 | 520.94 | 520.81 | 548.81 | 599.38 | Optimistic | Afghanistan | AFG | 2022-01-02 | v8 | TRUE
https://raw.githubusercontent.com/mrc-ide/global-lmic-reports/master/AFG/projections.csv | 2021-02-03 | deaths | 2.26 | 2.5 | 2.56 | 2.57 | 2.67 | 2.89 | Optimistic | Afghanistan | AFG | 2022-01-02 | v8 | TRUE
https://raw.githubusercontent.com/mrc-ide/global-lmic-reports/master/AFG/projections.csv | 2021-02-03 | hospital_demand | 69.26 | 76.15 | 78.68 | 78.72 | 81.24 | 88.93 | Optimistic | Afghanistan | AFG | 2022-01-02 | v8 | TRUE
https://raw.githubusercontent.com/mrc-ide/global-lmic-reports/master/AFG/projections.csv | 2021-02-03 | ICU_demand | 34.23 | 37.78 | 38.82 | 38.85 | 40.31 | 43.44 | Optimistic | Afghanistan | AFG | 2022-01-02 | v8 | TRUE
https://raw.githubusercontent.com/mrc-ide/global-lmic-reports/master/AFG/projections.csv | 2021-02-03 | hospital_incidence | 4.4 | 4.86 | 5.04 | 5.06 | 5.33 | 5.71 | Optimistic | Afghanistan | AFG | 2022-01-02 | v8 | TRUE
https://raw.githubusercontent.com/mrc-ide/global-lmic-reports/master/AFG/projections.csv | 2021-02-03 | ICU_incidence | 1.26 | 1.39 | 1.44 | 1.45 | 1.52 | 1.63 | Optimistic | Afghanistan | AFG | 2022-01-02 | v8 | TRUE
https://raw.githubusercontent.com/mrc-ide/global-lmic-reports/master/AFG/projections.csv | 2021-02-03 | prevalence | 3135.91 | 3414.12 | 3674.16 | 3658.6 | 3852.57 | 4109.64 | Optimistic | Afghanistan | AFG | 2022-01-02 | v8 | TRUE
https://raw.githubusercontent.com/mrc-ide/global-lmic-reports/master/AFG/projections.csv | 2021-02-03 | cumulative_infections | 1017592.11 | 1055648.6 | 1090005.17 | 1093300.13 | 1108072.46 | 1209337.91 | Optimistic | Afghanistan | AFG | 2022-01-02 | v8 | TRUE
https://raw.githubusercontent.com/mrc-ide/global-lmic-reports/master/AFG/projections.csv | 2021-02-03 | cumulative_deaths | 2177.57 | 2273.16 | 2347.56 | 2353.75 | 2390.12 | 2628.39 | Optimistic | Afghanistan | AFG | 2022-01-02 | v8 | TRUE
https://raw.githubusercontent.com/mrc-ide/global-lmic-reports/master/AFG/projections.csv | 2021-02-03 | Rt | 0.94 | 0.96 | 0.98 | 0.98 | 1 | 1.05 | Optimistic | Afghanistan | AFG | 2022-01-02 | v8 | TRUE
https://raw.githubusercontent.com/mrc-ide/global-lmic-reports/master/AFG/projections.csv | 2021-02-03 | Reff | 0.92 | 0.94 | 0.95 | 0.96 | 0.97 | 1.02 | Optimistic | Afghanistan | AFG | 2022-01-02 | v8 | TRUE
https://raw.githubusercontent.com/mrc-ide/global-lmic-reports/master/AFG/projections.csv | 2021-02-03 | infections | 436.77 | 490.51 | 520.94 | 520.81 | 548.81 | 599.38 | Pessimistic | Afghanistan | AFG | 2022-01-02 | v8 | TRUE
https://raw.githubusercontent.com/mrc-ide/global-lmic-reports/master/AFG/projections.csv | 2021-02-03 | deaths | 2.26 | 2.5 | 2.56 | 2.57 | 2.67 | 2.89 | Pessimistic | Afghanistan | AFG | 2022-01-02 | v8 | TRUE
https://raw.githubusercontent.com/mrc-ide/global-lmic-reports/master/AFG/projections.csv | 2021-02-03 | hospital_demand | 69.26 | 76.15 | 78.68 | 78.72 | 81.24 | 88.93 | Pessimistic | Afghanistan | AFG | 2022-01-02 | v8 | TRUE
https://raw.githubusercontent.com/mrc-ide/global-lmic-reports/master/AFG/projections.csv | 2021-02-03 | ICU_demand | 34.23 | 37.78 | 38.82 | 38.85 | 40.31 | 43.44 | Pessimistic | Afghanistan | AFG | 2022-01-02 | v8 | TRUE
https://raw.githubusercontent.com/mrc-ide/global-lmic-reports/master/AFG/projections.csv | 2021-02-03 | hospital_incidence | 4.4 | 4.86 | 5.04 | 5.06 | 5.33 | 5.71 | Pessimistic | Afghanistan | AFG | 2022-01-02 | v8 | TRUE
https://raw.githubusercontent.com/mrc-ide/global-lmic-reports/master/AFG/projections.csv | 2021-02-03 | ICU_incidence | 1.26 | 1.39 | 1.44 | 1.45 | 1.52 | 1.63 | Pessimistic | Afghanistan | AFG | 2022-01-02 | v8 | TRUE
https://raw.githubusercontent.com/mrc-ide/global-lmic-reports/master/AFG/projections.csv | 2021-02-03 | prevalence | 3135.91 | 3414.12 | 3674.16 | 3658.6 | 3852.57 | 4109.64 | Pessimistic | Afghanistan | AFG | 2022-01-02 | v8 | TRUE
https://raw.githubusercontent.com/mrc-ide/global-lmic-reports/master/AFG/projections.csv | 2021-02-03 | cumulative_infections | 1017592.11 | 1055648.6 | 1090005.17 | 1093300.13 | 1108072.46 | 1209337.91 | Pessimistic | Afghanistan | AFG | 2022-01-02 | v8 | TRUE
https://raw.githubusercontent.com/mrc-ide/global-lmic-reports/master/AFG/projections.csv | 2021-02-03 | cumulative_deaths | 2177.57 | 2273.16 | 2347.56 | 2353.75 | 2390.12 | 2628.39 | Pessimistic | Afghanistan | AFG | 2022-01-02 | v8 | TRUE
https://raw.githubusercontent.com/mrc-ide/global-lmic-reports/master/AFG/projections.csv | 2021-02-03 | Rt | 0.94 | 0.96 | 0.98 | 0.98 | 1 | 1.05 | Pessimistic | Afghanistan | AFG | 2022-01-02 | v8 | TRUE
https://raw.githubusercontent.com/mrc-ide/global-lmic-reports/master/AFG/projections.csv | 2021-02-03 | Reff | 0.92 | 0.94 | 0.95 | 0.96 | 0.97 | 1.02 | Pessimistic | Afghanistan | AFG | 2022-01-02 | v8 | TRUE
https://raw.githubusercontent.com/mrc-ide/global-lmic-reports/master/AFG/projections.csv | 2021-02-03 | infections | 436.77 | 490.51 | 520.94 | 520.81 | 548.81 | 599.38 | Relax Interventions 50% | Afghanistan | AFG | 2022-01-02 | v8 | TRUE
https://raw.githubusercontent.com/mrc-ide/global-lmic-reports/master/AFG/projections.csv | 2021-02-03 | deaths | 2.26 | 2.5 | 2.56 | 2.57 | 2.67 | 2.89 | Relax Interventions 50% | Afghanistan | AFG | 2022-01-02 | v8 | TRUE
https://raw.githubusercontent.com/mrc-ide/global-lmic-reports/master/AFG/projections.csv | 2021-02-03 | hospital_demand | 69.26 | 76.15 | 78.68 | 78.72 | 81.24 | 88.93 | Relax Interventions 50% | Afghanistan | AFG | 2022-01-02 | v8 | TRUE
https://raw.githubusercontent.com/mrc-ide/global-lmic-reports/master/AFG/projections.csv | 2021-02-03 | ICU_demand | 34.23 | 37.78 | 38.82 | 38.85 | 40.31 | 43.44 | Relax Interventions 50% | Afghanistan | AFG | 2022-01-02 | v8 | TRUE
https://raw.githubusercontent.com/mrc-ide/global-lmic-reports/master/AFG/projections.csv | 2021-02-03 | hospital_incidence | 4.4 | 4.86 | 5.04 | 5.06 | 5.33 | 5.71 | Relax Interventions 50% | Afghanistan | AFG | 2022-01-02 | v8 | TRUE
https://raw.githubusercontent.com/mrc-ide/global-lmic-reports/master/AFG/projections.csv | 2021-02-03 | ICU_incidence | 1.26 | 1.39 | 1.44 | 1.45 | 1.52 | 1.63 | Relax Interventions 50% | Afghanistan | AFG | 2022-01-02 | v8 | TRUE
https://raw.githubusercontent.com/mrc-ide/global-lmic-reports/master/AFG/projections.csv | 2021-02-03 | prevalence | 3135.91 | 3414.12 | 3674.16 | 3658.6 | 3852.57 | 4109.64 | Relax Interventions 50% | Afghanistan | AFG | 2022-01-02 | v8 | TRUE
https://raw.githubusercontent.com/mrc-ide/global-lmic-reports/master/AFG/projections.csv | 2021-02-03 | cumulative_infections | 1017592.11 | 1055648.6 | 1090005.17 | 1093300.13 | 1108072.46 | 1209337.91 | Relax Interventions 50% | Afghanistan | AFG | 2022-01-02 | v8 | TRUE
https://raw.githubusercontent.com/mrc-ide/global-lmic-reports/master/AFG/projections.csv | 2021-02-03 | cumulative_deaths | 2177.57 | 2273.16 | 2347.56 | 2353.75 | 2390.12 | 2628.39 | Relax Interventions 50% | Afghanistan | AFG | 2022-01-02 | v8 | TRUE
https://raw.githubusercontent.com/mrc-ide/global-lmic-reports/master/AFG/projections.csv | 2021-02-03 | Rt | 0.94 | 0.96 | 0.98 | 0.98 | 1 | 1.05 | Relax Interventions 50% | Afghanistan | AFG | 2022-01-02 | v8 | TRUE
https://raw.githubusercontent.com/mrc-ide/global-lmic-reports/master/AFG/projections.csv | 2021-02-03 | Reff | 0.92 | 0.94 | 0.95 | 0.96 | 0.97 | 1.02 | Relax Interventions 50% | Afghanistan | AFG | 2022-01-02 | v8 | TRUE
https://raw.githubusercontent.com/mrc-ide/global-lmic-reports/master/AFG/projections.csv | 2021-02-03 | infections | 446.44 | 483.73 | 511.26 | 511.3 | 536.22 | 591.91 | Surged Additional 50% Reduction | Afghanistan | AFG | 2022-01-02 | v8 | TRUE
https://raw.githubusercontent.com/mrc-ide/global-lmic-reports/master/AFG/projections.csv | 2021-02-03 | deaths | 2.24 | 2.38 | 2.52 | 2.52 | 2.65 | 2.84 | Surged Additional 50% Reduction | Afghanistan | AFG | 2022-01-02 | v8 | TRUE
https://raw.githubusercontent.com/mrc-ide/global-lmic-reports/master/AFG/projections.csv | 2021-02-03 | hospital_demand | 68.39 | 72.89 | 76.77 | 77.27 | 80.93 | 87.41 | Surged Additional 50% Reduction | Afghanistan | AFG | 2022-01-02 | v8 | TRUE
https://raw.githubusercontent.com/mrc-ide/global-lmic-reports/master/AFG/projections.csv | 2021-02-03 | ICU_demand | 33.96 | 36.07 | 38.07 | 38.12 | 40.12 | 42.9 | Surged Additional 50% Reduction | Afghanistan | AFG | 2022-01-02 | v8 | TRUE
https://raw.githubusercontent.com/mrc-ide/global-lmic-reports/master/AFG/projections.csv | 2021-02-03 | hospital_incidence | 4.37 | 4.69 | 5 | 4.97 | 5.22 | 5.63 | Surged Additional 50% Reduction | Afghanistan | AFG | 2022-01-02 | v8 | TRUE
https://raw.githubusercontent.com/mrc-ide/global-lmic-reports/master/AFG/projections.csv | 2021-02-03 | ICU_incidence | 1.25 | 1.34 | 1.43 | 1.42 | 1.49 | 1.61 | Surged Additional 50% Reduction | Afghanistan | AFG | 2022-01-02 | v8 | TRUE
https://raw.githubusercontent.com/mrc-ide/global-lmic-reports/master/AFG/projections.csv | 2021-02-03 | prevalence | 3152.41 | 3390.52 | 3587.71 | 3593.45 | 3741.95 | 4100.58 | Surged Additional 50% Reduction | Afghanistan | AFG | 2022-01-02 | v8 | TRUE
https://raw.githubusercontent.com/mrc-ide/global-lmic-reports/master/AFG/projections.csv | 2021-02-03 | cumulative_infections | 1009034.73 | 1053634.86 | 1082308.36 | 1082001.99 | 1110625.44 | 1162615.79 | Surged Additional 50% Reduction | Afghanistan | AFG | 2022-01-02 | v8 | TRUE
https://raw.githubusercontent.com/mrc-ide/global-lmic-reports/master/AFG/projections.csv | 2021-02-03 | cumulative_deaths | 2161.2 | 2255.56 | 2318.14 | 2316.13 | 2379.09 | 2487.68 | Surged Additional 50% Reduction | Afghanistan | AFG | 2022-01-02 | v8 | TRUE
https://raw.githubusercontent.com/mrc-ide/global-lmic-reports/master/AFG/projections.csv | 2021-02-03 | Rt | 0.93 | 0.97 | 0.98 | 0.98 | 1 | 1.04 | Surged Additional 50% Reduction | Afghanistan | AFG | 2022-01-02 | v8 | TRUE
https://raw.githubusercontent.com/mrc-ide/global-lmic-reports/master/AFG/projections.csv | 2021-02-03 | Reff | 0.9 | 0.95 | 0.96 | 0.96 | 0.97 | 1.02 | Surged Additional 50% Reduction | Afghanistan | AFG | 2022-01-02 | v8 | TRUE
https://raw.githubusercontent.com/mrc-ide/global-lmic-reports/master/AFG/projections.csv | 2021-02-03 | infections | 446.44 | 483.73 | 511.26 | 511.3 | 536.22 | 591.91 | Surged Maintain Status Quo | Afghanistan | AFG | 2022-01-02 | v8 | TRUE
https://raw.githubusercontent.com/mrc-ide/global-lmic-reports/master/AFG/projections.csv | 2021-02-03 | deaths | 2.24 | 2.38 | 2.52 | 2.52 | 2.65 | 2.84 | Surged Maintain Status Quo | Afghanistan | AFG | 2022-01-02 | v8 | TRUE
https://raw.githubusercontent.com/mrc-ide/global-lmic-reports/master/AFG/projections.csv | 2021-02-03 | hospital_demand | 68.39 | 72.89 | 76.77 | 77.27 | 80.93 | 87.41 | Surged Maintain Status Quo | Afghanistan | AFG | 2022-01-02 | v8 | TRUE
https://raw.githubusercontent.com/mrc-ide/global-lmic-reports/master/AFG/projections.csv | 2021-02-03 | ICU_demand | 33.96 | 36.07 | 38.07 | 38.12 | 40.12 | 42.9 | Surged Maintain Status Quo | Afghanistan | AFG | 2022-01-02 | v8 | TRUE
https://raw.githubusercontent.com/mrc-ide/global-lmic-reports/master/AFG/projections.csv | 2021-02-03 | hospital_incidence | 4.37 | 4.69 | 5 | 4.97 | 5.22 | 5.63 | Surged Maintain Status Quo | Afghanistan | AFG | 2022-01-02 | v8 | TRUE
https://raw.githubusercontent.com/mrc-ide/global-lmic-reports/master/AFG/projections.csv | 2021-02-03 | ICU_incidence | 1.25 | 1.34 | 1.43 | 1.42 | 1.49 | 1.61 | Surged Maintain Status Quo | Afghanistan | AFG | 2022-01-02 | v8 | TRUE
https://raw.githubusercontent.com/mrc-ide/global-lmic-reports/master/AFG/projections.csv | 2021-02-03 | prevalence | 3152.41 | 3390.52 | 3587.71 | 3593.45 | 3741.95 | 4100.58 | Surged Maintain Status Quo | Afghanistan | AFG | 2022-01-02 | v8 | TRUE
https://raw.githubusercontent.com/mrc-ide/global-lmic-reports/master/AFG/projections.csv | 2021-02-03 | cumulative_infections | 1009034.73 | 1053634.86 | 1082308.36 | 1082001.99 | 1110625.44 | 1162615.79 | Surged Maintain Status Quo | Afghanistan | AFG | 2022-01-02 | v8 | TRUE
https://raw.githubusercontent.com/mrc-ide/global-lmic-reports/master/AFG/projections.csv | 2021-02-03 | cumulative_deaths | 2161.2 | 2255.56 | 2318.14 | 2316.13 | 2379.09 | 2487.68 | Surged Maintain Status Quo | Afghanistan | AFG | 2022-01-02 | v8 | TRUE
https://raw.githubusercontent.com/mrc-ide/global-lmic-reports/master/AFG/projections.csv | 2021-02-03 | Rt | 0.93 | 0.97 | 0.98 | 0.98 | 1 | 1.04 | Surged Maintain Status Quo | Afghanistan | AFG | 2022-01-02 | v8 | TRUE
https://raw.githubusercontent.com/mrc-ide/global-lmic-reports/master/AFG/projections.csv | 2021-02-03 | Reff | 0.9 | 0.95 | 0.96 | 0.96 | 0.97 | 1.02 | Surged Maintain Status Quo | Afghanistan | AFG | 2022-01-02 | v8 | TRUE
https://raw.githubusercontent.com/mrc-ide/global-lmic-reports/master/AFG/projections.csv | 2021-02-03 | infections | 446.44 | 483.73 | 511.26 | 511.3 | 536.22 | 591.91 | Surged Optimistic | Afghanistan | AFG | 2022-01-02 | v8 | TRUE
https://raw.githubusercontent.com/mrc-ide/global-lmic-reports/master/AFG/projections.csv | 2021-02-03 | deaths | 2.24 | 2.38 | 2.52 | 2.52 | 2.65 | 2.84 | Surged Optimistic | Afghanistan | AFG | 2022-01-02 | v8 | TRUE
https://raw.githubusercontent.com/mrc-ide/global-lmic-reports/master/AFG/projections.csv | 2021-02-03 | hospital_demand | 68.39 | 72.89 | 76.77 | 77.27 | 80.93 | 87.41 | Surged Optimistic | Afghanistan | AFG | 2022-01-02 | v8 | TRUE
https://raw.githubusercontent.com/mrc-ide/global-lmic-reports/master/AFG/projections.csv | 2021-02-03 | ICU_demand | 33.96 | 36.07 | 38.07 | 38.12 | 40.12 | 42.9 | Surged Optimistic | Afghanistan | AFG | 2022-01-02 | v8 | TRUE
https://raw.githubusercontent.com/mrc-ide/global-lmic-reports/master/AFG/projections.csv | 2021-02-03 | hospital_incidence | 4.37 | 4.69 | 5 | 4.97 | 5.22 | 5.63 | Surged Optimistic | Afghanistan | AFG | 2022-01-02 | v8 | TRUE
https://raw.githubusercontent.com/mrc-ide/global-lmic-reports/master/AFG/projections.csv | 2021-02-03 | ICU_incidence | 1.25 | 1.34 | 1.43 | 1.42 | 1.49 | 1.61 | Surged Optimistic | Afghanistan | AFG | 2022-01-02 | v8 | TRUE
https://raw.githubusercontent.com/mrc-ide/global-lmic-reports/master/AFG/projections.csv | 2021-02-03 | prevalence | 3152.41 | 3390.52 | 3587.71 | 3593.45 | 3741.95 | 4100.58 | Surged Optimistic | Afghanistan | AFG | 2022-01-02 | v8 | TRUE
https://raw.githubusercontent.com/mrc-ide/global-lmic-reports/master/AFG/projections.csv | 2021-02-03 | cumulative_infections | 1009034.73 | 1053634.86 | 1082308.36 | 1082001.99 | 1110625.44 | 1162615.79 | Surged Optimistic | Afghanistan | AFG | 2022-01-02 | v8 | TRUE
https://raw.githubusercontent.com/mrc-ide/global-lmic-reports/master/AFG/projections.csv | 2021-02-03 | cumulative_deaths | 2161.2 | 2255.56 | 2318.14 | 2316.13 | 2379.09 | 2487.68 | Surged Optimistic | Afghanistan | AFG | 2022-01-02 | v8 | TRUE
https://raw.githubusercontent.com/mrc-ide/global-lmic-reports/master/AFG/projections.csv | 2021-02-03 | Rt | 0.93 | 0.97 | 0.98 | 0.98 | 1 | 1.04 | Surged Optimistic | Afghanistan | AFG | 2022-01-02 | v8 | TRUE
https://raw.githubusercontent.com/mrc-ide/global-lmic-reports/master/AFG/projections.csv | 2021-02-03 | Reff | 0.9 | 0.95 | 0.96 | 0.96 | 0.97 | 1.02 | Surged Optimistic | Afghanistan | AFG | 2022-01-02 | v8 | TRUE
https://raw.githubusercontent.com/mrc-ide/global-lmic-reports/master/AFG/projections.csv | 2021-02-03 | infections | 446.44 | 483.73 | 511.26 | 511.3 | 536.22 | 591.91 | Surged Pessimistic | Afghanistan | AFG | 2022-01-02 | v8 | TRUE
https://raw.githubusercontent.com/mrc-ide/global-lmic-reports/master/AFG/projections.csv | 2021-02-03 | deaths | 2.24 | 2.38 | 2.52 | 2.52 | 2.65 | 2.84 | Surged Pessimistic | Afghanistan | AFG | 2022-01-02 | v8 | TRUE
https://raw.githubusercontent.com/mrc-ide/global-lmic-reports/master/AFG/projections.csv | 2021-02-03 | hospital_demand | 68.39 | 72.89 | 76.77 | 77.27 | 80.93 | 87.41 | Surged Pessimistic | Afghanistan | AFG | 2022-01-02 | v8 | TRUE
https://raw.githubusercontent.com/mrc-ide/global-lmic-reports/master/AFG/projections.csv | 2021-02-03 | ICU_demand | 33.96 | 36.07 | 38.07 | 38.12 | 40.12 | 42.9 | Surged Pessimistic | Afghanistan | AFG | 2022-01-02 | v8 | TRUE
https://raw.githubusercontent.com/mrc-ide/global-lmic-reports/master/AFG/projections.csv | 2021-02-03 | hospital_incidence | 4.37 | 4.69 | 5 | 4.97 | 5.22 | 5.63 | Surged Pessimistic | Afghanistan | AFG | 2022-01-02 | v8 | TRUE
https://raw.githubusercontent.com/mrc-ide/global-lmic-reports/master/AFG/projections.csv | 2021-02-03 | ICU_incidence | 1.25 | 1.34 | 1.43 | 1.42 | 1.49 | 1.61 | Surged Pessimistic | Afghanistan | AFG | 2022-01-02 | v8 | TRUE
https://raw.githubusercontent.com/mrc-ide/global-lmic-reports/master/AFG/projections.csv | 2021-02-03 | prevalence | 3152.41 | 3390.52 | 3587.71 | 3593.45 | 3741.95 | 4100.58 | Surged Pessimistic | Afghanistan | AFG | 2022-01-02 | v8 | TRUE
https://raw.githubusercontent.com/mrc-ide/global-lmic-reports/master/AFG/projections.csv | 2021-02-03 | cumulative_infections | 1009034.73 | 1053634.86 | 1082308.36 | 1082001.99 | 1110625.44 | 1162615.79 | Surged Pessimistic | Afghanistan | AFG | 2022-01-02 | v8 | TRUE
https://raw.githubusercontent.com/mrc-ide/global-lmic-reports/master/AFG/projections.csv | 2021-02-03 | cumulative_deaths | 2161.2 | 2255.56 | 2318.14 | 2316.13 | 2379.09 | 2487.68 | Surged Pessimistic | Afghanistan | AFG | 2022-01-02 | v8 | TRUE
https://raw.githubusercontent.com/mrc-ide/global-lmic-reports/master/AFG/projections.csv | 2021-02-03 | Rt | 0.93 | 0.97 | 0.98 | 0.98 | 1 | 1.04 | Surged Pessimistic | Afghanistan | AFG | 2022-01-02 | v8 | TRUE
https://raw.githubusercontent.com/mrc-ide/global-lmic-reports/master/AFG/projections.csv | 2021-02-03 | Reff | 0.9 | 0.95 | 0.96 | 0.96 | 0.97 | 1.02 | Surged Pessimistic | Afghanistan | AFG | 2022-01-02 | v8 | TRUE
https://raw.githubusercontent.com/mrc-ide/global-lmic-reports/master/AFG/projections.csv | 2021-02-03 | infections | 446.44 | 483.73 | 511.26 | 511.3 | 536.22 | 591.91 | Surged Relax Interventions 50% | Afghanistan | AFG | 2022-01-02 | v8 | TRUE
https://raw.githubusercontent.com/mrc-ide/global-lmic-reports/master/AFG/projections.csv | 2021-02-03 | deaths | 2.24 | 2.38 | 2.52 | 2.52 | 2.65 | 2.84 | Surged Relax Interventions 50% | Afghanistan | AFG | 2022-01-02 | v8 | TRUE
https://raw.githubusercontent.com/mrc-ide/global-lmic-reports/master/AFG/projections.csv | 2021-02-03 | hospital_demand | 68.39 | 72.89 | 76.77 | 77.27 | 80.93 | 87.41 | Surged Relax Interventions 50% | Afghanistan | AFG | 2022-01-02 | v8 | TRUE
https://raw.githubusercontent.com/mrc-ide/global-lmic-reports/master/AFG/projections.csv | 2021-02-03 | ICU_demand | 33.96 | 36.07 | 38.07 | 38.12 | 40.12 | 42.9 | Surged Relax Interventions 50% | Afghanistan | AFG | 2022-01-02 | v8 | TRUE
https://raw.githubusercontent.com/mrc-ide/global-lmic-reports/master/AFG/projections.csv | 2021-02-03 | hospital_incidence | 4.37 | 4.69 | 5 | 4.97 | 5.22 | 5.63 | Surged Relax Interventions 50% | Afghanistan | AFG | 2022-01-02 | v8 | TRUE
https://raw.githubusercontent.com/mrc-ide/global-lmic-reports/master/AFG/projections.csv | 2021-02-03 | ICU_incidence | 1.25 | 1.34 | 1.43 | 1.42 | 1.49 | 1.61 | Surged Relax Interventions 50% | Afghanistan | AFG | 2022-01-02 | v8 | TRUE
https://raw.githubusercontent.com/mrc-ide/global-lmic-reports/master/AFG/projections.csv | 2021-02-03 | prevalence | 3152.41 | 3390.52 | 3587.71 | 3593.45 | 3741.95 | 4100.58 | Surged Relax Interventions 50% | Afghanistan | AFG | 2022-01-02 | v8 | TRUE
https://raw.githubusercontent.com/mrc-ide/global-lmic-reports/master/AFG/projections.csv | 2021-02-03 | cumulative_infections | 1009034.73 | 1053634.86 | 1082308.36 | 1082001.99 | 1110625.44 | 1162615.79 | Surged Relax Interventions 50% | Afghanistan | AFG | 2022-01-02 | v8 | TRUE
https://raw.githubusercontent.com/mrc-ide/global-lmic-reports/master/AFG/projections.csv | 2021-02-03 | cumulative_deaths | 2161.2 | 2255.56 | 2318.14 | 2316.13 | 2379.09 | 2487.68 | Surged Relax Interventions 50% | Afghanistan | AFG | 2022-01-02 | v8 | TRUE
https://raw.githubusercontent.com/mrc-ide/global-lmic-reports/master/AFG/projections.csv | 2021-02-03 | Rt | 0.93 | 0.97 | 0.98 | 0.98 | 1 | 1.04 | Surged Relax Interventions 50% | Afghanistan | AFG | 2022-01-02 | v8 | TRUE
https://raw.githubusercontent.com/mrc-ide/global-lmic-reports/master/AFG/projections.csv | 2021-02-03 | Reff | 0.9 | 0.95 | 0.96 | 0.96 | 0.97 | 1.02 | Surged Relax Interventions 50% | Afghanistan | AFG | 2022-01-02 | v8 | TRUE
https://raw.githubusercontent.com/mrc-ide/global-lmic-reports/master/AFG/projections.csv | 2021-02-04 | infections | 425.02 | 479.71 | 508.28 | 507.74 | 536.57 | 586.03 | Additional 50% Reduction | Afghanistan | AFG | 2022-01-02 | v8 | TRUE
https://raw.githubusercontent.com/mrc-ide/global-lmic-reports/master/AFG/projections.csv | 2021-02-04 | deaths | 2.13 | 2.35 | 2.42 | 2.42 | 2.5 | 2.73 | Additional 50% Reduction | Afghanistan | AFG | 2022-01-02 | v8 | TRUE
https://raw.githubusercontent.com/mrc-ide/global-lmic-reports/master/AFG/projections.csv | 2021-02-04 | hospital_demand | 65.46 | 71.76 | 74.56 | 74.39 | 77 | 83.87 | Additional 50% Reduction | Afghanistan | AFG | 2022-01-02 | v8 | TRUE
https://raw.githubusercontent.com/mrc-ide/global-lmic-reports/master/AFG/projections.csv | 2021-02-04 | ICU_demand | 32.38 | 35.75 | 36.73 | 36.76 | 37.99 | 41.17 | Additional 50% Reduction | Afghanistan | AFG | 2022-01-02 | v8 | TRUE
https://raw.githubusercontent.com/mrc-ide/global-lmic-reports/master/AFG/projections.csv | 2021-02-04 | hospital_incidence | 4.28 | 4.72 | 4.92 | 4.94 | 5.21 | 5.56 | Additional 50% Reduction | Afghanistan | AFG | 2022-01-02 | v8 | TRUE
https://raw.githubusercontent.com/mrc-ide/global-lmic-reports/master/AFG/projections.csv | 2021-02-04 | ICU_incidence | 1.22 | 1.35 | 1.41 | 1.41 | 1.49 | 1.59 | Additional 50% Reduction | Afghanistan | AFG | 2022-01-02 | v8 | TRUE
https://raw.githubusercontent.com/mrc-ide/global-lmic-reports/master/AFG/projections.csv | 2021-02-04 | prevalence | 3097.75 | 3383.47 | 3643.1 | 3630.18 | 3821.64 | 4096.54 | Additional 50% Reduction | Afghanistan | AFG | 2022-01-02 | v8 | TRUE
https://raw.githubusercontent.com/mrc-ide/global-lmic-reports/master/AFG/projections.csv | 2021-02-04 | cumulative_infections | 1018081.77 | 1056108.88 | 1090468.24 | 1093807.87 | 1108604.73 | 1209848.87 | Additional 50% Reduction | Afghanistan | AFG | 2022-01-02 | v8 | TRUE
https://raw.githubusercontent.com/mrc-ide/global-lmic-reports/master/AFG/projections.csv | 2021-02-04 | cumulative_deaths | 2179.96 | 2275.45 | 2350.04 | 2356.17 | 2392.4 | 2630.92 | Additional 50% Reduction | Afghanistan | AFG | 2022-01-02 | v8 | TRUE
https://raw.githubusercontent.com/mrc-ide/global-lmic-reports/master/AFG/projections.csv | 2021-02-04 | Rt | 0.92 | 0.94 | 0.95 | 0.96 | 0.97 | 1.02 | Additional 50% Reduction | Afghanistan | AFG | 2022-01-02 | v8 | TRUE
https://raw.githubusercontent.com/mrc-ide/global-lmic-reports/master/AFG/projections.csv | 2021-02-04 | Reff | 0.89 | 0.92 | 0.93 | 0.93 | 0.94 | 0.99 | Additional 50% Reduction | Afghanistan | AFG | 2022-01-02 | v8 | TRUE
https://raw.githubusercontent.com/mrc-ide/global-lmic-reports/master/AFG/projections.csv | 2021-02-04 | infections | 425.02 | 479.71 | 508.28 | 507.74 | 536.57 | 586.03 | Maintain Status Quo | Afghanistan | AFG | 2022-01-02 | v8 | TRUE
https://raw.githubusercontent.com/mrc-ide/global-lmic-reports/master/AFG/projections.csv | 2021-02-04 | deaths | 2.13 | 2.35 | 2.42 | 2.42 | 2.5 | 2.73 | Maintain Status Quo | Afghanistan | AFG | 2022-01-02 | v8 | TRUE
https://raw.githubusercontent.com/mrc-ide/global-lmic-reports/master/AFG/projections.csv | 2021-02-04 | hospital_demand | 65.46 | 71.76 | 74.56 | 74.39 | 77 | 83.87 | Maintain Status Quo | Afghanistan | AFG | 2022-01-02 | v8 | TRUE
https://raw.githubusercontent.com/mrc-ide/global-lmic-reports/master/AFG/projections.csv | 2021-02-04 | ICU_demand | 32.38 | 35.75 | 36.73 | 36.76 | 37.99 | 41.17 | Maintain Status Quo | Afghanistan | AFG | 2022-01-02 | v8 | TRUE
https://raw.githubusercontent.com/mrc-ide/global-lmic-reports/master/AFG/projections.csv | 2021-02-04 | hospital_incidence | 4.28 | 4.72 | 4.92 | 4.94 | 5.21 | 5.56 | Maintain Status Quo | Afghanistan | AFG | 2022-01-02 | v8 | TRUE
https://raw.githubusercontent.com/mrc-ide/global-lmic-reports/master/AFG/projections.csv | 2021-02-04 | ICU_incidence | 1.22 | 1.35 | 1.41 | 1.41 | 1.49 | 1.59 | Maintain Status Quo | Afghanistan | AFG | 2022-01-02 | v8 | TRUE
https://raw.githubusercontent.com/mrc-ide/global-lmic-reports/master/AFG/projections.csv | 2021-02-04 | prevalence | 3097.75 | 3383.47 | 3643.1 | 3630.18 | 3821.64 | 4096.54 | Maintain Status Quo | Afghanistan | AFG | 2022-01-02 | v8 | TRUE
https://raw.githubusercontent.com/mrc-ide/global-lmic-reports/master/AFG/projections.csv | 2021-02-04 | cumulative_infections | 1018081.77 | 1056108.88 | 1090468.24 | 1093807.87 | 1108604.73 | 1209848.87 | Maintain Status Quo | Afghanistan | AFG | 2022-01-02 | v8 | TRUE
https://raw.githubusercontent.com/mrc-ide/global-lmic-reports/master/AFG/projections.csv | 2021-02-04 | cumulative_deaths | 2179.96 | 2275.45 | 2350.04 | 2356.17 | 2392.4 | 2630.92 | Maintain Status Quo | Afghanistan | AFG | 2022-01-02 | v8 | TRUE
https://raw.githubusercontent.com/mrc-ide/global-lmic-reports/master/AFG/projections.csv | 2021-02-04 | Rt | 0.92 | 0.94 | 0.95 | 0.96 | 0.97 | 1.02 | Maintain Status Quo | Afghanistan | AFG | 2022-01-02 | v8 | TRUE
https://raw.githubusercontent.com/mrc-ide/global-lmic-reports/master/AFG/projections.csv | 2021-02-04 | Reff | 0.89 | 0.92 | 0.93 | 0.93 | 0.94 | 0.99 | Maintain Status Quo | Afghanistan | AFG | 2022-01-02 | v8 | TRUE
https://raw.githubusercontent.com/mrc-ide/global-lmic-reports/master/AFG/projections.csv | 2021-02-04 | infections | 425.02 | 479.71 | 508.28 | 507.74 | 536.57 | 586.03 | Optimistic | Afghanistan | AFG | 2022-01-02 | v8 | TRUE
https://raw.githubusercontent.com/mrc-ide/global-lmic-reports/master/AFG/projections.csv | 2021-02-04 | deaths | 2.13 | 2.35 | 2.42 | 2.42 | 2.5 | 2.73 | Optimistic | Afghanistan | AFG | 2022-01-02 | v8 | TRUE
https://raw.githubusercontent.com/mrc-ide/global-lmic-reports/master/AFG/projections.csv | 2021-02-04 | hospital_demand | 65.46 | 71.76 | 74.56 | 74.39 | 77 | 83.87 | Optimistic | Afghanistan | AFG | 2022-01-02 | v8 | TRUE
https://raw.githubusercontent.com/mrc-ide/global-lmic-reports/master/AFG/projections.csv | 2021-02-04 | ICU_demand | 32.38 | 35.75 | 36.73 | 36.76 | 37.99 | 41.17 | Optimistic | Afghanistan | AFG | 2022-01-02 | v8 | TRUE
https://raw.githubusercontent.com/mrc-ide/global-lmic-reports/master/AFG/projections.csv | 2021-02-04 | hospital_incidence | 4.28 | 4.72 | 4.92 | 4.94 | 5.21 | 5.56 | Optimistic | Afghanistan | AFG | 2022-01-02 | v8 | TRUE
https://raw.githubusercontent.com/mrc-ide/global-lmic-reports/master/AFG/projections.csv | 2021-02-04 | ICU_incidence | 1.22 | 1.35 | 1.41 | 1.41 | 1.49 | 1.59 | Optimistic | Afghanistan | AFG | 2022-01-02 | v8 | TRUE
https://raw.githubusercontent.com/mrc-ide/global-lmic-reports/master/AFG/projections.csv | 2021-02-04 | prevalence | 3097.75 | 3383.47 | 3643.1 | 3630.18 | 3821.64 | 4096.54 | Optimistic | Afghanistan | AFG | 2022-01-02 | v8 | TRUE
https://raw.githubusercontent.com/mrc-ide/global-lmic-reports/master/AFG/projections.csv | 2021-02-04 | cumulative_infections | 1018081.77 | 1056108.88 | 1090468.24 | 1093807.87 | 1108604.73 | 1209848.87 | Optimistic | Afghanistan | AFG | 2022-01-02 | v8 | TRUE
https://raw.githubusercontent.com/mrc-ide/global-lmic-reports/master/AFG/projections.csv | 2021-02-04 | cumulative_deaths | 2179.96 | 2275.45 | 2350.04 | 2356.17 | 2392.4 | 2630.92 | Optimistic | Afghanistan | AFG | 2022-01-02 | v8 | TRUE
https://raw.githubusercontent.com/mrc-ide/global-lmic-reports/master/AFG/projections.csv | 2021-02-04 | Rt | 0.92 | 0.94 | 0.95 | 0.96 | 0.97 | 1.02 | Optimistic | Afghanistan | AFG | 2022-01-02 | v8 | TRUE
https://raw.githubusercontent.com/mrc-ide/global-lmic-reports/master/AFG/projections.csv | 2021-02-04 | Reff | 0.89 | 0.92 | 0.93 | 0.93 | 0.94 | 0.99 | Optimistic | Afghanistan | AFG | 2022-01-02 | v8 | TRUE
https://raw.githubusercontent.com/mrc-ide/global-lmic-reports/master/AFG/projections.csv | 2021-02-04 | infections | 425.02 | 479.71 | 508.28 | 507.74 | 536.57 | 586.03 | Pessimistic | Afghanistan | AFG | 2022-01-02 | v8 | TRUE
https://raw.githubusercontent.com/mrc-ide/global-lmic-reports/master/AFG/projections.csv | 2021-02-04 | deaths | 2.13 | 2.35 | 2.42 | 2.42 | 2.5 | 2.73 | Pessimistic | Afghanistan | AFG | 2022-01-02 | v8 | TRUE
https://raw.githubusercontent.com/mrc-ide/global-lmic-reports/master/AFG/projections.csv | 2021-02-04 | hospital_demand | 65.46 | 71.76 | 74.56 | 74.39 | 77 | 83.87 | Pessimistic | Afghanistan | AFG | 2022-01-02 | v8 | TRUE
https://raw.githubusercontent.com/mrc-ide/global-lmic-reports/master/AFG/projections.csv | 2021-02-04 | ICU_demand | 32.38 | 35.75 | 36.73 | 36.76 | 37.99 | 41.17 | Pessimistic | Afghanistan | AFG | 2022-01-02 | v8 | TRUE
https://raw.githubusercontent.com/mrc-ide/global-lmic-reports/master/AFG/projections.csv | 2021-02-04 | hospital_incidence | 4.28 | 4.72 | 4.92 | 4.94 | 5.21 | 5.56 | Pessimistic | Afghanistan | AFG | 2022-01-02 | v8 | TRUE
https://raw.githubusercontent.com/mrc-ide/global-lmic-reports/master/AFG/projections.csv | 2021-02-04 | ICU_incidence | 1.22 | 1.35 | 1.41 | 1.41 | 1.49 | 1.59 | Pessimistic | Afghanistan | AFG | 2022-01-02 | v8 | TRUE
https://raw.githubusercontent.com/mrc-ide/global-lmic-reports/master/AFG/projections.csv | 2021-02-04 | prevalence | 3097.75 | 3383.47 | 3643.1 | 3630.18 | 3821.64 | 4096.54 | Pessimistic | Afghanistan | AFG | 2022-01-02 | v8 | TRUE
https://raw.githubusercontent.com/mrc-ide/global-lmic-reports/master/AFG/projections.csv | 2021-02-04 | cumulative_infections | 1018081.77 | 1056108.88 | 1090468.24 | 1093807.87 | 1108604.73 | 1209848.87 | Pessimistic | Afghanistan | AFG | 2022-01-02 | v8 | TRUE
https://raw.githubusercontent.com/mrc-ide/global-lmic-reports/master/AFG/projections.csv | 2021-02-04 | cumulative_deaths | 2179.96 | 2275.45 | 2350.04 | 2356.17 | 2392.4 | 2630.92 | Pessimistic | Afghanistan | AFG | 2022-01-02 | v8 | TRUE
https://raw.githubusercontent.com/mrc-ide/global-lmic-reports/master/AFG/projections.csv | 2021-02-04 | Rt | 0.92 | 0.94 | 0.95 | 0.96 | 0.97 | 1.02 | Pessimistic | Afghanistan | AFG | 2022-01-02 | v8 | TRUE
https://raw.githubusercontent.com/mrc-ide/global-lmic-reports/master/AFG/projections.csv | 2021-02-04 | Reff | 0.89 | 0.92 | 0.93 | 0.93 | 0.94 | 0.99 | Pessimistic | Afghanistan | AFG | 2022-01-02 | v8 | TRUE
https://raw.githubusercontent.com/mrc-ide/global-lmic-reports/master/AFG/projections.csv | 2021-02-04 | infections | 425.02 | 479.71 | 508.28 | 507.74 | 536.57 | 586.03 | Relax Interventions 50% | Afghanistan | AFG | 2022-01-02 | v8 | TRUE
https://raw.githubusercontent.com/mrc-ide/global-lmic-reports/master/AFG/projections.csv | 2021-02-04 | deaths | 2.13 | 2.35 | 2.42 | 2.42 | 2.5 | 2.73 | Relax Interventions 50% | Afghanistan | AFG | 2022-01-02 | v8 | TRUE
https://raw.githubusercontent.com/mrc-ide/global-lmic-reports/master/AFG/projections.csv | 2021-02-04 | hospital_demand | 65.46 | 71.76 | 74.56 | 74.39 | 77 | 83.87 | Relax Interventions 50% | Afghanistan | AFG | 2022-01-02 | v8 | TRUE
https://raw.githubusercontent.com/mrc-ide/global-lmic-reports/master/AFG/projections.csv | 2021-02-04 | ICU_demand | 32.38 | 35.75 | 36.73 | 36.76 | 37.99 | 41.17 | Relax Interventions 50% | Afghanistan | AFG | 2022-01-02 | v8 | TRUE
https://raw.githubusercontent.com/mrc-ide/global-lmic-reports/master/AFG/projections.csv | 2021-02-04 | hospital_incidence | 4.28 | 4.72 | 4.92 | 4.94 | 5.21 | 5.56 | Relax Interventions 50% | Afghanistan | AFG | 2022-01-02 | v8 | TRUE
https://raw.githubusercontent.com/mrc-ide/global-lmic-reports/master/AFG/projections.csv | 2021-02-04 | ICU_incidence | 1.22 | 1.35 | 1.41 | 1.41 | 1.49 | 1.59 | Relax Interventions 50% | Afghanistan | AFG | 2022-01-02 | v8 | TRUE
https://raw.githubusercontent.com/mrc-ide/global-lmic-reports/master/AFG/projections.csv | 2021-02-04 | prevalence | 3097.75 | 3383.47 | 3643.1 | 3630.18 | 3821.64 | 4096.54 | Relax Interventions 50% | Afghanistan | AFG | 2022-01-02 | v8 | TRUE
https://raw.githubusercontent.com/mrc-ide/global-lmic-reports/master/AFG/projections.csv | 2021-02-04 | cumulative_infections | 1018081.77 | 1056108.88 | 1090468.24 | 1093807.87 | 1108604.73 | 1209848.87 | Relax Interventions 50% | Afghanistan | AFG | 2022-01-02 | v8 | TRUE
https://raw.githubusercontent.com/mrc-ide/global-lmic-reports/master/AFG/projections.csv | 2021-02-04 | cumulative_deaths | 2179.96 | 2275.45 | 2350.04 | 2356.17 | 2392.4 | 2630.92 | Relax Interventions 50% | Afghanistan | AFG | 2022-01-02 | v8 | TRUE
https://raw.githubusercontent.com/mrc-ide/global-lmic-reports/master/AFG/projections.csv | 2021-02-04 | Rt | 0.92 | 0.94 | 0.95 | 0.96 | 0.97 | 1.02 | Relax Interventions 50% | Afghanistan | AFG | 2022-01-02 | v8 | TRUE
https://raw.githubusercontent.com/mrc-ide/global-lmic-reports/master/AFG/projections.csv | 2021-02-04 | Reff | 0.89 | 0.92 | 0.93 | 0.93 | 0.94 | 0.99 | Relax Interventions 50% | Afghanistan | AFG | 2022-01-02 | v8 | TRUE
https://raw.githubusercontent.com/mrc-ide/global-lmic-reports/master/AFG/projections.csv | 2021-02-04 | infections | 435.92 | 469.77 | 500.54 | 498.7 | 521.94 | 573.84 | Surged Additional 50% Reduction | Afghanistan | AFG | 2022-01-02 | v8 | TRUE
https://raw.githubusercontent.com/mrc-ide/global-lmic-reports/master/AFG/projections.csv | 2021-02-04 | deaths | 2.12 | 2.24 | 2.37 | 2.37 | 2.49 | 2.67 | Surged Additional 50% Reduction | Afghanistan | AFG | 2022-01-02 | v8 | TRUE
https://raw.githubusercontent.com/mrc-ide/global-lmic-reports/master/AFG/projections.csv | 2021-02-04 | hospital_demand | 64.5 | 68.99 | 72.44 | 73.02 | 76.29 | 82.63 | Surged Additional 50% Reduction | Afghanistan | AFG | 2022-01-02 | v8 | TRUE
https://raw.githubusercontent.com/mrc-ide/global-lmic-reports/master/AFG/projections.csv | 2021-02-04 | ICU_demand | 32.19 | 34.08 | 36.01 | 36.07 | 37.93 | 40.61 | Surged Additional 50% Reduction | Afghanistan | AFG | 2022-01-02 | v8 | TRUE
https://raw.githubusercontent.com/mrc-ide/global-lmic-reports/master/AFG/projections.csv | 2021-02-04 | hospital_incidence | 4.26 | 4.58 | 4.87 | 4.85 | 5.08 | 5.5 | Surged Additional 50% Reduction | Afghanistan | AFG | 2022-01-02 | v8 | TRUE
https://raw.githubusercontent.com/mrc-ide/global-lmic-reports/master/AFG/projections.csv | 2021-02-04 | ICU_incidence | 1.22 | 1.31 | 1.39 | 1.39 | 1.45 | 1.57 | Surged Additional 50% Reduction | Afghanistan | AFG | 2022-01-02 | v8 | TRUE
https://raw.githubusercontent.com/mrc-ide/global-lmic-reports/master/AFG/projections.csv | 2021-02-04 | prevalence | 3121.5 | 3360.85 | 3549.95 | 3565.46 | 3721.99 | 4075.3 | Surged Additional 50% Reduction | Afghanistan | AFG | 2022-01-02 | v8 | TRUE
https://raw.githubusercontent.com/mrc-ide/global-lmic-reports/master/AFG/projections.csv | 2021-02-04 | cumulative_infections | 1009525.79 | 1054131.38 | 1082783.05 | 1082500.69 | 1111113.48 | 1163134.52 | Surged Additional 50% Reduction | Afghanistan | AFG | 2022-01-02 | v8 | TRUE
https://raw.githubusercontent.com/mrc-ide/global-lmic-reports/master/AFG/projections.csv | 2021-02-04 | cumulative_deaths | 2163.38 | 2257.9 | 2320.39 | 2318.51 | 2381.43 | 2490.22 | Surged Additional 50% Reduction | Afghanistan | AFG | 2022-01-02 | v8 | TRUE
https://raw.githubusercontent.com/mrc-ide/global-lmic-reports/master/AFG/projections.csv | 2021-02-04 | Rt | 0.91 | 0.95 | 0.96 | 0.96 | 0.98 | 1.01 | Surged Additional 50% Reduction | Afghanistan | AFG | 2022-01-02 | v8 | TRUE
https://raw.githubusercontent.com/mrc-ide/global-lmic-reports/master/AFG/projections.csv | 2021-02-04 | Reff | 0.89 | 0.92 | 0.93 | 0.93 | 0.95 | 0.98 | Surged Additional 50% Reduction | Afghanistan | AFG | 2022-01-02 | v8 | TRUE
https://raw.githubusercontent.com/mrc-ide/global-lmic-reports/master/AFG/projections.csv | 2021-02-04 | infections | 435.92 | 469.77 | 500.54 | 498.7 | 521.94 | 573.84 | Surged Maintain Status Quo | Afghanistan | AFG | 2022-01-02 | v8 | TRUE
https://raw.githubusercontent.com/mrc-ide/global-lmic-reports/master/AFG/projections.csv | 2021-02-04 | deaths | 2.12 | 2.24 | 2.37 | 2.37 | 2.49 | 2.67 | Surged Maintain Status Quo | Afghanistan | AFG | 2022-01-02 | v8 | TRUE
https://raw.githubusercontent.com/mrc-ide/global-lmic-reports/master/AFG/projections.csv | 2021-02-04 | hospital_demand | 64.5 | 68.99 | 72.44 | 73.02 | 76.29 | 82.63 | Surged Maintain Status Quo | Afghanistan | AFG | 2022-01-02 | v8 | TRUE
https://raw.githubusercontent.com/mrc-ide/global-lmic-reports/master/AFG/projections.csv | 2021-02-04 | ICU_demand | 32.19 | 34.08 | 36.01 | 36.07 | 37.93 | 40.61 | Surged Maintain Status Quo | Afghanistan | AFG | 2022-01-02 | v8 | TRUE
https://raw.githubusercontent.com/mrc-ide/global-lmic-reports/master/AFG/projections.csv | 2021-02-04 | hospital_incidence | 4.26 | 4.58 | 4.87 | 4.85 | 5.08 | 5.5 | Surged Maintain Status Quo | Afghanistan | AFG | 2022-01-02 | v8 | TRUE
https://raw.githubusercontent.com/mrc-ide/global-lmic-reports/master/AFG/projections.csv | 2021-02-04 | ICU_incidence | 1.22 | 1.31 | 1.39 | 1.39 | 1.45 | 1.57 | Surged Maintain Status Quo | Afghanistan | AFG | 2022-01-02 | v8 | TRUE
https://raw.githubusercontent.com/mrc-ide/global-lmic-reports/master/AFG/projections.csv | 2021-02-04 | prevalence | 3121.5 | 3360.85 | 3549.95 | 3565.46 | 3721.99 | 4075.3 | Surged Maintain Status Quo | Afghanistan | AFG | 2022-01-02 | v8 | TRUE
https://raw.githubusercontent.com/mrc-ide/global-lmic-reports/master/AFG/projections.csv | 2021-02-04 | cumulative_infections | 1009525.79 | 1054131.38 | 1082783.05 | 1082500.69 | 1111113.48 | 1163134.52 | Surged Maintain Status Quo | Afghanistan | AFG | 2022-01-02 | v8 | TRUE
https://raw.githubusercontent.com/mrc-ide/global-lmic-reports/master/AFG/projections.csv | 2021-02-04 | cumulative_deaths | 2163.38 | 2257.9 | 2320.39 | 2318.51 | 2381.43 | 2490.22 | Surged Maintain Status Quo | Afghanistan | AFG | 2022-01-02 | v8 | TRUE
https://raw.githubusercontent.com/mrc-ide/global-lmic-reports/master/AFG/projections.csv | 2021-02-04 | Rt | 0.91 | 0.95 | 0.96 | 0.96 | 0.98 | 1.01 | Surged Maintain Status Quo | Afghanistan | AFG | 2022-01-02 | v8 | TRUE
https://raw.githubusercontent.com/mrc-ide/global-lmic-reports/master/AFG/projections.csv | 2021-02-04 | Reff | 0.89 | 0.92 | 0.93 | 0.93 | 0.95 | 0.98 | Surged Maintain Status Quo | Afghanistan | AFG | 2022-01-02 | v8 | TRUE
https://raw.githubusercontent.com/mrc-ide/global-lmic-reports/master/AFG/projections.csv | 2021-02-04 | infections | 435.92 | 469.77 | 500.54 | 498.7 | 521.94 | 573.84 | Surged Optimistic | Afghanistan | AFG | 2022-01-02 | v8 | TRUE
https://raw.githubusercontent.com/mrc-ide/global-lmic-reports/master/AFG/projections.csv | 2021-02-04 | deaths | 2.12 | 2.24 | 2.37 | 2.37 | 2.49 | 2.67 | Surged Optimistic | Afghanistan | AFG | 2022-01-02 | v8 | TRUE
https://raw.githubusercontent.com/mrc-ide/global-lmic-reports/master/AFG/projections.csv | 2021-02-04 | hospital_demand | 64.5 | 68.99 | 72.44 | 73.02 | 76.29 | 82.63 | Surged Optimistic | Afghanistan | AFG | 2022-01-02 | v8 | TRUE
https://raw.githubusercontent.com/mrc-ide/global-lmic-reports/master/AFG/projections.csv | 2021-02-04 | ICU_demand | 32.19 | 34.08 | 36.01 | 36.07 | 37.93 | 40.61 | Surged Optimistic | Afghanistan | AFG | 2022-01-02 | v8 | TRUE
https://raw.githubusercontent.com/mrc-ide/global-lmic-reports/master/AFG/projections.csv | 2021-02-04 | hospital_incidence | 4.26 | 4.58 | 4.87 | 4.85 | 5.08 | 5.5 | Surged Optimistic | Afghanistan | AFG | 2022-01-02 | v8 | TRUE
https://raw.githubusercontent.com/mrc-ide/global-lmic-reports/master/AFG/projections.csv | 2021-02-04 | ICU_incidence | 1.22 | 1.31 | 1.39 | 1.39 | 1.45 | 1.57 | Surged Optimistic | Afghanistan | AFG | 2022-01-02 | v8 | TRUE
https://raw.githubusercontent.com/mrc-ide/global-lmic-reports/master/AFG/projections.csv | 2021-02-04 | prevalence | 3121.5 | 3360.85 | 3549.95 | 3565.46 | 3721.99 | 4075.3 | Surged Optimistic | Afghanistan | AFG | 2022-01-02 | v8 | TRUE
https://raw.githubusercontent.com/mrc-ide/global-lmic-reports/master/AFG/projections.csv | 2021-02-04 | cumulative_infections | 1009525.79 | 1054131.38 | 1082783.05 | 1082500.69 | 1111113.48 | 1163134.52 | Surged Optimistic | Afghanistan | AFG | 2022-01-02 | v8 | TRUE
https://raw.githubusercontent.com/mrc-ide/global-lmic-reports/master/AFG/projections.csv | 2021-02-04 | cumulative_deaths | 2163.38 | 2257.9 | 2320.39 | 2318.51 | 2381.43 | 2490.22 | Surged Optimistic | Afghanistan | AFG | 2022-01-02 | v8 | TRUE
https://raw.githubusercontent.com/mrc-ide/global-lmic-reports/master/AFG/projections.csv | 2021-02-04 | Rt | 0.91 | 0.95 | 0.96 | 0.96 | 0.98 | 1.01 | Surged Optimistic | Afghanistan | AFG | 2022-01-02 | v8 | TRUE
https://raw.githubusercontent.com/mrc-ide/global-lmic-reports/master/AFG/projections.csv | 2021-02-04 | Reff | 0.89 | 0.92 | 0.93 | 0.93 | 0.95 | 0.98 | Surged Optimistic | Afghanistan | AFG | 2022-01-02 | v8 | TRUE
https://raw.githubusercontent.com/mrc-ide/global-lmic-reports/master/AFG/projections.csv | 2021-02-04 | infections | 435.92 | 469.77 | 500.54 | 498.7 | 521.94 | 573.84 | Surged Pessimistic | Afghanistan | AFG | 2022-01-02 | v8 | TRUE
https://raw.githubusercontent.com/mrc-ide/global-lmic-reports/master/AFG/projections.csv | 2021-02-04 | deaths | 2.12 | 2.24 | 2.37 | 2.37 | 2.49 | 2.67 | Surged Pessimistic | Afghanistan | AFG | 2022-01-02 | v8 | TRUE
https://raw.githubusercontent.com/mrc-ide/global-lmic-reports/master/AFG/projections.csv | 2021-02-04 | hospital_demand | 64.5 | 68.99 | 72.44 | 73.02 | 76.29 | 82.63 | Surged Pessimistic | Afghanistan | AFG | 2022-01-02 | v8 | TRUE
https://raw.githubusercontent.com/mrc-ide/global-lmic-reports/master/AFG/projections.csv | 2021-02-04 | ICU_demand | 32.19 | 34.08 | 36.01 | 36.07 | 37.93 | 40.61 | Surged Pessimistic | Afghanistan | AFG | 2022-01-02 | v8 | TRUE
https://raw.githubusercontent.com/mrc-ide/global-lmic-reports/master/AFG/projections.csv | 2021-02-04 | hospital_incidence | 4.26 | 4.58 | 4.87 | 4.85 | 5.08 | 5.5 | Surged Pessimistic | Afghanistan | AFG | 2022-01-02 | v8 | TRUE
https://raw.githubusercontent.com/mrc-ide/global-lmic-reports/master/AFG/projections.csv | 2021-02-04 | ICU_incidence | 1.22 | 1.31 | 1.39 | 1.39 | 1.45 | 1.57 | Surged Pessimistic | Afghanistan | AFG | 2022-01-02 | v8 | TRUE
https://raw.githubusercontent.com/mrc-ide/global-lmic-reports/master/AFG/projections.csv | 2021-02-04 | prevalence | 3121.5 | 3360.85 | 3549.95 | 3565.46 | 3721.99 | 4075.3 | Surged Pessimistic | Afghanistan | AFG | 2022-01-02 | v8 | TRUE
https://raw.githubusercontent.com/mrc-ide/global-lmic-reports/master/AFG/projections.csv | 2021-02-04 | cumulative_infections | 1009525.79 | 1054131.38 | 1082783.05 | 1082500.69 | 1111113.48 | 1163134.52 | Surged Pessimistic | Afghanistan | AFG | 2022-01-02 | v8 | TRUE
https://raw.githubusercontent.com/mrc-ide/global-lmic-reports/master/AFG/projections.csv | 2021-02-04 | cumulative_deaths | 2163.38 | 2257.9 | 2320.39 | 2318.51 | 2381.43 | 2490.22 | Surged Pessimistic | Afghanistan | AFG | 2022-01-02 | v8 | TRUE
https://raw.githubusercontent.com/mrc-ide/global-lmic-reports/master/AFG/projections.csv | 2021-02-04 | Rt | 0.91 | 0.95 | 0.96 | 0.96 | 0.98 | 1.01 | Surged Pessimistic | Afghanistan | AFG | 2022-01-02 | v8 | TRUE
https://raw.githubusercontent.com/mrc-ide/global-lmic-reports/master/AFG/projections.csv | 2021-02-04 | Reff | 0.89 | 0.92 | 0.93 | 0.93 | 0.95 | 0.98 | Surged Pessimistic | Afghanistan | AFG | 2022-01-02 | v8 | TRUE
https://raw.githubusercontent.com/mrc-ide/global-lmic-reports/master/AFG/projections.csv | 2021-02-04 | infections | 435.92 | 469.77 | 500.54 | 498.7 | 521.94 | 573.84 | Surged Relax Interventions 50% | Afghanistan | AFG | 2022-01-02 | v8 | TRUE
https://raw.githubusercontent.com/mrc-ide/global-lmic-reports/master/AFG/projections.csv | 2021-02-04 | deaths | 2.12 | 2.24 | 2.37 | 2.37 | 2.49 | 2.67 | Surged Relax Interventions 50% | Afghanistan | AFG | 2022-01-02 | v8 | TRUE
https://raw.githubusercontent.com/mrc-ide/global-lmic-reports/master/AFG/projections.csv | 2021-02-04 | hospital_demand | 64.5 | 68.99 | 72.44 | 73.02 | 76.29 | 82.63 | Surged Relax Interventions 50% | Afghanistan | AFG | 2022-01-02 | v8 | TRUE
https://raw.githubusercontent.com/mrc-ide/global-lmic-reports/master/AFG/projections.csv | 2021-02-04 | ICU_demand | 32.19 | 34.08 | 36.01 | 36.07 | 37.93 | 40.61 | Surged Relax Interventions 50% | Afghanistan | AFG | 2022-01-02 | v8 | TRUE
https://raw.githubusercontent.com/mrc-ide/global-lmic-reports/master/AFG/projections.csv | 2021-02-04 | hospital_incidence | 4.26 | 4.58 | 4.87 | 4.85 | 5.08 | 5.5 | Surged Relax Interventions 50% | Afghanistan | AFG | 2022-01-02 | v8 | TRUE
https://raw.githubusercontent.com/mrc-ide/global-lmic-reports/master/AFG/projections.csv | 2021-02-04 | ICU_incidence | 1.22 | 1.31 | 1.39 | 1.39 | 1.45 | 1.57 | Surged Relax Interventions 50% | Afghanistan | AFG | 2022-01-02 | v8 | TRUE
https://raw.githubusercontent.com/mrc-ide/global-lmic-reports/master/AFG/projections.csv | 2021-02-04 | prevalence | 3121.5 | 3360.85 | 3549.95 | 3565.46 | 3721.99 | 4075.3 | Surged Relax Interventions 50% | Afghanistan | AFG | 2022-01-02 | v8 | TRUE
https://raw.githubusercontent.com/mrc-ide/global-lmic-reports/master/AFG/projections.csv | 2021-02-04 | cumulative_infections | 1009525.79 | 1054131.38 | 1082783.05 | 1082500.69 | 1111113.48 | 1163134.52 | Surged Relax Interventions 50% | Afghanistan | AFG | 2022-01-02 | v8 | TRUE
https://raw.githubusercontent.com/mrc-ide/global-lmic-reports/master/AFG/projections.csv | 2021-02-04 | cumulative_deaths | 2163.38 | 2257.9 | 2320.39 | 2318.51 | 2381.43 | 2490.22 | Surged Relax Interventions 50% | Afghanistan | AFG | 2022-01-02 | v8 | TRUE
https://raw.githubusercontent.com/mrc-ide/global-lmic-reports/master/AFG/projections.csv | 2021-02-04 | Rt | 0.91 | 0.95 | 0.96 | 0.96 | 0.98 | 1.01 | Surged Relax Interventions 50% | Afghanistan | AFG | 2022-01-02 | v8 | TRUE
https://raw.githubusercontent.com/mrc-ide/global-lmic-reports/master/AFG/projections.csv | 2021-02-04 | Reff | 0.89 | 0.92 | 0.93 | 0.93 | 0.95 | 0.98 | Surged Relax Interventions 50% | Afghanistan | AFG | 2022-01-02 | v8 | TRUE
https://raw.githubusercontent.com/mrc-ide/global-lmic-reports/master/AFG/projections.csv | 2021-02-05 | infections | 411.44 | 464.98 | 492.62 | 491.83 | 520.29 | 567.37 | Additional 50% Reduction | Afghanistan | AFG | 2022-01-02 | v8 | TRUE
https://raw.githubusercontent.com/mrc-ide/global-lmic-reports/master/AFG/projections.csv | 2021-02-05 | deaths | 2.01 | 2.22 | 2.27 | 2.28 | 2.35 | 2.57 | Additional 50% Reduction | Afghanistan | AFG | 2022-01-02 | v8 | TRUE
https://raw.githubusercontent.com/mrc-ide/global-lmic-reports/master/AFG/projections.csv | 2021-02-05 | hospital_demand | 62.03 | 68.08 | 70.71 | 70.49 | 73.21 | 79.3 | Additional 50% Reduction | Afghanistan | AFG | 2022-01-02 | v8 | TRUE
https://raw.githubusercontent.com/mrc-ide/global-lmic-reports/master/AFG/projections.csv | 2021-02-05 | ICU_demand | 30.69 | 33.89 | 34.73 | 34.83 | 35.89 | 39.08 | Additional 50% Reduction | Afghanistan | AFG | 2022-01-02 | v8 | TRUE
https://raw.githubusercontent.com/mrc-ide/global-lmic-reports/master/AFG/projections.csv | 2021-02-05 | hospital_incidence | 4.19 | 4.59 | 4.83 | 4.85 | 5.11 | 5.45 | Additional 50% Reduction | Afghanistan | AFG | 2022-01-02 | v8 | TRUE
https://raw.githubusercontent.com/mrc-ide/global-lmic-reports/master/AFG/projections.csv | 2021-02-05 | ICU_incidence | 1.2 | 1.31 | 1.38 | 1.39 | 1.46 | 1.56 | Additional 50% Reduction | Afghanistan | AFG | 2022-01-02 | v8 | TRUE
https://raw.githubusercontent.com/mrc-ide/global-lmic-reports/master/AFG/projections.csv | 2021-02-05 | prevalence | 3051.28 | 3359.96 | 3599.37 | 3589.21 | 3783.26 | 4064.76 | Additional 50% Reduction | Afghanistan | AFG | 2022-01-02 | v8 | TRUE
https://raw.githubusercontent.com/mrc-ide/global-lmic-reports/master/AFG/projections.csv | 2021-02-05 | cumulative_infections | 1018554.24 | 1056558.28 | 1090919.1 | 1094299.7 | 1109121.57 | 1210338.74 | Additional 50% Reduction | Afghanistan | AFG | 2022-01-02 | v8 | TRUE
https://raw.githubusercontent.com/mrc-ide/global-lmic-reports/master/AFG/projections.csv | 2021-02-05 | cumulative_deaths | 2182.21 | 2277.6 | 2352.38 | 2358.45 | 2394.56 | 2633.31 | Additional 50% Reduction | Afghanistan | AFG | 2022-01-02 | v8 | TRUE
https://raw.githubusercontent.com/mrc-ide/global-lmic-reports/master/AFG/projections.csv | 2021-02-05 | Rt | 0.92 | 0.94 | 0.95 | 0.96 | 0.97 | 1.02 | Additional 50% Reduction | Afghanistan | AFG | 2022-01-02 | v8 | TRUE
https://raw.githubusercontent.com/mrc-ide/global-lmic-reports/master/AFG/projections.csv | 2021-02-05 | Reff | 0.89 | 0.92 | 0.93 | 0.93 | 0.94 | 0.99 | Additional 50% Reduction | Afghanistan | AFG | 2022-01-02 | v8 | TRUE
https://raw.githubusercontent.com/mrc-ide/global-lmic-reports/master/AFG/projections.csv | 2021-02-05 | infections | 411.44 | 464.98 | 492.62 | 491.83 | 520.29 | 567.37 | Maintain Status Quo | Afghanistan | AFG | 2022-01-02 | v8 | TRUE
https://raw.githubusercontent.com/mrc-ide/global-lmic-reports/master/AFG/projections.csv | 2021-02-05 | deaths | 2.01 | 2.22 | 2.27 | 2.28 | 2.35 | 2.57 | Maintain Status Quo | Afghanistan | AFG | 2022-01-02 | v8 | TRUE
https://raw.githubusercontent.com/mrc-ide/global-lmic-reports/master/AFG/projections.csv | 2021-02-05 | hospital_demand | 62.03 | 68.08 | 70.71 | 70.49 | 73.21 | 79.3 | Maintain Status Quo | Afghanistan | AFG | 2022-01-02 | v8 | TRUE
https://raw.githubusercontent.com/mrc-ide/global-lmic-reports/master/AFG/projections.csv | 2021-02-05 | ICU_demand | 30.69 | 33.89 | 34.73 | 34.83 | 35.89 | 39.08 | Maintain Status Quo | Afghanistan | AFG | 2022-01-02 | v8 | TRUE
https://raw.githubusercontent.com/mrc-ide/global-lmic-reports/master/AFG/projections.csv | 2021-02-05 | hospital_incidence | 4.19 | 4.59 | 4.83 | 4.85 | 5.11 | 5.45 | Maintain Status Quo | Afghanistan | AFG | 2022-01-02 | v8 | TRUE
https://raw.githubusercontent.com/mrc-ide/global-lmic-reports/master/AFG/projections.csv | 2021-02-05 | ICU_incidence | 1.2 | 1.31 | 1.38 | 1.39 | 1.46 | 1.56 | Maintain Status Quo | Afghanistan | AFG | 2022-01-02 | v8 | TRUE
https://raw.githubusercontent.com/mrc-ide/global-lmic-reports/master/AFG/projections.csv | 2021-02-05 | prevalence | 3051.28 | 3359.96 | 3599.37 | 3589.21 | 3783.26 | 4064.76 | Maintain Status Quo | Afghanistan | AFG | 2022-01-02 | v8 | TRUE
https://raw.githubusercontent.com/mrc-ide/global-lmic-reports/master/AFG/projections.csv | 2021-02-05 | cumulative_infections | 1018554.24 | 1056558.28 | 1090919.1 | 1094299.7 | 1109121.57 | 1210338.74 | Maintain Status Quo | Afghanistan | AFG | 2022-01-02 | v8 | TRUE
https://raw.githubusercontent.com/mrc-ide/global-lmic-reports/master/AFG/projections.csv | 2021-02-05 | cumulative_deaths | 2182.21 | 2277.6 | 2352.38 | 2358.45 | 2394.56 | 2633.31 | Maintain Status Quo | Afghanistan | AFG | 2022-01-02 | v8 | TRUE
https://raw.githubusercontent.com/mrc-ide/global-lmic-reports/master/AFG/projections.csv | 2021-02-05 | Rt | 0.92 | 0.94 | 0.95 | 0.96 | 0.97 | 1.02 | Maintain Status Quo | Afghanistan | AFG | 2022-01-02 | v8 | TRUE
https://raw.githubusercontent.com/mrc-ide/global-lmic-reports/master/AFG/projections.csv | 2021-02-05 | Reff | 0.89 | 0.92 | 0.93 | 0.93 | 0.94 | 0.99 | Maintain Status Quo | Afghanistan | AFG | 2022-01-02 | v8 | TRUE
https://raw.githubusercontent.com/mrc-ide/global-lmic-reports/master/AFG/projections.csv | 2021-02-05 | infections | 411.44 | 464.98 | 492.62 | 491.83 | 520.29 | 567.37 | Optimistic | Afghanistan | AFG | 2022-01-02 | v8 | TRUE
https://raw.githubusercontent.com/mrc-ide/global-lmic-reports/master/AFG/projections.csv | 2021-02-05 | deaths | 2.01 | 2.22 | 2.27 | 2.28 | 2.35 | 2.57 | Optimistic | Afghanistan | AFG | 2022-01-02 | v8 | TRUE
https://raw.githubusercontent.com/mrc-ide/global-lmic-reports/master/AFG/projections.csv | 2021-02-05 | hospital_demand | 62.03 | 68.08 | 70.71 | 70.49 | 73.21 | 79.3 | Optimistic | Afghanistan | AFG | 2022-01-02 | v8 | TRUE
https://raw.githubusercontent.com/mrc-ide/global-lmic-reports/master/AFG/projections.csv | 2021-02-05 | ICU_demand | 30.69 | 33.89 | 34.73 | 34.83 | 35.89 | 39.08 | Optimistic | Afghanistan | AFG | 2022-01-02 | v8 | TRUE
https://raw.githubusercontent.com/mrc-ide/global-lmic-reports/master/AFG/projections.csv | 2021-02-05 | hospital_incidence | 4.19 | 4.59 | 4.83 | 4.85 | 5.11 | 5.45 | Optimistic | Afghanistan | AFG | 2022-01-02 | v8 | TRUE
https://raw.githubusercontent.com/mrc-ide/global-lmic-reports/master/AFG/projections.csv | 2021-02-05 | ICU_incidence | 1.2 | 1.31 | 1.38 | 1.39 | 1.46 | 1.56 | Optimistic | Afghanistan | AFG | 2022-01-02 | v8 | TRUE
https://raw.githubusercontent.com/mrc-ide/global-lmic-reports/master/AFG/projections.csv | 2021-02-05 | prevalence | 3051.28 | 3359.96 | 3599.37 | 3589.21 | 3783.26 | 4064.76 | Optimistic | Afghanistan | AFG | 2022-01-02 | v8 | TRUE
https://raw.githubusercontent.com/mrc-ide/global-lmic-reports/master/AFG/projections.csv | 2021-02-05 | cumulative_infections | 1018554.24 | 1056558.28 | 1090919.1 | 1094299.7 | 1109121.57 | 1210338.74 | Optimistic | Afghanistan | AFG | 2022-01-02 | v8 | TRUE
https://raw.githubusercontent.com/mrc-ide/global-lmic-reports/master/AFG/projections.csv | 2021-02-05 | cumulative_deaths | 2182.21 | 2277.6 | 2352.38 | 2358.45 | 2394.56 | 2633.31 | Optimistic | Afghanistan | AFG | 2022-01-02 | v8 | TRUE
https://raw.githubusercontent.com/mrc-ide/global-lmic-reports/master/AFG/projections.csv | 2021-02-05 | Rt | 0.92 | 0.94 | 0.95 | 0.96 | 0.97 | 1.02 | Optimistic | Afghanistan | AFG | 2022-01-02 | v8 | TRUE
https://raw.githubusercontent.com/mrc-ide/global-lmic-reports/master/AFG/projections.csv | 2021-02-05 | Reff | 0.89 | 0.92 | 0.93 | 0.93 | 0.94 | 0.99 | Optimistic | Afghanistan | AFG | 2022-01-02 | v8 | TRUE
https://raw.githubusercontent.com/mrc-ide/global-lmic-reports/master/AFG/projections.csv | 2021-02-05 | infections | 411.44 | 464.98 | 492.62 | 491.83 | 520.29 | 567.37 | Pessimistic | Afghanistan | AFG | 2022-01-02 | v8 | TRUE
https://raw.githubusercontent.com/mrc-ide/global-lmic-reports/master/AFG/projections.csv | 2021-02-05 | deaths | 2.01 | 2.22 | 2.27 | 2.28 | 2.35 | 2.57 | Pessimistic | Afghanistan | AFG | 2022-01-02 | v8 | TRUE
https://raw.githubusercontent.com/mrc-ide/global-lmic-reports/master/AFG/projections.csv | 2021-02-05 | hospital_demand | 62.03 | 68.08 | 70.71 | 70.49 | 73.21 | 79.3 | Pessimistic | Afghanistan | AFG | 2022-01-02 | v8 | TRUE
https://raw.githubusercontent.com/mrc-ide/global-lmic-reports/master/AFG/projections.csv | 2021-02-05 | ICU_demand | 30.69 | 33.89 | 34.73 | 34.83 | 35.89 | 39.08 | Pessimistic | Afghanistan | AFG | 2022-01-02 | v8 | TRUE
https://raw.githubusercontent.com/mrc-ide/global-lmic-reports/master/AFG/projections.csv | 2021-02-05 | hospital_incidence | 4.19 | 4.59 | 4.83 | 4.85 | 5.11 | 5.45 | Pessimistic | Afghanistan | AFG | 2022-01-02 | v8 | TRUE
https://raw.githubusercontent.com/mrc-ide/global-lmic-reports/master/AFG/projections.csv | 2021-02-05 | ICU_incidence | 1.2 | 1.31 | 1.38 | 1.39 | 1.46 | 1.56 | Pessimistic | Afghanistan | AFG | 2022-01-02 | v8 | TRUE
https://raw.githubusercontent.com/mrc-ide/global-lmic-reports/master/AFG/projections.csv | 2021-02-05 | prevalence | 3051.28 | 3359.96 | 3599.37 | 3589.21 | 3783.26 | 4064.76 | Pessimistic | Afghanistan | AFG | 2022-01-02 | v8 | TRUE
https://raw.githubusercontent.com/mrc-ide/global-lmic-reports/master/AFG/projections.csv | 2021-02-05 | cumulative_infections | 1018554.24 | 1056558.28 | 1090919.1 | 1094299.7 | 1109121.57 | 1210338.74 | Pessimistic | Afghanistan | AFG | 2022-01-02 | v8 | TRUE
https://raw.githubusercontent.com/mrc-ide/global-lmic-reports/master/AFG/projections.csv | 2021-02-05 | cumulative_deaths | 2182.21 | 2277.6 | 2352.38 | 2358.45 | 2394.56 | 2633.31 | Pessimistic | Afghanistan | AFG | 2022-01-02 | v8 | TRUE
https://raw.githubusercontent.com/mrc-ide/global-lmic-reports/master/AFG/projections.csv | 2021-02-05 | Rt | 0.92 | 0.94 | 0.95 | 0.96 | 0.97 | 1.02 | Pessimistic | Afghanistan | AFG | 2022-01-02 | v8 | TRUE
https://raw.githubusercontent.com/mrc-ide/global-lmic-reports/master/AFG/projections.csv | 2021-02-05 | Reff | 0.89 | 0.92 | 0.93 | 0.93 | 0.94 | 0.99 | Pessimistic | Afghanistan | AFG | 2022-01-02 | v8 | TRUE
https://raw.githubusercontent.com/mrc-ide/global-lmic-reports/master/AFG/projections.csv | 2021-02-05 | infections | 411.44 | 464.98 | 492.62 | 491.83 | 520.29 | 567.37 | Relax Interventions 50% | Afghanistan | AFG | 2022-01-02 | v8 | TRUE
https://raw.githubusercontent.com/mrc-ide/global-lmic-reports/master/AFG/projections.csv | 2021-02-05 | deaths | 2.01 | 2.22 | 2.27 | 2.28 | 2.35 | 2.57 | Relax Interventions 50% | Afghanistan | AFG | 2022-01-02 | v8 | TRUE
https://raw.githubusercontent.com/mrc-ide/global-lmic-reports/master/AFG/projections.csv | 2021-02-05 | hospital_demand | 62.03 | 68.08 | 70.71 | 70.49 | 73.21 | 79.3 | Relax Interventions 50% | Afghanistan | AFG | 2022-01-02 | v8 | TRUE
https://raw.githubusercontent.com/mrc-ide/global-lmic-reports/master/AFG/projections.csv | 2021-02-05 | ICU_demand | 30.69 | 33.89 | 34.73 | 34.83 | 35.89 | 39.08 | Relax Interventions 50% | Afghanistan | AFG | 2022-01-02 | v8 | TRUE
https://raw.githubusercontent.com/mrc-ide/global-lmic-reports/master/AFG/projections.csv | 2021-02-05 | hospital_incidence | 4.19 | 4.59 | 4.83 | 4.85 | 5.11 | 5.45 | Relax Interventions 50% | Afghanistan | AFG | 2022-01-02 | v8 | TRUE
https://raw.githubusercontent.com/mrc-ide/global-lmic-reports/master/AFG/projections.csv | 2021-02-05 | ICU_incidence | 1.2 | 1.31 | 1.38 | 1.39 | 1.46 | 1.56 | Relax Interventions 50% | Afghanistan | AFG | 2022-01-02 | v8 | TRUE
https://raw.githubusercontent.com/mrc-ide/global-lmic-reports/master/AFG/projections.csv | 2021-02-05 | prevalence | 3051.28 | 3359.96 | 3599.37 | 3589.21 | 3783.26 | 4064.76 | Relax Interventions 50% | Afghanistan | AFG | 2022-01-02 | v8 | TRUE
https://raw.githubusercontent.com/mrc-ide/global-lmic-reports/master/AFG/projections.csv | 2021-02-05 | cumulative_infections | 1018554.24 | 1056558.28 | 1090919.1 | 1094299.7 | 1109121.57 | 1210338.74 | Relax Interventions 50% | Afghanistan | AFG | 2022-01-02 | v8 | TRUE
https://raw.githubusercontent.com/mrc-ide/global-lmic-reports/master/AFG/projections.csv | 2021-02-05 | cumulative_deaths | 2182.21 | 2277.6 | 2352.38 | 2358.45 | 2394.56 | 2633.31 | Relax Interventions 50% | Afghanistan | AFG | 2022-01-02 | v8 | TRUE
https://raw.githubusercontent.com/mrc-ide/global-lmic-reports/master/AFG/projections.csv | 2021-02-05 | Rt | 0.92 | 0.94 | 0.95 | 0.96 | 0.97 | 1.02 | Relax Interventions 50% | Afghanistan | AFG | 2022-01-02 | v8 | TRUE
https://raw.githubusercontent.com/mrc-ide/global-lmic-reports/master/AFG/projections.csv | 2021-02-05 | Reff | 0.89 | 0.92 | 0.93 | 0.93 | 0.94 | 0.99 | Relax Interventions 50% | Afghanistan | AFG | 2022-01-02 | v8 | TRUE
https://raw.githubusercontent.com/mrc-ide/global-lmic-reports/master/AFG/projections.csv | 2021-02-05 | infections | 423.24 | 454.48 | 486.78 | 483.8 | 505.95 | 551.5 | Surged Additional 50% Reduction | Afghanistan | AFG | 2022-01-02 | v8 | TRUE
https://raw.githubusercontent.com/mrc-ide/global-lmic-reports/master/AFG/projections.csv | 2021-02-05 | deaths | 1.99 | 2.11 | 2.24 | 2.24 | 2.35 | 2.52 | Surged Additional 50% Reduction | Afghanistan | AFG | 2022-01-02 | v8 | TRUE
https://raw.githubusercontent.com/mrc-ide/global-lmic-reports/master/AFG/projections.csv | 2021-02-05 | hospital_demand | 61.01 | 65.45 | 68.72 | 69.2 | 72.41 | 78.31 | Surged Additional 50% Reduction | Afghanistan | AFG | 2022-01-02 | v8 | TRUE
https://raw.githubusercontent.com/mrc-ide/global-lmic-reports/master/AFG/projections.csv | 2021-02-05 | ICU_demand | 30.51 | 32.21 | 34.07 | 34.18 | 35.99 | 38.5 | Surged Additional 50% Reduction | Afghanistan | AFG | 2022-01-02 | v8 | TRUE
https://raw.githubusercontent.com/mrc-ide/global-lmic-reports/master/AFG/projections.csv | 2021-02-05 | hospital_incidence | 4.19 | 4.51 | 4.78 | 4.76 | 4.98 | 5.41 | Surged Additional 50% Reduction | Afghanistan | AFG | 2022-01-02 | v8 | TRUE
https://raw.githubusercontent.com/mrc-ide/global-lmic-reports/master/AFG/projections.csv | 2021-02-05 | ICU_incidence | 1.2 | 1.29 | 1.37 | 1.36 | 1.42 | 1.55 | Surged Additional 50% Reduction | Afghanistan | AFG | 2022-01-02 | v8 | TRUE
https://raw.githubusercontent.com/mrc-ide/global-lmic-reports/master/AFG/projections.csv | 2021-02-05 | prevalence | 3081.34 | 3327.98 | 3516.73 | 3525.89 | 3686.75 | 4031.42 | Surged Additional 50% Reduction | Afghanistan | AFG | 2022-01-02 | v8 | TRUE
https://raw.githubusercontent.com/mrc-ide/global-lmic-reports/master/AFG/projections.csv | 2021-02-05 | cumulative_infections | 1010003.34 | 1054612.45 | 1083244.46 | 1082984.49 | 1111589.07 | 1163630.29 | Surged Additional 50% Reduction | Afghanistan | AFG | 2022-01-02 | v8 | TRUE
https://raw.githubusercontent.com/mrc-ide/global-lmic-reports/master/AFG/projections.csv | 2021-02-05 | cumulative_deaths | 2165.44 | 2260.12 | 2322.51 | 2320.75 | 2383.63 | 2492.61 | Surged Additional 50% Reduction | Afghanistan | AFG | 2022-01-02 | v8 | TRUE
https://raw.githubusercontent.com/mrc-ide/global-lmic-reports/master/AFG/projections.csv | 2021-02-05 | Rt | 0.91 | 0.94 | 0.95 | 0.96 | 0.97 | 1.01 | Surged Additional 50% Reduction | Afghanistan | AFG | 2022-01-02 | v8 | TRUE
https://raw.githubusercontent.com/mrc-ide/global-lmic-reports/master/AFG/projections.csv | 2021-02-05 | Reff | 0.89 | 0.92 | 0.93 | 0.93 | 0.95 | 0.98 | Surged Additional 50% Reduction | Afghanistan | AFG | 2022-01-02 | v8 | TRUE
https://raw.githubusercontent.com/mrc-ide/global-lmic-reports/master/AFG/projections.csv | 2021-02-05 | infections | 423.24 | 454.48 | 486.78 | 483.8 | 505.95 | 551.5 | Surged Maintain Status Quo | Afghanistan | AFG | 2022-01-02 | v8 | TRUE
https://raw.githubusercontent.com/mrc-ide/global-lmic-reports/master/AFG/projections.csv | 2021-02-05 | deaths | 1.99 | 2.11 | 2.24 | 2.24 | 2.35 | 2.52 | Surged Maintain Status Quo | Afghanistan | AFG | 2022-01-02 | v8 | TRUE
https://raw.githubusercontent.com/mrc-ide/global-lmic-reports/master/AFG/projections.csv | 2021-02-05 | hospital_demand | 61.01 | 65.45 | 68.72 | 69.2 | 72.41 | 78.31 | Surged Maintain Status Quo | Afghanistan | AFG | 2022-01-02 | v8 | TRUE
https://raw.githubusercontent.com/mrc-ide/global-lmic-reports/master/AFG/projections.csv | 2021-02-05 | ICU_demand | 30.51 | 32.21 | 34.07 | 34.18 | 35.99 | 38.5 | Surged Maintain Status Quo | Afghanistan | AFG | 2022-01-02 | v8 | TRUE
https://raw.githubusercontent.com/mrc-ide/global-lmic-reports/master/AFG/projections.csv | 2021-02-05 | hospital_incidence | 4.19 | 4.51 | 4.78 | 4.76 | 4.98 | 5.41 | Surged Maintain Status Quo | Afghanistan | AFG | 2022-01-02 | v8 | TRUE
https://raw.githubusercontent.com/mrc-ide/global-lmic-reports/master/AFG/projections.csv | 2021-02-05 | ICU_incidence | 1.2 | 1.29 | 1.37 | 1.36 | 1.42 | 1.55 | Surged Maintain Status Quo | Afghanistan | AFG | 2022-01-02 | v8 | TRUE
https://raw.githubusercontent.com/mrc-ide/global-lmic-reports/master/AFG/projections.csv | 2021-02-05 | prevalence | 3081.34 | 3327.98 | 3516.73 | 3525.89 | 3686.75 | 4031.42 | Surged Maintain Status Quo | Afghanistan | AFG | 2022-01-02 | v8 | TRUE
https://raw.githubusercontent.com/mrc-ide/global-lmic-reports/master/AFG/projections.csv | 2021-02-05 | cumulative_infections | 1010003.34 | 1054612.45 | 1083244.46 | 1082984.49 | 1111589.07 | 1163630.29 | Surged Maintain Status Quo | Afghanistan | AFG | 2022-01-02 | v8 | TRUE
https://raw.githubusercontent.com/mrc-ide/global-lmic-reports/master/AFG/projections.csv | 2021-02-05 | cumulative_deaths | 2165.44 | 2260.12 | 2322.51 | 2320.75 | 2383.63 | 2492.61 | Surged Maintain Status Quo | Afghanistan | AFG | 2022-01-02 | v8 | TRUE
https://raw.githubusercontent.com/mrc-ide/global-lmic-reports/master/AFG/projections.csv | 2021-02-05 | Rt | 0.91 | 0.94 | 0.95 | 0.96 | 0.97 | 1.01 | Surged Maintain Status Quo | Afghanistan | AFG | 2022-01-02 | v8 | TRUE
https://raw.githubusercontent.com/mrc-ide/global-lmic-reports/master/AFG/projections.csv | 2021-02-05 | Reff | 0.89 | 0.92 | 0.93 | 0.93 | 0.95 | 0.98 | Surged Maintain Status Quo | Afghanistan | AFG | 2022-01-02 | v8 | TRUE
https://raw.githubusercontent.com/mrc-ide/global-lmic-reports/master/AFG/projections.csv | 2021-02-05 | infections | 423.24 | 454.48 | 486.78 | 483.8 | 505.95 | 551.5 | Surged Optimistic | Afghanistan | AFG | 2022-01-02 | v8 | TRUE
https://raw.githubusercontent.com/mrc-ide/global-lmic-reports/master/AFG/projections.csv | 2021-02-05 | deaths | 1.99 | 2.11 | 2.24 | 2.24 | 2.35 | 2.52 | Surged Optimistic | Afghanistan | AFG | 2022-01-02 | v8 | TRUE
https://raw.githubusercontent.com/mrc-ide/global-lmic-reports/master/AFG/projections.csv | 2021-02-05 | hospital_demand | 61.01 | 65.45 | 68.72 | 69.2 | 72.41 | 78.31 | Surged Optimistic | Afghanistan | AFG | 2022-01-02 | v8 | TRUE
https://raw.githubusercontent.com/mrc-ide/global-lmic-reports/master/AFG/projections.csv | 2021-02-05 | ICU_demand | 30.51 | 32.21 | 34.07 | 34.18 | 35.99 | 38.5 | Surged Optimistic | Afghanistan | AFG | 2022-01-02 | v8 | TRUE
https://raw.githubusercontent.com/mrc-ide/global-lmic-reports/master/AFG/projections.csv | 2021-02-05 | hospital_incidence | 4.19 | 4.51 | 4.78 | 4.76 | 4.98 | 5.41 | Surged Optimistic | Afghanistan | AFG | 2022-01-02 | v8 | TRUE
https://raw.githubusercontent.com/mrc-ide/global-lmic-reports/master/AFG/projections.csv | 2021-02-05 | ICU_incidence | 1.2 | 1.29 | 1.37 | 1.36 | 1.42 | 1.55 | Surged Optimistic | Afghanistan | AFG | 2022-01-02 | v8 | TRUE
https://raw.githubusercontent.com/mrc-ide/global-lmic-reports/master/AFG/projections.csv | 2021-02-05 | prevalence | 3081.34 | 3327.98 | 3516.73 | 3525.89 | 3686.75 | 4031.42 | Surged Optimistic | Afghanistan | AFG | 2022-01-02 | v8 | TRUE
https://raw.githubusercontent.com/mrc-ide/global-lmic-reports/master/AFG/projections.csv | 2021-02-05 | cumulative_infections | 1010003.34 | 1054612.45 | 1083244.46 | 1082984.49 | 1111589.07 | 1163630.29 | Surged Optimistic | Afghanistan | AFG | 2022-01-02 | v8 | TRUE
https://raw.githubusercontent.com/mrc-ide/global-lmic-reports/master/AFG/projections.csv | 2021-02-05 | cumulative_deaths | 2165.44 | 2260.12 | 2322.51 | 2320.75 | 2383.63 | 2492.61 | Surged Optimistic | Afghanistan | AFG | 2022-01-02 | v8 | TRUE
https://raw.githubusercontent.com/mrc-ide/global-lmic-reports/master/AFG/projections.csv | 2021-02-05 | Rt | 0.91 | 0.94 | 0.95 | 0.96 | 0.97 | 1.01 | Surged Optimistic | Afghanistan | AFG | 2022-01-02 | v8 | TRUE
https://raw.githubusercontent.com/mrc-ide/global-lmic-reports/master/AFG/projections.csv | 2021-02-05 | Reff | 0.89 | 0.92 | 0.93 | 0.93 | 0.95 | 0.98 | Surged Optimistic | Afghanistan | AFG | 2022-01-02 | v8 | TRUE
https://raw.githubusercontent.com/mrc-ide/global-lmic-reports/master/AFG/projections.csv | 2021-02-05 | infections | 423.24 | 454.48 | 486.78 | 483.8 | 505.95 | 551.5 | Surged Pessimistic | Afghanistan | AFG | 2022-01-02 | v8 | TRUE
https://raw.githubusercontent.com/mrc-ide/global-lmic-reports/master/AFG/projections.csv | 2021-02-05 | deaths | 1.99 | 2.11 | 2.24 | 2.24 | 2.35 | 2.52 | Surged Pessimistic | Afghanistan | AFG | 2022-01-02 | v8 | TRUE
https://raw.githubusercontent.com/mrc-ide/global-lmic-reports/master/AFG/projections.csv | 2021-02-05 | hospital_demand | 61.01 | 65.45 | 68.72 | 69.2 | 72.41 | 78.31 | Surged Pessimistic | Afghanistan | AFG | 2022-01-02 | v8 | TRUE
https://raw.githubusercontent.com/mrc-ide/global-lmic-reports/master/AFG/projections.csv | 2021-02-05 | ICU_demand | 30.51 | 32.21 | 34.07 | 34.18 | 35.99 | 38.5 | Surged Pessimistic | Afghanistan | AFG | 2022-01-02 | v8 | TRUE
https://raw.githubusercontent.com/mrc-ide/global-lmic-reports/master/AFG/projections.csv | 2021-02-05 | hospital_incidence | 4.19 | 4.51 | 4.78 | 4.76 | 4.98 | 5.41 | Surged Pessimistic | Afghanistan | AFG | 2022-01-02 | v8 | TRUE
https://raw.githubusercontent.com/mrc-ide/global-lmic-reports/master/AFG/projections.csv | 2021-02-05 | ICU_incidence | 1.2 | 1.29 | 1.37 | 1.36 | 1.42 | 1.55 | Surged Pessimistic | Afghanistan | AFG | 2022-01-02 | v8 | TRUE
https://raw.githubusercontent.com/mrc-ide/global-lmic-reports/master/AFG/projections.csv | 2021-02-05 | prevalence | 3081.34 | 3327.98 | 3516.73 | 3525.89 | 3686.75 | 4031.42 | Surged Pessimistic | Afghanistan | AFG | 2022-01-02 | v8 | TRUE
https://raw.githubusercontent.com/mrc-ide/global-lmic-reports/master/AFG/projections.csv | 2021-02-05 | cumulative_infections | 1010003.34 | 1054612.45 | 1083244.46 | 1082984.49 | 1111589.07 | 1163630.29 | Surged Pessimistic | Afghanistan | AFG | 2022-01-02 | v8 | TRUE
https://raw.githubusercontent.com/mrc-ide/global-lmic-reports/master/AFG/projections.csv | 2021-02-05 | cumulative_deaths | 2165.44 | 2260.12 | 2322.51 | 2320.75 | 2383.63 | 2492.61 | Surged Pessimistic | Afghanistan | AFG | 2022-01-02 | v8 | TRUE
https://raw.githubusercontent.com/mrc-ide/global-lmic-reports/master/AFG/projections.csv | 2021-02-05 | Rt | 0.91 | 0.94 | 0.95 | 0.96 | 0.97 | 1.01 | Surged Pessimistic | Afghanistan | AFG | 2022-01-02 | v8 | TRUE
https://raw.githubusercontent.com/mrc-ide/global-lmic-reports/master/AFG/projections.csv | 2021-02-05 | Reff | 0.89 | 0.92 | 0.93 | 0.93 | 0.95 | 0.98 | Surged Pessimistic | Afghanistan | AFG | 2022-01-02 | v8 | TRUE
https://raw.githubusercontent.com/mrc-ide/global-lmic-reports/master/AFG/projections.csv | 2021-02-05 | infections | 423.24 | 454.48 | 486.78 | 483.8 | 505.95 | 551.5 | Surged Relax Interventions 50% | Afghanistan | AFG | 2022-01-02 | v8 | TRUE
https://raw.githubusercontent.com/mrc-ide/global-lmic-reports/master/AFG/projections.csv | 2021-02-05 | deaths | 1.99 | 2.11 | 2.24 | 2.24 | 2.35 | 2.52 | Surged Relax Interventions 50% | Afghanistan | AFG | 2022-01-02 | v8 | TRUE
https://raw.githubusercontent.com/mrc-ide/global-lmic-reports/master/AFG/projections.csv | 2021-02-05 | hospital_demand | 61.01 | 65.45 | 68.72 | 69.2 | 72.41 | 78.31 | Surged Relax Interventions 50% | Afghanistan | AFG | 2022-01-02 | v8 | TRUE
https://raw.githubusercontent.com/mrc-ide/global-lmic-reports/master/AFG/projections.csv | 2021-02-05 | ICU_demand | 30.51 | 32.21 | 34.07 | 34.18 | 35.99 | 38.5 | Surged Relax Interventions 50% | Afghanistan | AFG | 2022-01-02 | v8 | TRUE
https://raw.githubusercontent.com/mrc-ide/global-lmic-reports/master/AFG/projections.csv | 2021-02-05 | hospital_incidence | 4.19 | 4.51 | 4.78 | 4.76 | 4.98 | 5.41 | Surged Relax Interventions 50% | Afghanistan | AFG | 2022-01-02 | v8 | TRUE
https://raw.githubusercontent.com/mrc-ide/global-lmic-reports/master/AFG/projections.csv | 2021-02-05 | ICU_incidence | 1.2 | 1.29 | 1.37 | 1.36 | 1.42 | 1.55 | Surged Relax Interventions 50% | Afghanistan | AFG | 2022-01-02 | v8 | TRUE
https://raw.githubusercontent.com/mrc-ide/global-lmic-reports/master/AFG/projections.csv | 2021-02-05 | prevalence | 3081.34 | 3327.98 | 3516.73 | 3525.89 | 3686.75 | 4031.42 | Surged Relax Interventions 50% | Afghanistan | AFG | 2022-01-02 | v8 | TRUE
https://raw.githubusercontent.com/mrc-ide/global-lmic-reports/master/AFG/projections.csv | 2021-02-05 | cumulative_infections | 1010003.34 | 1054612.45 | 1083244.46 | 1082984.49 | 1111589.07 | 1163630.29 | Surged Relax Interventions 50% | Afghanistan | AFG | 2022-01-02 | v8 | TRUE
https://raw.githubusercontent.com/mrc-ide/global-lmic-reports/master/AFG/projections.csv | 2021-02-05 | cumulative_deaths | 2165.44 | 2260.12 | 2322.51 | 2320.75 | 2383.63 | 2492.61 | Surged Relax Interventions 50% | Afghanistan | AFG | 2022-01-02 | v8 | TRUE
https://raw.githubusercontent.com/mrc-ide/global-lmic-reports/master/AFG/projections.csv | 2021-02-05 | Rt | 0.91 | 0.94 | 0.95 | 0.96 | 0.97 | 1.01 | Surged Relax Interventions 50% | Afghanistan | AFG | 2022-01-02 | v8 | TRUE
https://raw.githubusercontent.com/mrc-ide/global-lmic-reports/master/AFG/projections.csv | 2021-02-05 | Reff | 0.89 | 0.92 | 0.93 | 0.93 | 0.95 | 0.98 | Surged Relax Interventions 50% | Afghanistan | AFG | 2022-01-02 | v8 | TRUE
https://raw.githubusercontent.com/mrc-ide/global-lmic-reports/master/AFG/projections.csv | 2021-02-06 | infections | 405.91 | 462.69 | 487.69 | 487.77 | 516.65 | 565.96 | Additional 50% Reduction | Afghanistan | AFG | 2022-01-02 | v8 | TRUE
https://raw.githubusercontent.com/mrc-ide/global-lmic-reports/master/AFG/projections.csv | 2021-02-06 | deaths | 1.89 | 2.09 | 2.15 | 2.15 | 2.22 | 2.44 | Additional 50% Reduction | Afghanistan | AFG | 2022-01-02 | v8 | TRUE
https://raw.githubusercontent.com/mrc-ide/global-lmic-reports/master/AFG/projections.csv | 2021-02-06 | hospital_demand | 58.92 | 64.77 | 67.25 | 67.01 | 69.82 | 75.21 | Additional 50% Reduction | Afghanistan | AFG | 2022-01-02 | v8 | TRUE
https://raw.githubusercontent.com/mrc-ide/global-lmic-reports/master/AFG/projections.csv | 2021-02-06 | ICU_demand | 29.13 | 32.15 | 32.97 | 33.06 | 34 | 37.18 | Additional 50% Reduction | Afghanistan | AFG | 2022-01-02 | v8 | TRUE
https://raw.githubusercontent.com/mrc-ide/global-lmic-reports/master/AFG/projections.csv | 2021-02-06 | hospital_incidence | 4.12 | 4.49 | 4.77 | 4.78 | 5.03 | 5.37 | Additional 50% Reduction | Afghanistan | AFG | 2022-01-02 | v8 | TRUE
https://raw.githubusercontent.com/mrc-ide/global-lmic-reports/master/AFG/projections.csv | 2021-02-06 | ICU_incidence | 1.18 | 1.28 | 1.36 | 1.37 | 1.44 | 1.53 | Additional 50% Reduction | Afghanistan | AFG | 2022-01-02 | v8 | TRUE
https://raw.githubusercontent.com/mrc-ide/global-lmic-reports/master/AFG/projections.csv | 2021-02-06 | prevalence | 3004.76 | 3333.67 | 3554.55 | 3547.71 | 3745.31 | 4035.55 | Additional 50% Reduction | Afghanistan | AFG | 2022-01-02 | v8 | TRUE
https://raw.githubusercontent.com/mrc-ide/global-lmic-reports/master/AFG/projections.csv | 2021-02-06 | cumulative_infections | 1019023.65 | 1057003.02 | 1091366.73 | 1094787.48 | 1109633.25 | 1210824.71 | Additional 50% Reduction | Afghanistan | AFG | 2022-01-02 | v8 | TRUE
https://raw.githubusercontent.com/mrc-ide/global-lmic-reports/master/AFG/projections.csv | 2021-02-06 | cumulative_deaths | 2184.32 | 2279.64 | 2354.58 | 2360.6 | 2396.67 | 2635.57 | Additional 50% Reduction | Afghanistan | AFG | 2022-01-02 | v8 | TRUE
https://raw.githubusercontent.com/mrc-ide/global-lmic-reports/master/AFG/projections.csv | 2021-02-06 | Rt | 0.9 | 0.93 | 0.94 | 0.95 | 0.96 | 1.01 | Additional 50% Reduction | Afghanistan | AFG | 2022-01-02 | v8 | TRUE
https://raw.githubusercontent.com/mrc-ide/global-lmic-reports/master/AFG/projections.csv | 2021-02-06 | Reff | 0.88 | 0.91 | 0.92 | 0.92 | 0.93 | 0.98 | Additional 50% Reduction | Afghanistan | AFG | 2022-01-02 | v8 | TRUE
https://raw.githubusercontent.com/mrc-ide/global-lmic-reports/master/AFG/projections.csv | 2021-02-06 | infections | 405.91 | 462.69 | 487.69 | 487.77 | 516.65 | 565.96 | Maintain Status Quo | Afghanistan | AFG | 2022-01-02 | v8 | TRUE
https://raw.githubusercontent.com/mrc-ide/global-lmic-reports/master/AFG/projections.csv | 2021-02-06 | deaths | 1.89 | 2.09 | 2.15 | 2.15 | 2.22 | 2.44 | Maintain Status Quo | Afghanistan | AFG | 2022-01-02 | v8 | TRUE
https://raw.githubusercontent.com/mrc-ide/global-lmic-reports/master/AFG/projections.csv | 2021-02-06 | hospital_demand | 58.92 | 64.77 | 67.25 | 67.01 | 69.82 | 75.21 | Maintain Status Quo | Afghanistan | AFG | 2022-01-02 | v8 | TRUE
https://raw.githubusercontent.com/mrc-ide/global-lmic-reports/master/AFG/projections.csv | 2021-02-06 | ICU_demand | 29.13 | 32.15 | 32.97 | 33.06 | 34 | 37.18 | Maintain Status Quo | Afghanistan | AFG | 2022-01-02 | v8 | TRUE
https://raw.githubusercontent.com/mrc-ide/global-lmic-reports/master/AFG/projections.csv | 2021-02-06 | hospital_incidence | 4.12 | 4.49 | 4.77 | 4.78 | 5.03 | 5.37 | Maintain Status Quo | Afghanistan | AFG | 2022-01-02 | v8 | TRUE
https://raw.githubusercontent.com/mrc-ide/global-lmic-reports/master/AFG/projections.csv | 2021-02-06 | ICU_incidence | 1.18 | 1.28 | 1.36 | 1.37 | 1.44 | 1.53 | Maintain Status Quo | Afghanistan | AFG | 2022-01-02 | v8 | TRUE
https://raw.githubusercontent.com/mrc-ide/global-lmic-reports/master/AFG/projections.csv | 2021-02-06 | prevalence | 3004.76 | 3333.67 | 3554.55 | 3547.71 | 3745.31 | 4035.55 | Maintain Status Quo | Afghanistan | AFG | 2022-01-02 | v8 | TRUE
https://raw.githubusercontent.com/mrc-ide/global-lmic-reports/master/AFG/projections.csv | 2021-02-06 | cumulative_infections | 1019023.65 | 1057003.02 | 1091366.73 | 1094787.48 | 1109633.25 | 1210824.71 | Maintain Status Quo | Afghanistan | AFG | 2022-01-02 | v8 | TRUE
https://raw.githubusercontent.com/mrc-ide/global-lmic-reports/master/AFG/projections.csv | 2021-02-06 | cumulative_deaths | 2184.32 | 2279.64 | 2354.58 | 2360.6 | 2396.67 | 2635.57 | Maintain Status Quo | Afghanistan | AFG | 2022-01-02 | v8 | TRUE
https://raw.githubusercontent.com/mrc-ide/global-lmic-reports/master/AFG/projections.csv | 2021-02-06 | Rt | 0.9 | 0.93 | 0.94 | 0.95 | 0.96 | 1.01 | Maintain Status Quo | Afghanistan | AFG | 2022-01-02 | v8 | TRUE
https://raw.githubusercontent.com/mrc-ide/global-lmic-reports/master/AFG/projections.csv | 2021-02-06 | Reff | 0.88 | 0.91 | 0.92 | 0.92 | 0.93 | 0.98 | Maintain Status Quo | Afghanistan | AFG | 2022-01-02 | v8 | TRUE
https://raw.githubusercontent.com/mrc-ide/global-lmic-reports/master/AFG/projections.csv | 2021-02-06 | infections | 405.91 | 462.69 | 487.69 | 487.77 | 516.65 | 565.96 | Optimistic | Afghanistan | AFG | 2022-01-02 | v8 | TRUE
https://raw.githubusercontent.com/mrc-ide/global-lmic-reports/master/AFG/projections.csv | 2021-02-06 | deaths | 1.89 | 2.09 | 2.15 | 2.15 | 2.22 | 2.44 | Optimistic | Afghanistan | AFG | 2022-01-02 | v8 | TRUE
https://raw.githubusercontent.com/mrc-ide/global-lmic-reports/master/AFG/projections.csv | 2021-02-06 | hospital_demand | 58.92 | 64.77 | 67.25 | 67.01 | 69.82 | 75.21 | Optimistic | Afghanistan | AFG | 2022-01-02 | v8 | TRUE
https://raw.githubusercontent.com/mrc-ide/global-lmic-reports/master/AFG/projections.csv | 2021-02-06 | ICU_demand | 29.13 | 32.15 | 32.97 | 33.06 | 34 | 37.18 | Optimistic | Afghanistan | AFG | 2022-01-02 | v8 | TRUE
https://raw.githubusercontent.com/mrc-ide/global-lmic-reports/master/AFG/projections.csv | 2021-02-06 | hospital_incidence | 4.12 | 4.49 | 4.77 | 4.78 | 5.03 | 5.37 | Optimistic | Afghanistan | AFG | 2022-01-02 | v8 | TRUE
https://raw.githubusercontent.com/mrc-ide/global-lmic-reports/master/AFG/projections.csv | 2021-02-06 | ICU_incidence | 1.18 | 1.28 | 1.36 | 1.37 | 1.44 | 1.53 | Optimistic | Afghanistan | AFG | 2022-01-02 | v8 | TRUE
https://raw.githubusercontent.com/mrc-ide/global-lmic-reports/master/AFG/projections.csv | 2021-02-06 | prevalence | 3004.76 | 3333.67 | 3554.55 | 3547.71 | 3745.31 | 4035.55 | Optimistic | Afghanistan | AFG | 2022-01-02 | v8 | TRUE
https://raw.githubusercontent.com/mrc-ide/global-lmic-reports/master/AFG/projections.csv | 2021-02-06 | cumulative_infections | 1019023.65 | 1057003.02 | 1091366.73 | 1094787.48 | 1109633.25 | 1210824.71 | Optimistic | Afghanistan | AFG | 2022-01-02 | v8 | TRUE
https://raw.githubusercontent.com/mrc-ide/global-lmic-reports/master/AFG/projections.csv | 2021-02-06 | cumulative_deaths | 2184.32 | 2279.64 | 2354.58 | 2360.6 | 2396.67 | 2635.57 | Optimistic | Afghanistan | AFG | 2022-01-02 | v8 | TRUE
https://raw.githubusercontent.com/mrc-ide/global-lmic-reports/master/AFG/projections.csv | 2021-02-06 | Rt | 0.9 | 0.93 | 0.94 | 0.95 | 0.96 | 1.01 | Optimistic | Afghanistan | AFG | 2022-01-02 | v8 | TRUE
https://raw.githubusercontent.com/mrc-ide/global-lmic-reports/master/AFG/projections.csv | 2021-02-06 | Reff | 0.88 | 0.91 | 0.92 | 0.92 | 0.93 | 0.98 | Optimistic | Afghanistan | AFG | 2022-01-02 | v8 | TRUE
https://raw.githubusercontent.com/mrc-ide/global-lmic-reports/master/AFG/projections.csv | 2021-02-06 | infections | 405.91 | 462.69 | 487.69 | 487.77 | 516.65 | 565.96 | Pessimistic | Afghanistan | AFG | 2022-01-02 | v8 | TRUE
https://raw.githubusercontent.com/mrc-ide/global-lmic-reports/master/AFG/projections.csv | 2021-02-06 | deaths | 1.89 | 2.09 | 2.15 | 2.15 | 2.22 | 2.44 | Pessimistic | Afghanistan | AFG | 2022-01-02 | v8 | TRUE
https://raw.githubusercontent.com/mrc-ide/global-lmic-reports/master/AFG/projections.csv | 2021-02-06 | hospital_demand | 58.92 | 64.77 | 67.25 | 67.01 | 69.82 | 75.21 | Pessimistic | Afghanistan | AFG | 2022-01-02 | v8 | TRUE
https://raw.githubusercontent.com/mrc-ide/global-lmic-reports/master/AFG/projections.csv | 2021-02-06 | ICU_demand | 29.13 | 32.15 | 32.97 | 33.06 | 34 | 37.18 | Pessimistic | Afghanistan | AFG | 2022-01-02 | v8 | TRUE
https://raw.githubusercontent.com/mrc-ide/global-lmic-reports/master/AFG/projections.csv | 2021-02-06 | hospital_incidence | 4.12 | 4.49 | 4.77 | 4.78 | 5.03 | 5.37 | Pessimistic | Afghanistan | AFG | 2022-01-02 | v8 | TRUE
https://raw.githubusercontent.com/mrc-ide/global-lmic-reports/master/AFG/projections.csv | 2021-02-06 | ICU_incidence | 1.18 | 1.28 | 1.36 | 1.37 | 1.44 | 1.53 | Pessimistic | Afghanistan | AFG | 2022-01-02 | v8 | TRUE
https://raw.githubusercontent.com/mrc-ide/global-lmic-reports/master/AFG/projections.csv | 2021-02-06 | prevalence | 3004.76 | 3333.67 | 3554.55 | 3547.71 | 3745.31 | 4035.55 | Pessimistic | Afghanistan | AFG | 2022-01-02 | v8 | TRUE
https://raw.githubusercontent.com/mrc-ide/global-lmic-reports/master/AFG/projections.csv | 2021-02-06 | cumulative_infections | 1019023.65 | 1057003.02 | 1091366.73 | 1094787.48 | 1109633.25 | 1210824.71 | Pessimistic | Afghanistan | AFG | 2022-01-02 | v8 | TRUE
https://raw.githubusercontent.com/mrc-ide/global-lmic-reports/master/AFG/projections.csv | 2021-02-06 | cumulative_deaths | 2184.32 | 2279.64 | 2354.58 | 2360.6 | 2396.67 | 2635.57 | Pessimistic | Afghanistan | AFG | 2022-01-02 | v8 | TRUE
https://raw.githubusercontent.com/mrc-ide/global-lmic-reports/master/AFG/projections.csv | 2021-02-06 | Rt | 0.9 | 0.93 | 0.94 | 0.95 | 0.96 | 1.01 | Pessimistic | Afghanistan | AFG | 2022-01-02 | v8 | TRUE
https://raw.githubusercontent.com/mrc-ide/global-lmic-reports/master/AFG/projections.csv | 2021-02-06 | Reff | 0.88 | 0.91 | 0.92 | 0.92 | 0.93 | 0.98 | Pessimistic | Afghanistan | AFG | 2022-01-02 | v8 | TRUE
https://raw.githubusercontent.com/mrc-ide/global-lmic-reports/master/AFG/projections.csv | 2021-02-06 | infections | 405.91 | 462.69 | 487.69 | 487.77 | 516.65 | 565.96 | Relax Interventions 50% | Afghanistan | AFG | 2022-01-02 | v8 | TRUE
https://raw.githubusercontent.com/mrc-ide/global-lmic-reports/master/AFG/projections.csv | 2021-02-06 | deaths | 1.89 | 2.09 | 2.15 | 2.15 | 2.22 | 2.44 | Relax Interventions 50% | Afghanistan | AFG | 2022-01-02 | v8 | TRUE
https://raw.githubusercontent.com/mrc-ide/global-lmic-reports/master/AFG/projections.csv | 2021-02-06 | hospital_demand | 58.92 | 64.77 | 67.25 | 67.01 | 69.82 | 75.21 | Relax Interventions 50% | Afghanistan | AFG | 2022-01-02 | v8 | TRUE
https://raw.githubusercontent.com/mrc-ide/global-lmic-reports/master/AFG/projections.csv | 2021-02-06 | ICU_demand | 29.13 | 32.15 | 32.97 | 33.06 | 34 | 37.18 | Relax Interventions 50% | Afghanistan | AFG | 2022-01-02 | v8 | TRUE
https://raw.githubusercontent.com/mrc-ide/global-lmic-reports/master/AFG/projections.csv | 2021-02-06 | hospital_incidence | 4.12 | 4.49 | 4.77 | 4.78 | 5.03 | 5.37 | Relax Interventions 50% | Afghanistan | AFG | 2022-01-02 | v8 | TRUE
https://raw.githubusercontent.com/mrc-ide/global-lmic-reports/master/AFG/projections.csv | 2021-02-06 | ICU_incidence | 1.18 | 1.28 | 1.36 | 1.37 | 1.44 | 1.53 | Relax Interventions 50% | Afghanistan | AFG | 2022-01-02 | v8 | TRUE
https://raw.githubusercontent.com/mrc-ide/global-lmic-reports/master/AFG/projections.csv | 2021-02-06 | prevalence | 3004.76 | 3333.67 | 3554.55 | 3547.71 | 3745.31 | 4035.55 | Relax Interventions 50% | Afghanistan | AFG | 2022-01-02 | v8 | TRUE
https://raw.githubusercontent.com/mrc-ide/global-lmic-reports/master/AFG/projections.csv | 2021-02-06 | cumulative_infections | 1019023.65 | 1057003.02 | 1091366.73 | 1094787.48 | 1109633.25 | 1210824.71 | Relax Interventions 50% | Afghanistan | AFG | 2022-01-02 | v8 | TRUE
https://raw.githubusercontent.com/mrc-ide/global-lmic-reports/master/AFG/projections.csv | 2021-02-06 | cumulative_deaths | 2184.32 | 2279.64 | 2354.58 | 2360.6 | 2396.67 | 2635.57 | Relax Interventions 50% | Afghanistan | AFG | 2022-01-02 | v8 | TRUE
https://raw.githubusercontent.com/mrc-ide/global-lmic-reports/master/AFG/projections.csv | 2021-02-06 | Rt | 0.9 | 0.93 | 0.94 | 0.95 | 0.96 | 1.01 | Relax Interventions 50% | Afghanistan | AFG | 2022-01-02 | v8 | TRUE
https://raw.githubusercontent.com/mrc-ide/global-lmic-reports/master/AFG/projections.csv | 2021-02-06 | Reff | 0.88 | 0.91 | 0.92 | 0.92 | 0.93 | 0.98 | Relax Interventions 50% | Afghanistan | AFG | 2022-01-02 | v8 | TRUE
https://raw.githubusercontent.com/mrc-ide/global-lmic-reports/master/AFG/projections.csv | 2021-02-06 | infections | 418.4 | 448.1 | 483.36 | 479.96 | 503.45 | 547.95 | Surged Additional 50% Reduction | Afghanistan | AFG | 2022-01-02 | v8 | TRUE
https://raw.githubusercontent.com/mrc-ide/global-lmic-reports/master/AFG/projections.csv | 2021-02-06 | deaths | 1.88 | 1.99 | 2.11 | 2.11 | 2.22 | 2.39 | Surged Additional 50% Reduction | Afghanistan | AFG | 2022-01-02 | v8 | TRUE
https://raw.githubusercontent.com/mrc-ide/global-lmic-reports/master/AFG/projections.csv | 2021-02-06 | hospital_demand | 57.9 | 62.12 | 65.37 | 65.78 | 69.01 | 74.46 | Surged Additional 50% Reduction | Afghanistan | AFG | 2022-01-02 | v8 | TRUE
https://raw.githubusercontent.com/mrc-ide/global-lmic-reports/master/AFG/projections.csv | 2021-02-06 | ICU_demand | 28.91 | 30.52 | 32.29 | 32.44 | 34.07 | 36.57 | Surged Additional 50% Reduction | Afghanistan | AFG | 2022-01-02 | v8 | TRUE
https://raw.githubusercontent.com/mrc-ide/global-lmic-reports/master/AFG/projections.csv | 2021-02-06 | hospital_incidence | 4.12 | 4.45 | 4.69 | 4.7 | 4.9 | 5.34 | Surged Additional 50% Reduction | Afghanistan | AFG | 2022-01-02 | v8 | TRUE
https://raw.githubusercontent.com/mrc-ide/global-lmic-reports/master/AFG/projections.csv | 2021-02-06 | ICU_incidence | 1.18 | 1.27 | 1.34 | 1.34 | 1.4 | 1.53 | Surged Additional 50% Reduction | Afghanistan | AFG | 2022-01-02 | v8 | TRUE
https://raw.githubusercontent.com/mrc-ide/global-lmic-reports/master/AFG/projections.csv | 2021-02-06 | prevalence | 3051.75 | 3295.96 | 3470.8 | 3485.96 | 3647.2 | 3986.52 | Surged Additional 50% Reduction | Afghanistan | AFG | 2022-01-02 | v8 | TRUE
https://raw.githubusercontent.com/mrc-ide/global-lmic-reports/master/AFG/projections.csv | 2021-02-06 | cumulative_infections | 1010481.13 | 1055089.62 | 1083700.51 | 1083464.45 | 1112061.83 | 1164120.02 | Surged Additional 50% Reduction | Afghanistan | AFG | 2022-01-02 | v8 | TRUE
https://raw.githubusercontent.com/mrc-ide/global-lmic-reports/master/AFG/projections.csv | 2021-02-06 | cumulative_deaths | 2167.39 | 2262.2 | 2324.52 | 2322.86 | 2385.7 | 2494.87 | Surged Additional 50% Reduction | Afghanistan | AFG | 2022-01-02 | v8 | TRUE
https://raw.githubusercontent.com/mrc-ide/global-lmic-reports/master/AFG/projections.csv | 2021-02-06 | Rt | 0.91 | 0.93 | 0.94 | 0.95 | 0.96 | 0.99 | Surged Additional 50% Reduction | Afghanistan | AFG | 2022-01-02 | v8 | TRUE
https://raw.githubusercontent.com/mrc-ide/global-lmic-reports/master/AFG/projections.csv | 2021-02-06 | Reff | 0.88 | 0.91 | 0.92 | 0.92 | 0.94 | 0.97 | Surged Additional 50% Reduction | Afghanistan | AFG | 2022-01-02 | v8 | TRUE
https://raw.githubusercontent.com/mrc-ide/global-lmic-reports/master/AFG/projections.csv | 2021-02-06 | infections | 418.4 | 448.1 | 483.36 | 479.96 | 503.45 | 547.95 | Surged Maintain Status Quo | Afghanistan | AFG | 2022-01-02 | v8 | TRUE
https://raw.githubusercontent.com/mrc-ide/global-lmic-reports/master/AFG/projections.csv | 2021-02-06 | deaths | 1.88 | 1.99 | 2.11 | 2.11 | 2.22 | 2.39 | Surged Maintain Status Quo | Afghanistan | AFG | 2022-01-02 | v8 | TRUE
https://raw.githubusercontent.com/mrc-ide/global-lmic-reports/master/AFG/projections.csv | 2021-02-06 | hospital_demand | 57.9 | 62.12 | 65.37 | 65.78 | 69.01 | 74.46 | Surged Maintain Status Quo | Afghanistan | AFG | 2022-01-02 | v8 | TRUE
https://raw.githubusercontent.com/mrc-ide/global-lmic-reports/master/AFG/projections.csv | 2021-02-06 | ICU_demand | 28.91 | 30.52 | 32.29 | 32.44 | 34.07 | 36.57 | Surged Maintain Status Quo | Afghanistan | AFG | 2022-01-02 | v8 | TRUE
https://raw.githubusercontent.com/mrc-ide/global-lmic-reports/master/AFG/projections.csv | 2021-02-06 | hospital_incidence | 4.12 | 4.45 | 4.69 | 4.7 | 4.9 | 5.34 | Surged Maintain Status Quo | Afghanistan | AFG | 2022-01-02 | v8 | TRUE
https://raw.githubusercontent.com/mrc-ide/global-lmic-reports/master/AFG/projections.csv | 2021-02-06 | ICU_incidence | 1.18 | 1.27 | 1.34 | 1.34 | 1.4 | 1.53 | Surged Maintain Status Quo | Afghanistan | AFG | 2022-01-02 | v8 | TRUE
https://raw.githubusercontent.com/mrc-ide/global-lmic-reports/master/AFG/projections.csv | 2021-02-06 | prevalence | 3051.75 | 3295.96 | 3470.8 | 3485.96 | 3647.2 | 3986.52 | Surged Maintain Status Quo | Afghanistan | AFG | 2022-01-02 | v8 | TRUE
https://raw.githubusercontent.com/mrc-ide/global-lmic-reports/master/AFG/projections.csv | 2021-02-06 | cumulative_infections | 1010481.13 | 1055089.62 | 1083700.51 | 1083464.45 | 1112061.83 | 1164120.02 | Surged Maintain Status Quo | Afghanistan | AFG | 2022-01-02 | v8 | TRUE
https://raw.githubusercontent.com/mrc-ide/global-lmic-reports/master/AFG/projections.csv | 2021-02-06 | cumulative_deaths | 2167.39 | 2262.2 | 2324.52 | 2322.86 | 2385.7 | 2494.87 | Surged Maintain Status Quo | Afghanistan | AFG | 2022-01-02 | v8 | TRUE
https://raw.githubusercontent.com/mrc-ide/global-lmic-reports/master/AFG/projections.csv | 2021-02-06 | Rt | 0.91 | 0.93 | 0.94 | 0.95 | 0.96 | 0.99 | Surged Maintain Status Quo | Afghanistan | AFG | 2022-01-02 | v8 | TRUE
https://raw.githubusercontent.com/mrc-ide/global-lmic-reports/master/AFG/projections.csv | 2021-02-06 | Reff | 0.88 | 0.91 | 0.92 | 0.92 | 0.94 | 0.97 | Surged Maintain Status Quo | Afghanistan | AFG | 2022-01-02 | v8 | TRUE
https://raw.githubusercontent.com/mrc-ide/global-lmic-reports/master/AFG/projections.csv | 2021-02-06 | infections | 418.4 | 448.1 | 483.36 | 479.96 | 503.45 | 547.95 | Surged Optimistic | Afghanistan | AFG | 2022-01-02 | v8 | TRUE
https://raw.githubusercontent.com/mrc-ide/global-lmic-reports/master/AFG/projections.csv | 2021-02-06 | deaths | 1.88 | 1.99 | 2.11 | 2.11 | 2.22 | 2.39 | Surged Optimistic | Afghanistan | AFG | 2022-01-02 | v8 | TRUE
https://raw.githubusercontent.com/mrc-ide/global-lmic-reports/master/AFG/projections.csv | 2021-02-06 | hospital_demand | 57.9 | 62.12 | 65.37 | 65.78 | 69.01 | 74.46 | Surged Optimistic | Afghanistan | AFG | 2022-01-02 | v8 | TRUE
https://raw.githubusercontent.com/mrc-ide/global-lmic-reports/master/AFG/projections.csv | 2021-02-06 | ICU_demand | 28.91 | 30.52 | 32.29 | 32.44 | 34.07 | 36.57 | Surged Optimistic | Afghanistan | AFG | 2022-01-02 | v8 | TRUE
https://raw.githubusercontent.com/mrc-ide/global-lmic-reports/master/AFG/projections.csv | 2021-02-06 | hospital_incidence | 4.12 | 4.45 | 4.69 | 4.7 | 4.9 | 5.34 | Surged Optimistic | Afghanistan | AFG | 2022-01-02 | v8 | TRUE
https://raw.githubusercontent.com/mrc-ide/global-lmic-reports/master/AFG/projections.csv | 2021-02-06 | ICU_incidence | 1.18 | 1.27 | 1.34 | 1.34 | 1.4 | 1.53 | Surged Optimistic | Afghanistan | AFG | 2022-01-02 | v8 | TRUE
https://raw.githubusercontent.com/mrc-ide/global-lmic-reports/master/AFG/projections.csv | 2021-02-06 | prevalence | 3051.75 | 3295.96 | 3470.8 | 3485.96 | 3647.2 | 3986.52 | Surged Optimistic | Afghanistan | AFG | 2022-01-02 | v8 | TRUE
https://raw.githubusercontent.com/mrc-ide/global-lmic-reports/master/AFG/projections.csv | 2021-02-06 | cumulative_infections | 1010481.13 | 1055089.62 | 1083700.51 | 1083464.45 | 1112061.83 | 1164120.02 | Surged Optimistic | Afghanistan | AFG | 2022-01-02 | v8 | TRUE
https://raw.githubusercontent.com/mrc-ide/global-lmic-reports/master/AFG/projections.csv | 2021-02-06 | cumulative_deaths | 2167.39 | 2262.2 | 2324.52 | 2322.86 | 2385.7 | 2494.87 | Surged Optimistic | Afghanistan | AFG | 2022-01-02 | v8 | TRUE
https://raw.githubusercontent.com/mrc-ide/global-lmic-reports/master/AFG/projections.csv | 2021-02-06 | Rt | 0.91 | 0.93 | 0.94 | 0.95 | 0.96 | 0.99 | Surged Optimistic | Afghanistan | AFG | 2022-01-02 | v8 | TRUE
https://raw.githubusercontent.com/mrc-ide/global-lmic-reports/master/AFG/projections.csv | 2021-02-06 | Reff | 0.88 | 0.91 | 0.92 | 0.92 | 0.94 | 0.97 | Surged Optimistic | Afghanistan | AFG | 2022-01-02 | v8 | TRUE
https://raw.githubusercontent.com/mrc-ide/global-lmic-reports/master/AFG/projections.csv | 2021-02-06 | infections | 418.4 | 448.1 | 483.36 | 479.96 | 503.45 | 547.95 | Surged Pessimistic | Afghanistan | AFG | 2022-01-02 | v8 | TRUE
https://raw.githubusercontent.com/mrc-ide/global-lmic-reports/master/AFG/projections.csv | 2021-02-06 | deaths | 1.88 | 1.99 | 2.11 | 2.11 | 2.22 | 2.39 | Surged Pessimistic | Afghanistan | AFG | 2022-01-02 | v8 | TRUE
https://raw.githubusercontent.com/mrc-ide/global-lmic-reports/master/AFG/projections.csv | 2021-02-06 | hospital_demand | 57.9 | 62.12 | 65.37 | 65.78 | 69.01 | 74.46 | Surged Pessimistic | Afghanistan | AFG | 2022-01-02 | v8 | TRUE
https://raw.githubusercontent.com/mrc-ide/global-lmic-reports/master/AFG/projections.csv | 2021-02-06 | ICU_demand | 28.91 | 30.52 | 32.29 | 32.44 | 34.07 | 36.57 | Surged Pessimistic | Afghanistan | AFG | 2022-01-02 | v8 | TRUE
https://raw.githubusercontent.com/mrc-ide/global-lmic-reports/master/AFG/projections.csv | 2021-02-06 | hospital_incidence | 4.12 | 4.45 | 4.69 | 4.7 | 4.9 | 5.34 | Surged Pessimistic | Afghanistan | AFG | 2022-01-02 | v8 | TRUE
https://raw.githubusercontent.com/mrc-ide/global-lmic-reports/master/AFG/projections.csv | 2021-02-06 | ICU_incidence | 1.18 | 1.27 | 1.34 | 1.34 | 1.4 | 1.53 | Surged Pessimistic | Afghanistan | AFG | 2022-01-02 | v8 | TRUE
https://raw.githubusercontent.com/mrc-ide/global-lmic-reports/master/AFG/projections.csv | 2021-02-06 | prevalence | 3051.75 | 3295.96 | 3470.8 | 3485.96 | 3647.2 | 3986.52 | Surged Pessimistic | Afghanistan | AFG | 2022-01-02 | v8 | TRUE
https://raw.githubusercontent.com/mrc-ide/global-lmic-reports/master/AFG/projections.csv | 2021-02-06 | cumulative_infections | 1010481.13 | 1055089.62 | 1083700.51 | 1083464.45 | 1112061.83 | 1164120.02 | Surged Pessimistic | Afghanistan | AFG | 2022-01-02 | v8 | TRUE
https://raw.githubusercontent.com/mrc-ide/global-lmic-reports/master/AFG/projections.csv | 2021-02-06 | cumulative_deaths | 2167.39 | 2262.2 | 2324.52 | 2322.86 | 2385.7 | 2494.87 | Surged Pessimistic | Afghanistan | AFG | 2022-01-02 | v8 | TRUE
https://raw.githubusercontent.com/mrc-ide/global-lmic-reports/master/AFG/projections.csv | 2021-02-06 | Rt | 0.91 | 0.93 | 0.94 | 0.95 | 0.96 | 0.99 | Surged Pessimistic | Afghanistan | AFG | 2022-01-02 | v8 | TRUE
https://raw.githubusercontent.com/mrc-ide/global-lmic-reports/master/AFG/projections.csv | 2021-02-06 | Reff | 0.88 | 0.91 | 0.92 | 0.92 | 0.94 | 0.97 | Surged Pessimistic | Afghanistan | AFG | 2022-01-02 | v8 | TRUE
https://raw.githubusercontent.com/mrc-ide/global-lmic-reports/master/AFG/projections.csv | 2021-02-06 | infections | 418.4 | 448.1 | 483.36 | 479.96 | 503.45 | 547.95 | Surged Relax Interventions 50% | Afghanistan | AFG | 2022-01-02 | v8 | TRUE
https://raw.githubusercontent.com/mrc-ide/global-lmic-reports/master/AFG/projections.csv | 2021-02-06 | deaths | 1.88 | 1.99 | 2.11 | 2.11 | 2.22 | 2.39 | Surged Relax Interventions 50% | Afghanistan | AFG | 2022-01-02 | v8 | TRUE
https://raw.githubusercontent.com/mrc-ide/global-lmic-reports/master/AFG/projections.csv | 2021-02-06 | hospital_demand | 57.9 | 62.12 | 65.37 | 65.78 | 69.01 | 74.46 | Surged Relax Interventions 50% | Afghanistan | AFG | 2022-01-02 | v8 | TRUE
https://raw.githubusercontent.com/mrc-ide/global-lmic-reports/master/AFG/projections.csv | 2021-02-06 | ICU_demand | 28.91 | 30.52 | 32.29 | 32.44 | 34.07 | 36.57 | Surged Relax Interventions 50% | Afghanistan | AFG | 2022-01-02 | v8 | TRUE
https://raw.githubusercontent.com/mrc-ide/global-lmic-reports/master/AFG/projections.csv | 2021-02-06 | hospital_incidence | 4.12 | 4.45 | 4.69 | 4.7 | 4.9 | 5.34 | Surged Relax Interventions 50% | Afghanistan | AFG | 2022-01-02 | v8 | TRUE
https://raw.githubusercontent.com/mrc-ide/global-lmic-reports/master/AFG/projections.csv | 2021-02-06 | ICU_incidence | 1.18 | 1.27 | 1.34 | 1.34 | 1.4 | 1.53 | Surged Relax Interventions 50% | Afghanistan | AFG | 2022-01-02 | v8 | TRUE
https://raw.githubusercontent.com/mrc-ide/global-lmic-reports/master/AFG/projections.csv | 2021-02-06 | prevalence | 3051.75 | 3295.96 | 3470.8 | 3485.96 | 3647.2 | 3986.52 | Surged Relax Interventions 50% | Afghanistan | AFG | 2022-01-02 | v8 | TRUE
https://raw.githubusercontent.com/mrc-ide/global-lmic-reports/master/AFG/projections.csv | 2021-02-06 | cumulative_infections | 1010481.13 | 1055089.62 | 1083700.51 | 1083464.45 | 1112061.83 | 1164120.02 | Surged Relax Interventions 50% | Afghanistan | AFG | 2022-01-02 | v8 | TRUE
https://raw.githubusercontent.com/mrc-ide/global-lmic-reports/master/AFG/projections.csv | 2021-02-06 | cumulative_deaths | 2167.39 | 2262.2 | 2324.52 | 2322.86 | 2385.7 | 2494.87 | Surged Relax Interventions 50% | Afghanistan | AFG | 2022-01-02 | v8 | TRUE
https://raw.githubusercontent.com/mrc-ide/global-lmic-reports/master/AFG/projections.csv | 2021-02-06 | Rt | 0.91 | 0.93 | 0.94 | 0.95 | 0.96 | 0.99 | Surged Relax Interventions 50% | Afghanistan | AFG | 2022-01-02 | v8 | TRUE
https://raw.githubusercontent.com/mrc-ide/global-lmic-reports/master/AFG/projections.csv | 2021-02-06 | Reff | 0.88 | 0.91 | 0.92 | 0.92 | 0.94 | 0.97 | Surged Relax Interventions 50% | Afghanistan | AFG | 2022-01-02 | v8 | TRUE
https://raw.githubusercontent.com/mrc-ide/global-lmic-reports/master/AFG/projections.csv | 2021-02-07 | infections | 397.3 | 455.25 | 477.88 | 479.42 | 508.62 | 557.02 | Additional 50% Reduction | Afghanistan | AFG | 2022-01-02 | v8 | TRUE
https://raw.githubusercontent.com/mrc-ide/global-lmic-reports/master/AFG/projections.csv | 2021-02-07 | deaths | 1.79 | 1.97 | 2.03 | 2.04 | 2.1 | 2.3 | Additional 50% Reduction | Afghanistan | AFG | 2022-01-02 | v8 | TRUE
https://raw.githubusercontent.com/mrc-ide/global-lmic-reports/master/AFG/projections.csv | 2021-02-07 | hospital_demand | 56.16 | 61.67 | 64.03 | 63.9 | 66.65 | 71.56 | Additional 50% Reduction | Afghanistan | AFG | 2022-01-02 | v8 | TRUE
https://raw.githubusercontent.com/mrc-ide/global-lmic-reports/master/AFG/projections.csv | 2021-02-07 | ICU_demand | 27.71 | 30.52 | 31.4 | 31.43 | 32.32 | 35.31 | Additional 50% Reduction | Afghanistan | AFG | 2022-01-02 | v8 | TRUE
https://raw.githubusercontent.com/mrc-ide/global-lmic-reports/master/AFG/projections.csv | 2021-02-07 | hospital_incidence | 4.06 | 4.41 | 4.74 | 4.72 | 4.98 | 5.3 | Additional 50% Reduction | Afghanistan | AFG | 2022-01-02 | v8 | TRUE
https://raw.githubusercontent.com/mrc-ide/global-lmic-reports/master/AFG/projections.csv | 2021-02-07 | ICU_incidence | 1.16 | 1.26 | 1.35 | 1.35 | 1.42 | 1.51 | Additional 50% Reduction | Afghanistan | AFG | 2022-01-02 | v8 | TRUE
https://raw.githubusercontent.com/mrc-ide/global-lmic-reports/master/AFG/projections.csv | 2021-02-07 | prevalence | 2955.78 | 3292.49 | 3502.16 | 3502.14 | 3699.14 | 4000.35 | Additional 50% Reduction | Afghanistan | AFG | 2022-01-02 | v8 | TRUE
https://raw.githubusercontent.com/mrc-ide/global-lmic-reports/master/AFG/projections.csv | 2021-02-07 | cumulative_infections | 1019484.48 | 1057440.61 | 1091808.2 | 1095266.9 | 1110135.59 | 1211299.96 | Additional 50% Reduction | Afghanistan | AFG | 2022-01-02 | v8 | TRUE
https://raw.githubusercontent.com/mrc-ide/global-lmic-reports/master/AFG/projections.csv | 2021-02-07 | cumulative_deaths | 2186.32 | 2281.55 | 2356.64 | 2362.64 | 2398.8 | 2637.72 | Additional 50% Reduction | Afghanistan | AFG | 2022-01-02 | v8 | TRUE
https://raw.githubusercontent.com/mrc-ide/global-lmic-reports/master/AFG/projections.csv | 2021-02-07 | Rt | 0.93 | 0.96 | 0.97 | 0.98 | 0.99 | 1.04 | Additional 50% Reduction | Afghanistan | AFG | 2022-01-02 | v8 | TRUE
https://raw.githubusercontent.com/mrc-ide/global-lmic-reports/master/AFG/projections.csv | 2021-02-07 | Reff | 0.91 | 0.93 | 0.95 | 0.95 | 0.96 | 1.01 | Additional 50% Reduction | Afghanistan | AFG | 2022-01-02 | v8 | TRUE
https://raw.githubusercontent.com/mrc-ide/global-lmic-reports/master/AFG/projections.csv | 2021-02-07 | infections | 397.3 | 455.25 | 477.88 | 479.42 | 508.62 | 557.02 | Maintain Status Quo | Afghanistan | AFG | 2022-01-02 | v8 | TRUE
https://raw.githubusercontent.com/mrc-ide/global-lmic-reports/master/AFG/projections.csv | 2021-02-07 | deaths | 1.79 | 1.97 | 2.03 | 2.04 | 2.1 | 2.3 | Maintain Status Quo | Afghanistan | AFG | 2022-01-02 | v8 | TRUE
https://raw.githubusercontent.com/mrc-ide/global-lmic-reports/master/AFG/projections.csv | 2021-02-07 | hospital_demand | 56.16 | 61.67 | 64.03 | 63.9 | 66.65 | 71.56 | Maintain Status Quo | Afghanistan | AFG | 2022-01-02 | v8 | TRUE
https://raw.githubusercontent.com/mrc-ide/global-lmic-reports/master/AFG/projections.csv | 2021-02-07 | ICU_demand | 27.71 | 30.52 | 31.4 | 31.43 | 32.32 | 35.31 | Maintain Status Quo | Afghanistan | AFG | 2022-01-02 | v8 | TRUE
https://raw.githubusercontent.com/mrc-ide/global-lmic-reports/master/AFG/projections.csv | 2021-02-07 | hospital_incidence | 4.06 | 4.41 | 4.74 | 4.72 | 4.98 | 5.3 | Maintain Status Quo | Afghanistan | AFG | 2022-01-02 | v8 | TRUE
https://raw.githubusercontent.com/mrc-ide/global-lmic-reports/master/AFG/projections.csv | 2021-02-07 | ICU_incidence | 1.16 | 1.26 | 1.35 | 1.35 | 1.42 | 1.51 | Maintain Status Quo | Afghanistan | AFG | 2022-01-02 | v8 | TRUE
https://raw.githubusercontent.com/mrc-ide/global-lmic-reports/master/AFG/projections.csv | 2021-02-07 | prevalence | 2955.78 | 3292.49 | 3502.16 | 3502.14 | 3699.14 | 4000.35 | Maintain Status Quo | Afghanistan | AFG | 2022-01-02 | v8 | TRUE
https://raw.githubusercontent.com/mrc-ide/global-lmic-reports/master/AFG/projections.csv | 2021-02-07 | cumulative_infections | 1019484.48 | 1057440.61 | 1091808.2 | 1095266.9 | 1110135.59 | 1211299.96 | Maintain Status Quo | Afghanistan | AFG | 2022-01-02 | v8 | TRUE
https://raw.githubusercontent.com/mrc-ide/global-lmic-reports/master/AFG/projections.csv | 2021-02-07 | cumulative_deaths | 2186.32 | 2281.55 | 2356.64 | 2362.64 | 2398.8 | 2637.72 | Maintain Status Quo | Afghanistan | AFG | 2022-01-02 | v8 | TRUE
https://raw.githubusercontent.com/mrc-ide/global-lmic-reports/master/AFG/projections.csv | 2021-02-07 | Rt | 0.93 | 0.96 | 0.97 | 0.98 | 0.99 | 1.04 | Maintain Status Quo | Afghanistan | AFG | 2022-01-02 | v8 | TRUE
https://raw.githubusercontent.com/mrc-ide/global-lmic-reports/master/AFG/projections.csv | 2021-02-07 | Reff | 0.91 | 0.93 | 0.95 | 0.95 | 0.96 | 1.01 | Maintain Status Quo | Afghanistan | AFG | 2022-01-02 | v8 | TRUE
https://raw.githubusercontent.com/mrc-ide/global-lmic-reports/master/AFG/projections.csv | 2021-02-07 | infections | 397.3 | 455.25 | 477.88 | 479.42 | 508.62 | 557.02 | Optimistic | Afghanistan | AFG | 2022-01-02 | v8 | TRUE
https://raw.githubusercontent.com/mrc-ide/global-lmic-reports/master/AFG/projections.csv | 2021-02-07 | deaths | 1.79 | 1.97 | 2.03 | 2.04 | 2.1 | 2.3 | Optimistic | Afghanistan | AFG | 2022-01-02 | v8 | TRUE
https://raw.githubusercontent.com/mrc-ide/global-lmic-reports/master/AFG/projections.csv | 2021-02-07 | hospital_demand | 56.16 | 61.67 | 64.03 | 63.9 | 66.65 | 71.56 | Optimistic | Afghanistan | AFG | 2022-01-02 | v8 | TRUE
https://raw.githubusercontent.com/mrc-ide/global-lmic-reports/master/AFG/projections.csv | 2021-02-07 | ICU_demand | 27.71 | 30.52 | 31.4 | 31.43 | 32.32 | 35.31 | Optimistic | Afghanistan | AFG | 2022-01-02 | v8 | TRUE
https://raw.githubusercontent.com/mrc-ide/global-lmic-reports/master/AFG/projections.csv | 2021-02-07 | hospital_incidence | 4.06 | 4.41 | 4.74 | 4.72 | 4.98 | 5.3 | Optimistic | Afghanistan | AFG | 2022-01-02 | v8 | TRUE
https://raw.githubusercontent.com/mrc-ide/global-lmic-reports/master/AFG/projections.csv | 2021-02-07 | ICU_incidence | 1.16 | 1.26 | 1.35 | 1.35 | 1.42 | 1.51 | Optimistic | Afghanistan | AFG | 2022-01-02 | v8 | TRUE
https://raw.githubusercontent.com/mrc-ide/global-lmic-reports/master/AFG/projections.csv | 2021-02-07 | prevalence | 2955.78 | 3292.49 | 3502.16 | 3502.14 | 3699.14 | 4000.35 | Optimistic | Afghanistan | AFG | 2022-01-02 | v8 | TRUE
https://raw.githubusercontent.com/mrc-ide/global-lmic-reports/master/AFG/projections.csv | 2021-02-07 | cumulative_infections | 1019484.48 | 1057440.61 | 1091808.2 | 1095266.9 | 1110135.59 | 1211299.96 | Optimistic | Afghanistan | AFG | 2022-01-02 | v8 | TRUE
https://raw.githubusercontent.com/mrc-ide/global-lmic-reports/master/AFG/projections.csv | 2021-02-07 | cumulative_deaths | 2186.32 | 2281.55 | 2356.64 | 2362.64 | 2398.8 | 2637.72 | Optimistic | Afghanistan | AFG | 2022-01-02 | v8 | TRUE
https://raw.githubusercontent.com/mrc-ide/global-lmic-reports/master/AFG/projections.csv | 2021-02-07 | Rt | 0.93 | 0.96 | 0.97 | 0.98 | 0.99 | 1.04 | Optimistic | Afghanistan | AFG | 2022-01-02 | v8 | TRUE
https://raw.githubusercontent.com/mrc-ide/global-lmic-reports/master/AFG/projections.csv | 2021-02-07 | Reff | 0.91 | 0.93 | 0.95 | 0.95 | 0.96 | 1.01 | Optimistic | Afghanistan | AFG | 2022-01-02 | v8 | TRUE
https://raw.githubusercontent.com/mrc-ide/global-lmic-reports/master/AFG/projections.csv | 2021-02-07 | infections | 397.3 | 455.25 | 477.88 | 479.42 | 508.62 | 557.02 | Pessimistic | Afghanistan | AFG | 2022-01-02 | v8 | TRUE
https://raw.githubusercontent.com/mrc-ide/global-lmic-reports/master/AFG/projections.csv | 2021-02-07 | deaths | 1.79 | 1.97 | 2.03 | 2.04 | 2.1 | 2.3 | Pessimistic | Afghanistan | AFG | 2022-01-02 | v8 | TRUE
https://raw.githubusercontent.com/mrc-ide/global-lmic-reports/master/AFG/projections.csv | 2021-02-07 | hospital_demand | 56.16 | 61.67 | 64.03 | 63.9 | 66.65 | 71.56 | Pessimistic | Afghanistan | AFG | 2022-01-02 | v8 | TRUE
https://raw.githubusercontent.com/mrc-ide/global-lmic-reports/master/AFG/projections.csv | 2021-02-07 | ICU_demand | 27.71 | 30.52 | 31.4 | 31.43 | 32.32 | 35.31 | Pessimistic | Afghanistan | AFG | 2022-01-02 | v8 | TRUE
https://raw.githubusercontent.com/mrc-ide/global-lmic-reports/master/AFG/projections.csv | 2021-02-07 | hospital_incidence | 4.06 | 4.41 | 4.74 | 4.72 | 4.98 | 5.3 | Pessimistic | Afghanistan | AFG | 2022-01-02 | v8 | TRUE
https://raw.githubusercontent.com/mrc-ide/global-lmic-reports/master/AFG/projections.csv | 2021-02-07 | ICU_incidence | 1.16 | 1.26 | 1.35 | 1.35 | 1.42 | 1.51 | Pessimistic | Afghanistan | AFG | 2022-01-02 | v8 | TRUE
https://raw.githubusercontent.com/mrc-ide/global-lmic-reports/master/AFG/projections.csv | 2021-02-07 | prevalence | 2955.78 | 3292.49 | 3502.16 | 3502.14 | 3699.14 | 4000.35 | Pessimistic | Afghanistan | AFG | 2022-01-02 | v8 | TRUE
https://raw.githubusercontent.com/mrc-ide/global-lmic-reports/master/AFG/projections.csv | 2021-02-07 | cumulative_infections | 1019484.48 | 1057440.61 | 1091808.2 | 1095266.9 | 1110135.59 | 1211299.96 | Pessimistic | Afghanistan | AFG | 2022-01-02 | v8 | TRUE
https://raw.githubusercontent.com/mrc-ide/global-lmic-reports/master/AFG/projections.csv | 2021-02-07 | cumulative_deaths | 2186.32 | 2281.55 | 2356.64 | 2362.64 | 2398.8 | 2637.72 | Pessimistic | Afghanistan | AFG | 2022-01-02 | v8 | TRUE
https://raw.githubusercontent.com/mrc-ide/global-lmic-reports/master/AFG/projections.csv | 2021-02-07 | Rt | 0.93 | 0.96 | 0.97 | 0.98 | 0.99 | 1.04 | Pessimistic | Afghanistan | AFG | 2022-01-02 | v8 | TRUE
https://raw.githubusercontent.com/mrc-ide/global-lmic-reports/master/AFG/projections.csv | 2021-02-07 | Reff | 0.91 | 0.93 | 0.95 | 0.95 | 0.96 | 1.01 | Pessimistic | Afghanistan | AFG | 2022-01-02 | v8 | TRUE
https://raw.githubusercontent.com/mrc-ide/global-lmic-reports/master/AFG/projections.csv | 2021-02-07 | infections | 397.3 | 455.25 | 477.88 | 479.42 | 508.62 | 557.02 | Relax Interventions 50% | Afghanistan | AFG | 2022-01-02 | v8 | TRUE
https://raw.githubusercontent.com/mrc-ide/global-lmic-reports/master/AFG/projections.csv | 2021-02-07 | deaths | 1.79 | 1.97 | 2.03 | 2.04 | 2.1 | 2.3 | Relax Interventions 50% | Afghanistan | AFG | 2022-01-02 | v8 | TRUE
https://raw.githubusercontent.com/mrc-ide/global-lmic-reports/master/AFG/projections.csv | 2021-02-07 | hospital_demand | 56.16 | 61.67 | 64.03 | 63.9 | 66.65 | 71.56 | Relax Interventions 50% | Afghanistan | AFG | 2022-01-02 | v8 | TRUE
https://raw.githubusercontent.com/mrc-ide/global-lmic-reports/master/AFG/projections.csv | 2021-02-07 | ICU_demand | 27.71 | 30.52 | 31.4 | 31.43 | 32.32 | 35.31 | Relax Interventions 50% | Afghanistan | AFG | 2022-01-02 | v8 | TRUE
https://raw.githubusercontent.com/mrc-ide/global-lmic-reports/master/AFG/projections.csv | 2021-02-07 | hospital_incidence | 4.06 | 4.41 | 4.74 | 4.72 | 4.98 | 5.3 | Relax Interventions 50% | Afghanistan | AFG | 2022-01-02 | v8 | TRUE
https://raw.githubusercontent.com/mrc-ide/global-lmic-reports/master/AFG/projections.csv | 2021-02-07 | ICU_incidence | 1.16 | 1.26 | 1.35 | 1.35 | 1.42 | 1.51 | Relax Interventions 50% | Afghanistan | AFG | 2022-01-02 | v8 | TRUE
https://raw.githubusercontent.com/mrc-ide/global-lmic-reports/master/AFG/projections.csv | 2021-02-07 | prevalence | 2955.78 | 3292.49 | 3502.16 | 3502.14 | 3699.14 | 4000.35 | Relax Interventions 50% | Afghanistan | AFG | 2022-01-02 | v8 | TRUE
https://raw.githubusercontent.com/mrc-ide/global-lmic-reports/master/AFG/projections.csv | 2021-02-07 | cumulative_infections | 1019484.48 | 1057440.61 | 1091808.2 | 1095266.9 | 1110135.59 | 1211299.96 | Relax Interventions 50% | Afghanistan | AFG | 2022-01-02 | v8 | TRUE
https://raw.githubusercontent.com/mrc-ide/global-lmic-reports/master/AFG/projections.csv | 2021-02-07 | cumulative_deaths | 2186.32 | 2281.55 | 2356.64 | 2362.64 | 2398.8 | 2637.72 | Relax Interventions 50% | Afghanistan | AFG | 2022-01-02 | v8 | TRUE
https://raw.githubusercontent.com/mrc-ide/global-lmic-reports/master/AFG/projections.csv | 2021-02-07 | Rt | 0.93 | 0.96 | 0.97 | 0.98 | 0.99 | 1.04 | Relax Interventions 50% | Afghanistan | AFG | 2022-01-02 | v8 | TRUE
https://raw.githubusercontent.com/mrc-ide/global-lmic-reports/master/AFG/projections.csv | 2021-02-07 | Reff | 0.91 | 0.93 | 0.95 | 0.95 | 0.96 | 1.01 | Relax Interventions 50% | Afghanistan | AFG | 2022-01-02 | v8 | TRUE
https://raw.githubusercontent.com/mrc-ide/global-lmic-reports/master/AFG/projections.csv | 2021-02-07 | infections | 410.57 | 440.01 | 475.63 | 472.06 | 496.26 | 538.36 | Surged Additional 50% Reduction | Afghanistan | AFG | 2022-01-02 | v8 | TRUE
https://raw.githubusercontent.com/mrc-ide/global-lmic-reports/master/AFG/projections.csv | 2021-02-07 | deaths | 1.77 | 1.88 | 1.99 | 2 | 2.09 | 2.26 | Surged Additional 50% Reduction | Afghanistan | AFG | 2022-01-02 | v8 | TRUE
https://raw.githubusercontent.com/mrc-ide/global-lmic-reports/master/AFG/projections.csv | 2021-02-07 | hospital_demand | 55.23 | 59.16 | 62.42 | 62.74 | 65.93 | 71.05 | Surged Additional 50% Reduction | Afghanistan | AFG | 2022-01-02 | v8 | TRUE
https://raw.githubusercontent.com/mrc-ide/global-lmic-reports/master/AFG/projections.csv | 2021-02-07 | ICU_demand | 27.44 | 29.02 | 30.67 | 30.85 | 32.29 | 34.83 | Surged Additional 50% Reduction | Afghanistan | AFG | 2022-01-02 | v8 | TRUE
https://raw.githubusercontent.com/mrc-ide/global-lmic-reports/master/AFG/projections.csv | 2021-02-07 | hospital_incidence | 4.07 | 4.39 | 4.63 | 4.64 | 4.84 | 5.28 | Surged Additional 50% Reduction | Afghanistan | AFG | 2022-01-02 | v8 | TRUE
https://raw.githubusercontent.com/mrc-ide/global-lmic-reports/master/AFG/projections.csv | 2021-02-07 | ICU_incidence | 1.16 | 1.25 | 1.32 | 1.33 | 1.38 | 1.51 | Surged Additional 50% Reduction | Afghanistan | AFG | 2022-01-02 | v8 | TRUE
https://raw.githubusercontent.com/mrc-ide/global-lmic-reports/master/AFG/projections.csv | 2021-02-07 | prevalence | 3019.27 | 3257.01 | 3431.62 | 3442.29 | 3607.5 | 3935.88 | Surged Additional 50% Reduction | Afghanistan | AFG | 2022-01-02 | v8 | TRUE
https://raw.githubusercontent.com/mrc-ide/global-lmic-reports/master/AFG/projections.csv | 2021-02-07 | cumulative_infections | 1010945.79 | 1055559.51 | 1084148.33 | 1083936.51 | 1112528.13 | 1164597.85 | Surged Additional 50% Reduction | Afghanistan | AFG | 2022-01-02 | v8 | TRUE
https://raw.githubusercontent.com/mrc-ide/global-lmic-reports/master/AFG/projections.csv | 2021-02-07 | cumulative_deaths | 2169.22 | 2264.15 | 2326.42 | 2324.86 | 2387.65 | 2497 | Surged Additional 50% Reduction | Afghanistan | AFG | 2022-01-02 | v8 | TRUE
https://raw.githubusercontent.com/mrc-ide/global-lmic-reports/master/AFG/projections.csv | 2021-02-07 | Rt | 0.92 | 0.96 | 0.98 | 0.98 | 0.99 | 1.03 | Surged Additional 50% Reduction | Afghanistan | AFG | 2022-01-02 | v8 | TRUE
https://raw.githubusercontent.com/mrc-ide/global-lmic-reports/master/AFG/projections.csv | 2021-02-07 | Reff | 0.9 | 0.94 | 0.95 | 0.95 | 0.97 | 1.01 | Surged Additional 50% Reduction | Afghanistan | AFG | 2022-01-02 | v8 | TRUE
https://raw.githubusercontent.com/mrc-ide/global-lmic-reports/master/AFG/projections.csv | 2021-02-07 | infections | 410.57 | 440.01 | 475.63 | 472.06 | 496.26 | 538.36 | Surged Maintain Status Quo | Afghanistan | AFG | 2022-01-02 | v8 | TRUE
https://raw.githubusercontent.com/mrc-ide/global-lmic-reports/master/AFG/projections.csv | 2021-02-07 | deaths | 1.77 | 1.88 | 1.99 | 2 | 2.09 | 2.26 | Surged Maintain Status Quo | Afghanistan | AFG | 2022-01-02 | v8 | TRUE
https://raw.githubusercontent.com/mrc-ide/global-lmic-reports/master/AFG/projections.csv | 2021-02-07 | hospital_demand | 55.23 | 59.16 | 62.42 | 62.74 | 65.93 | 71.05 | Surged Maintain Status Quo | Afghanistan | AFG | 2022-01-02 | v8 | TRUE
https://raw.githubusercontent.com/mrc-ide/global-lmic-reports/master/AFG/projections.csv | 2021-02-07 | ICU_demand | 27.44 | 29.02 | 30.67 | 30.85 | 32.29 | 34.83 | Surged Maintain Status Quo | Afghanistan | AFG | 2022-01-02 | v8 | TRUE
https://raw.githubusercontent.com/mrc-ide/global-lmic-reports/master/AFG/projections.csv | 2021-02-07 | hospital_incidence | 4.07 | 4.39 | 4.63 | 4.64 | 4.84 | 5.28 | Surged Maintain Status Quo | Afghanistan | AFG | 2022-01-02 | v8 | TRUE
https://raw.githubusercontent.com/mrc-ide/global-lmic-reports/master/AFG/projections.csv | 2021-02-07 | ICU_incidence | 1.16 | 1.25 | 1.32 | 1.33 | 1.38 | 1.51 | Surged Maintain Status Quo | Afghanistan | AFG | 2022-01-02 | v8 | TRUE
https://raw.githubusercontent.com/mrc-ide/global-lmic-reports/master/AFG/projections.csv | 2021-02-07 | prevalence | 3019.27 | 3257.01 | 3431.62 | 3442.29 | 3607.5 | 3935.88 | Surged Maintain Status Quo | Afghanistan | AFG | 2022-01-02 | v8 | TRUE
https://raw.githubusercontent.com/mrc-ide/global-lmic-reports/master/AFG/projections.csv | 2021-02-07 | cumulative_infections | 1010945.79 | 1055559.51 | 1084148.33 | 1083936.51 | 1112528.13 | 1164597.85 | Surged Maintain Status Quo | Afghanistan | AFG | 2022-01-02 | v8 | TRUE
https://raw.githubusercontent.com/mrc-ide/global-lmic-reports/master/AFG/projections.csv | 2021-02-07 | cumulative_deaths | 2169.22 | 2264.15 | 2326.42 | 2324.86 | 2387.65 | 2497 | Surged Maintain Status Quo | Afghanistan | AFG | 2022-01-02 | v8 | TRUE
https://raw.githubusercontent.com/mrc-ide/global-lmic-reports/master/AFG/projections.csv | 2021-02-07 | Rt | 0.92 | 0.96 | 0.98 | 0.98 | 0.99 | 1.03 | Surged Maintain Status Quo | Afghanistan | AFG | 2022-01-02 | v8 | TRUE
https://raw.githubusercontent.com/mrc-ide/global-lmic-reports/master/AFG/projections.csv | 2021-02-07 | Reff | 0.9 | 0.94 | 0.95 | 0.95 | 0.97 | 1.01 | Surged Maintain Status Quo | Afghanistan | AFG | 2022-01-02 | v8 | TRUE
https://raw.githubusercontent.com/mrc-ide/global-lmic-reports/master/AFG/projections.csv | 2021-02-07 | infections | 410.57 | 440.01 | 475.63 | 472.06 | 496.26 | 538.36 | Surged Optimistic | Afghanistan | AFG | 2022-01-02 | v8 | TRUE
https://raw.githubusercontent.com/mrc-ide/global-lmic-reports/master/AFG/projections.csv | 2021-02-07 | deaths | 1.77 | 1.88 | 1.99 | 2 | 2.09 | 2.26 | Surged Optimistic | Afghanistan | AFG | 2022-01-02 | v8 | TRUE
https://raw.githubusercontent.com/mrc-ide/global-lmic-reports/master/AFG/projections.csv | 2021-02-07 | hospital_demand | 55.23 | 59.16 | 62.42 | 62.74 | 65.93 | 71.05 | Surged Optimistic | Afghanistan | AFG | 2022-01-02 | v8 | TRUE
https://raw.githubusercontent.com/mrc-ide/global-lmic-reports/master/AFG/projections.csv | 2021-02-07 | ICU_demand | 27.44 | 29.02 | 30.67 | 30.85 | 32.29 | 34.83 | Surged Optimistic | Afghanistan | AFG | 2022-01-02 | v8 | TRUE
https://raw.githubusercontent.com/mrc-ide/global-lmic-reports/master/AFG/projections.csv | 2021-02-07 | hospital_incidence | 4.07 | 4.39 | 4.63 | 4.64 | 4.84 | 5.28 | Surged Optimistic | Afghanistan | AFG | 2022-01-02 | v8 | TRUE
https://raw.githubusercontent.com/mrc-ide/global-lmic-reports/master/AFG/projections.csv | 2021-02-07 | ICU_incidence | 1.16 | 1.25 | 1.32 | 1.33 | 1.38 | 1.51 | Surged Optimistic | Afghanistan | AFG | 2022-01-02 | v8 | TRUE
https://raw.githubusercontent.com/mrc-ide/global-lmic-reports/master/AFG/projections.csv | 2021-02-07 | prevalence | 3019.27 | 3257.01 | 3431.62 | 3442.29 | 3607.5 | 3935.88 | Surged Optimistic | Afghanistan | AFG | 2022-01-02 | v8 | TRUE
https://raw.githubusercontent.com/mrc-ide/global-lmic-reports/master/AFG/projections.csv | 2021-02-07 | cumulative_infections | 1010945.79 | 1055559.51 | 1084148.33 | 1083936.51 | 1112528.13 | 1164597.85 | Surged Optimistic | Afghanistan | AFG | 2022-01-02 | v8 | TRUE
https://raw.githubusercontent.com/mrc-ide/global-lmic-reports/master/AFG/projections.csv | 2021-02-07 | cumulative_deaths | 2169.22 | 2264.15 | 2326.42 | 2324.86 | 2387.65 | 2497 | Surged Optimistic | Afghanistan | AFG | 2022-01-02 | v8 | TRUE
https://raw.githubusercontent.com/mrc-ide/global-lmic-reports/master/AFG/projections.csv | 2021-02-07 | Rt | 0.92 | 0.96 | 0.98 | 0.98 | 0.99 | 1.03 | Surged Optimistic | Afghanistan | AFG | 2022-01-02 | v8 | TRUE
https://raw.githubusercontent.com/mrc-ide/global-lmic-reports/master/AFG/projections.csv | 2021-02-07 | Reff | 0.9 | 0.94 | 0.95 | 0.95 | 0.97 | 1.01 | Surged Optimistic | Afghanistan | AFG | 2022-01-02 | v8 | TRUE
https://raw.githubusercontent.com/mrc-ide/global-lmic-reports/master/AFG/projections.csv | 2021-02-07 | infections | 410.57 | 440.01 | 475.63 | 472.06 | 496.26 | 538.36 | Surged Pessimistic | Afghanistan | AFG | 2022-01-02 | v8 | TRUE
https://raw.githubusercontent.com/mrc-ide/global-lmic-reports/master/AFG/projections.csv | 2021-02-07 | deaths | 1.77 | 1.88 | 1.99 | 2 | 2.09 | 2.26 | Surged Pessimistic | Afghanistan | AFG | 2022-01-02 | v8 | TRUE
https://raw.githubusercontent.com/mrc-ide/global-lmic-reports/master/AFG/projections.csv | 2021-02-07 | hospital_demand | 55.23 | 59.16 | 62.42 | 62.74 | 65.93 | 71.05 | Surged Pessimistic | Afghanistan | AFG | 2022-01-02 | v8 | TRUE
https://raw.githubusercontent.com/mrc-ide/global-lmic-reports/master/AFG/projections.csv | 2021-02-07 | ICU_demand | 27.44 | 29.02 | 30.67 | 30.85 | 32.29 | 34.83 | Surged Pessimistic | Afghanistan | AFG | 2022-01-02 | v8 | TRUE
https://raw.githubusercontent.com/mrc-ide/global-lmic-reports/master/AFG/projections.csv | 2021-02-07 | hospital_incidence | 4.07 | 4.39 | 4.63 | 4.64 | 4.84 | 5.28 | Surged Pessimistic | Afghanistan | AFG | 2022-01-02 | v8 | TRUE
https://raw.githubusercontent.com/mrc-ide/global-lmic-reports/master/AFG/projections.csv | 2021-02-07 | ICU_incidence | 1.16 | 1.25 | 1.32 | 1.33 | 1.38 | 1.51 | Surged Pessimistic | Afghanistan | AFG | 2022-01-02 | v8 | TRUE
https://raw.githubusercontent.com/mrc-ide/global-lmic-reports/master/AFG/projections.csv | 2021-02-07 | prevalence | 3019.27 | 3257.01 | 3431.62 | 3442.29 | 3607.5 | 3935.88 | Surged Pessimistic | Afghanistan | AFG | 2022-01-02 | v8 | TRUE
https://raw.githubusercontent.com/mrc-ide/global-lmic-reports/master/AFG/projections.csv | 2021-02-07 | cumulative_infections | 1010945.79 | 1055559.51 | 1084148.33 | 1083936.51 | 1112528.13 | 1164597.85 | Surged Pessimistic | Afghanistan | AFG | 2022-01-02 | v8 | TRUE
https://raw.githubusercontent.com/mrc-ide/global-lmic-reports/master/AFG/projections.csv | 2021-02-07 | cumulative_deaths | 2169.22 | 2264.15 | 2326.42 | 2324.86 | 2387.65 | 2497 | Surged Pessimistic | Afghanistan | AFG | 2022-01-02 | v8 | TRUE
https://raw.githubusercontent.com/mrc-ide/global-lmic-reports/master/AFG/projections.csv | 2021-02-07 | Rt | 0.92 | 0.96 | 0.98 | 0.98 | 0.99 | 1.03 | Surged Pessimistic | Afghanistan | AFG | 2022-01-02 | v8 | TRUE
https://raw.githubusercontent.com/mrc-ide/global-lmic-reports/master/AFG/projections.csv | 2021-02-07 | Reff | 0.9 | 0.94 | 0.95 | 0.95 | 0.97 | 1.01 | Surged Pessimistic | Afghanistan | AFG | 2022-01-02 | v8 | TRUE
https://raw.githubusercontent.com/mrc-ide/global-lmic-reports/master/AFG/projections.csv | 2021-02-07 | infections | 410.57 | 440.01 | 475.63 | 472.06 | 496.26 | 538.36 | Surged Relax Interventions 50% | Afghanistan | AFG | 2022-01-02 | v8 | TRUE
https://raw.githubusercontent.com/mrc-ide/global-lmic-reports/master/AFG/projections.csv | 2021-02-07 | deaths | 1.77 | 1.88 | 1.99 | 2 | 2.09 | 2.26 | Surged Relax Interventions 50% | Afghanistan | AFG | 2022-01-02 | v8 | TRUE
https://raw.githubusercontent.com/mrc-ide/global-lmic-reports/master/AFG/projections.csv | 2021-02-07 | hospital_demand | 55.23 | 59.16 | 62.42 | 62.74 | 65.93 | 71.05 | Surged Relax Interventions 50% | Afghanistan | AFG | 2022-01-02 | v8 | TRUE
https://raw.githubusercontent.com/mrc-ide/global-lmic-reports/master/AFG/projections.csv | 2021-02-07 | ICU_demand | 27.44 | 29.02 | 30.67 | 30.85 | 32.29 | 34.83 | Surged Relax Interventions 50% | Afghanistan | AFG | 2022-01-02 | v8 | TRUE
https://raw.githubusercontent.com/mrc-ide/global-lmic-reports/master/AFG/projections.csv | 2021-02-07 | hospital_incidence | 4.07 | 4.39 | 4.63 | 4.64 | 4.84 | 5.28 | Surged Relax Interventions 50% | Afghanistan | AFG | 2022-01-02 | v8 | TRUE
https://raw.githubusercontent.com/mrc-ide/global-lmic-reports/master/AFG/projections.csv | 2021-02-07 | ICU_incidence | 1.16 | 1.25 | 1.32 | 1.33 | 1.38 | 1.51 | Surged Relax Interventions 50% | Afghanistan | AFG | 2022-01-02 | v8 | TRUE
https://raw.githubusercontent.com/mrc-ide/global-lmic-reports/master/AFG/projections.csv | 2021-02-07 | prevalence | 3019.27 | 3257.01 | 3431.62 | 3442.29 | 3607.5 | 3935.88 | Surged Relax Interventions 50% | Afghanistan | AFG | 2022-01-02 | v8 | TRUE
https://raw.githubusercontent.com/mrc-ide/global-lmic-reports/master/AFG/projections.csv | 2021-02-07 | cumulative_infections | 1010945.79 | 1055559.51 | 1084148.33 | 1083936.51 | 1112528.13 | 1164597.85 | Surged Relax Interventions 50% | Afghanistan | AFG | 2022-01-02 | v8 | TRUE
https://raw.githubusercontent.com/mrc-ide/global-lmic-reports/master/AFG/projections.csv | 2021-02-07 | cumulative_deaths | 2169.22 | 2264.15 | 2326.42 | 2324.86 | 2387.65 | 2497 | Surged Relax Interventions 50% | Afghanistan | AFG | 2022-01-02 | v8 | TRUE
https://raw.githubusercontent.com/mrc-ide/global-lmic-reports/master/AFG/projections.csv | 2021-02-07 | Rt | 0.92 | 0.96 | 0.98 | 0.98 | 0.99 | 1.03 | Surged Relax Interventions 50% | Afghanistan | AFG | 2022-01-02 | v8 | TRUE
https://raw.githubusercontent.com/mrc-ide/global-lmic-reports/master/AFG/projections.csv | 2021-02-07 | Reff | 0.9 | 0.94 | 0.95 | 0.95 | 0.97 | 1.01 | Surged Relax Interventions 50% | Afghanistan | AFG | 2022-01-02 | v8 | TRUE
https://raw.githubusercontent.com/mrc-ide/global-lmic-reports/master/AFG/projections.csv | 2021-02-08 | infections | 405.71 | 468.05 | 490.5 | 490.21 | 516.2 | 569.68 | Additional 50% Reduction | Afghanistan | AFG | 2022-01-02 | v8 | TRUE
https://raw.githubusercontent.com/mrc-ide/global-lmic-reports/master/AFG/projections.csv | 2021-02-08 | deaths | 1.7 | 1.86 | 1.93 | 1.93 | 1.99 | 2.17 | Additional 50% Reduction | Afghanistan | AFG | 2022-01-02 | v8 | TRUE
https://raw.githubusercontent.com/mrc-ide/global-lmic-reports/master/AFG/projections.csv | 2021-02-08 | hospital_demand | 53.72 | 58.78 | 61.19 | 61.15 | 63.8 | 68.33 | Additional 50% Reduction | Afghanistan | AFG | 2022-01-02 | v8 | TRUE
https://raw.githubusercontent.com/mrc-ide/global-lmic-reports/master/AFG/projections.csv | 2021-02-08 | ICU_demand | 26.42 | 29.07 | 29.98 | 29.95 | 30.85 | 33.59 | Additional 50% Reduction | Afghanistan | AFG | 2022-01-02 | v8 | TRUE
https://raw.githubusercontent.com/mrc-ide/global-lmic-reports/master/AFG/projections.csv | 2021-02-08 | hospital_incidence | 4 | 4.36 | 4.69 | 4.67 | 4.93 | 5.26 | Additional 50% Reduction | Afghanistan | AFG | 2022-01-02 | v8 | TRUE
https://raw.githubusercontent.com/mrc-ide/global-lmic-reports/master/AFG/projections.csv | 2021-02-08 | ICU_incidence | 1.14 | 1.25 | 1.34 | 1.34 | 1.41 | 1.5 | Additional 50% Reduction | Afghanistan | AFG | 2022-01-02 | v8 | TRUE
https://raw.githubusercontent.com/mrc-ide/global-lmic-reports/master/AFG/projections.csv | 2021-02-08 | prevalence | 2918.07 | 3268.45 | 3479.05 | 3472.41 | 3663.99 | 3986.14 | Additional 50% Reduction | Afghanistan | AFG | 2022-01-02 | v8 | TRUE
https://raw.githubusercontent.com/mrc-ide/global-lmic-reports/master/AFG/projections.csv | 2021-02-08 | cumulative_infections | 1019959.09 | 1057880.71 | 1092257.96 | 1095757.11 | 1110652.03 | 1211791.92 | Additional 50% Reduction | Afghanistan | AFG | 2022-01-02 | v8 | TRUE
https://raw.githubusercontent.com/mrc-ide/global-lmic-reports/master/AFG/projections.csv | 2021-02-08 | cumulative_deaths | 2188.21 | 2283.37 | 2358.59 | 2364.57 | 2400.82 | 2639.75 | Additional 50% Reduction | Afghanistan | AFG | 2022-01-02 | v8 | TRUE
https://raw.githubusercontent.com/mrc-ide/global-lmic-reports/master/AFG/projections.csv | 2021-02-08 | Rt | 0.94 | 0.97 | 0.98 | 0.99 | 1 | 1.06 | Additional 50% Reduction | Afghanistan | AFG | 2022-01-02 | v8 | TRUE
https://raw.githubusercontent.com/mrc-ide/global-lmic-reports/master/AFG/projections.csv | 2021-02-08 | Reff | 0.92 | 0.94 | 0.96 | 0.96 | 0.97 | 1.03 | Additional 50% Reduction | Afghanistan | AFG | 2022-01-02 | v8 | TRUE
https://raw.githubusercontent.com/mrc-ide/global-lmic-reports/master/AFG/projections.csv | 2021-02-08 | infections | 405.71 | 468.05 | 490.5 | 490.21 | 516.2 | 569.68 | Maintain Status Quo | Afghanistan | AFG | 2022-01-02 | v8 | TRUE
https://raw.githubusercontent.com/mrc-ide/global-lmic-reports/master/AFG/projections.csv | 2021-02-08 | deaths | 1.7 | 1.86 | 1.93 | 1.93 | 1.99 | 2.17 | Maintain Status Quo | Afghanistan | AFG | 2022-01-02 | v8 | TRUE
https://raw.githubusercontent.com/mrc-ide/global-lmic-reports/master/AFG/projections.csv | 2021-02-08 | hospital_demand | 53.72 | 58.78 | 61.19 | 61.15 | 63.8 | 68.33 | Maintain Status Quo | Afghanistan | AFG | 2022-01-02 | v8 | TRUE
https://raw.githubusercontent.com/mrc-ide/global-lmic-reports/master/AFG/projections.csv | 2021-02-08 | ICU_demand | 26.42 | 29.07 | 29.98 | 29.95 | 30.85 | 33.59 | Maintain Status Quo | Afghanistan | AFG | 2022-01-02 | v8 | TRUE
https://raw.githubusercontent.com/mrc-ide/global-lmic-reports/master/AFG/projections.csv | 2021-02-08 | hospital_incidence | 4 | 4.36 | 4.69 | 4.67 | 4.93 | 5.26 | Maintain Status Quo | Afghanistan | AFG | 2022-01-02 | v8 | TRUE
https://raw.githubusercontent.com/mrc-ide/global-lmic-reports/master/AFG/projections.csv | 2021-02-08 | ICU_incidence | 1.14 | 1.25 | 1.34 | 1.34 | 1.41 | 1.5 | Maintain Status Quo | Afghanistan | AFG | 2022-01-02 | v8 | TRUE
https://raw.githubusercontent.com/mrc-ide/global-lmic-reports/master/AFG/projections.csv | 2021-02-08 | prevalence | 2918.07 | 3268.45 | 3479.05 | 3472.41 | 3663.99 | 3986.14 | Maintain Status Quo | Afghanistan | AFG | 2022-01-02 | v8 | TRUE
https://raw.githubusercontent.com/mrc-ide/global-lmic-reports/master/AFG/projections.csv | 2021-02-08 | cumulative_infections | 1019959.09 | 1057880.71 | 1092257.96 | 1095757.11 | 1110652.03 | 1211791.92 | Maintain Status Quo | Afghanistan | AFG | 2022-01-02 | v8 | TRUE
https://raw.githubusercontent.com/mrc-ide/global-lmic-reports/master/AFG/projections.csv | 2021-02-08 | cumulative_deaths | 2188.21 | 2283.37 | 2358.59 | 2364.57 | 2400.82 | 2639.75 | Maintain Status Quo | Afghanistan | AFG | 2022-01-02 | v8 | TRUE
https://raw.githubusercontent.com/mrc-ide/global-lmic-reports/master/AFG/projections.csv | 2021-02-08 | Rt | 0.94 | 0.97 | 0.98 | 0.99 | 1 | 1.06 | Maintain Status Quo | Afghanistan | AFG | 2022-01-02 | v8 | TRUE
https://raw.githubusercontent.com/mrc-ide/global-lmic-reports/master/AFG/projections.csv | 2021-02-08 | Reff | 0.92 | 0.94 | 0.96 | 0.96 | 0.97 | 1.03 | Maintain Status Quo | Afghanistan | AFG | 2022-01-02 | v8 | TRUE
https://raw.githubusercontent.com/mrc-ide/global-lmic-reports/master/AFG/projections.csv | 2021-02-08 | infections | 405.71 | 468.05 | 490.5 | 490.21 | 516.2 | 569.68 | Optimistic | Afghanistan | AFG | 2022-01-02 | v8 | TRUE
https://raw.githubusercontent.com/mrc-ide/global-lmic-reports/master/AFG/projections.csv | 2021-02-08 | deaths | 1.7 | 1.86 | 1.93 | 1.93 | 1.99 | 2.17 | Optimistic | Afghanistan | AFG | 2022-01-02 | v8 | TRUE
https://raw.githubusercontent.com/mrc-ide/global-lmic-reports/master/AFG/projections.csv | 2021-02-08 | hospital_demand | 53.72 | 58.78 | 61.19 | 61.15 | 63.8 | 68.33 | Optimistic | Afghanistan | AFG | 2022-01-02 | v8 | TRUE
https://raw.githubusercontent.com/mrc-ide/global-lmic-reports/master/AFG/projections.csv | 2021-02-08 | ICU_demand | 26.42 | 29.07 | 29.98 | 29.95 | 30.85 | 33.59 | Optimistic | Afghanistan | AFG | 2022-01-02 | v8 | TRUE
https://raw.githubusercontent.com/mrc-ide/global-lmic-reports/master/AFG/projections.csv | 2021-02-08 | hospital_incidence | 4 | 4.36 | 4.69 | 4.67 | 4.93 | 5.26 | Optimistic | Afghanistan | AFG | 2022-01-02 | v8 | TRUE
https://raw.githubusercontent.com/mrc-ide/global-lmic-reports/master/AFG/projections.csv | 2021-02-08 | ICU_incidence | 1.14 | 1.25 | 1.34 | 1.34 | 1.41 | 1.5 | Optimistic | Afghanistan | AFG | 2022-01-02 | v8 | TRUE
https://raw.githubusercontent.com/mrc-ide/global-lmic-reports/master/AFG/projections.csv | 2021-02-08 | prevalence | 2918.07 | 3268.45 | 3479.05 | 3472.41 | 3663.99 | 3986.14 | Optimistic | Afghanistan | AFG | 2022-01-02 | v8 | TRUE
https://raw.githubusercontent.com/mrc-ide/global-lmic-reports/master/AFG/projections.csv | 2021-02-08 | cumulative_infections | 1019959.09 | 1057880.71 | 1092257.96 | 1095757.11 | 1110652.03 | 1211791.92 | Optimistic | Afghanistan | AFG | 2022-01-02 | v8 | TRUE
https://raw.githubusercontent.com/mrc-ide/global-lmic-reports/master/AFG/projections.csv | 2021-02-08 | cumulative_deaths | 2188.21 | 2283.37 | 2358.59 | 2364.57 | 2400.82 | 2639.75 | Optimistic | Afghanistan | AFG | 2022-01-02 | v8 | TRUE
https://raw.githubusercontent.com/mrc-ide/global-lmic-reports/master/AFG/projections.csv | 2021-02-08 | Rt | 0.94 | 0.97 | 0.98 | 0.99 | 1 | 1.06 | Optimistic | Afghanistan | AFG | 2022-01-02 | v8 | TRUE
https://raw.githubusercontent.com/mrc-ide/global-lmic-reports/master/AFG/projections.csv | 2021-02-08 | Reff | 0.92 | 0.94 | 0.96 | 0.96 | 0.97 | 1.03 | Optimistic | Afghanistan | AFG | 2022-01-02 | v8 | TRUE
https://raw.githubusercontent.com/mrc-ide/global-lmic-reports/master/AFG/projections.csv | 2021-02-08 | infections | 405.71 | 468.05 | 490.5 | 490.21 | 516.2 | 569.68 | Pessimistic | Afghanistan | AFG | 2022-01-02 | v8 | TRUE
https://raw.githubusercontent.com/mrc-ide/global-lmic-reports/master/AFG/projections.csv | 2021-02-08 | deaths | 1.7 | 1.86 | 1.93 | 1.93 | 1.99 | 2.17 | Pessimistic | Afghanistan | AFG | 2022-01-02 | v8 | TRUE
https://raw.githubusercontent.com/mrc-ide/global-lmic-reports/master/AFG/projections.csv | 2021-02-08 | hospital_demand | 53.72 | 58.78 | 61.19 | 61.15 | 63.8 | 68.33 | Pessimistic | Afghanistan | AFG | 2022-01-02 | v8 | TRUE
https://raw.githubusercontent.com/mrc-ide/global-lmic-reports/master/AFG/projections.csv | 2021-02-08 | ICU_demand | 26.42 | 29.07 | 29.98 | 29.95 | 30.85 | 33.59 | Pessimistic | Afghanistan | AFG | 2022-01-02 | v8 | TRUE
https://raw.githubusercontent.com/mrc-ide/global-lmic-reports/master/AFG/projections.csv | 2021-02-08 | hospital_incidence | 4 | 4.36 | 4.69 | 4.67 | 4.93 | 5.26 | Pessimistic | Afghanistan | AFG | 2022-01-02 | v8 | TRUE
https://raw.githubusercontent.com/mrc-ide/global-lmic-reports/master/AFG/projections.csv | 2021-02-08 | ICU_incidence | 1.14 | 1.25 | 1.34 | 1.34 | 1.41 | 1.5 | Pessimistic | Afghanistan | AFG | 2022-01-02 | v8 | TRUE
https://raw.githubusercontent.com/mrc-ide/global-lmic-reports/master/AFG/projections.csv | 2021-02-08 | prevalence | 2918.07 | 3268.45 | 3479.05 | 3472.41 | 3663.99 | 3986.14 | Pessimistic | Afghanistan | AFG | 2022-01-02 | v8 | TRUE
https://raw.githubusercontent.com/mrc-ide/global-lmic-reports/master/AFG/projections.csv | 2021-02-08 | cumulative_infections | 1019959.09 | 1057880.71 | 1092257.96 | 1095757.11 | 1110652.03 | 1211791.92 | Pessimistic | Afghanistan | AFG | 2022-01-02 | v8 | TRUE
https://raw.githubusercontent.com/mrc-ide/global-lmic-reports/master/AFG/projections.csv | 2021-02-08 | cumulative_deaths | 2188.21 | 2283.37 | 2358.59 | 2364.57 | 2400.82 | 2639.75 | Pessimistic | Afghanistan | AFG | 2022-01-02 | v8 | TRUE
https://raw.githubusercontent.com/mrc-ide/global-lmic-reports/master/AFG/projections.csv | 2021-02-08 | Rt | 0.94 | 0.97 | 0.98 | 0.99 | 1 | 1.06 | Pessimistic | Afghanistan | AFG | 2022-01-02 | v8 | TRUE
https://raw.githubusercontent.com/mrc-ide/global-lmic-reports/master/AFG/projections.csv | 2021-02-08 | Reff | 0.92 | 0.94 | 0.96 | 0.96 | 0.97 | 1.03 | Pessimistic | Afghanistan | AFG | 2022-01-02 | v8 | TRUE
https://raw.githubusercontent.com/mrc-ide/global-lmic-reports/master/AFG/projections.csv | 2021-02-08 | infections | 405.71 | 468.05 | 490.5 | 490.21 | 516.2 | 569.68 | Relax Interventions 50% | Afghanistan | AFG | 2022-01-02 | v8 | TRUE
https://raw.githubusercontent.com/mrc-ide/global-lmic-reports/master/AFG/projections.csv | 2021-02-08 | deaths | 1.7 | 1.86 | 1.93 | 1.93 | 1.99 | 2.17 | Relax Interventions 50% | Afghanistan | AFG | 2022-01-02 | v8 | TRUE
https://raw.githubusercontent.com/mrc-ide/global-lmic-reports/master/AFG/projections.csv | 2021-02-08 | hospital_demand | 53.72 | 58.78 | 61.19 | 61.15 | 63.8 | 68.33 | Relax Interventions 50% | Afghanistan | AFG | 2022-01-02 | v8 | TRUE
https://raw.githubusercontent.com/mrc-ide/global-lmic-reports/master/AFG/projections.csv | 2021-02-08 | ICU_demand | 26.42 | 29.07 | 29.98 | 29.95 | 30.85 | 33.59 | Relax Interventions 50% | Afghanistan | AFG | 2022-01-02 | v8 | TRUE
https://raw.githubusercontent.com/mrc-ide/global-lmic-reports/master/AFG/projections.csv | 2021-02-08 | hospital_incidence | 4 | 4.36 | 4.69 | 4.67 | 4.93 | 5.26 | Relax Interventions 50% | Afghanistan | AFG | 2022-01-02 | v8 | TRUE
https://raw.githubusercontent.com/mrc-ide/global-lmic-reports/master/AFG/projections.csv | 2021-02-08 | ICU_incidence | 1.14 | 1.25 | 1.34 | 1.34 | 1.41 | 1.5 | Relax Interventions 50% | Afghanistan | AFG | 2022-01-02 | v8 | TRUE
https://raw.githubusercontent.com/mrc-ide/global-lmic-reports/master/AFG/projections.csv | 2021-02-08 | prevalence | 2918.07 | 3268.45 | 3479.05 | 3472.41 | 3663.99 | 3986.14 | Relax Interventions 50% | Afghanistan | AFG | 2022-01-02 | v8 | TRUE
https://raw.githubusercontent.com/mrc-ide/global-lmic-reports/master/AFG/projections.csv | 2021-02-08 | cumulative_infections | 1019959.09 | 1057880.71 | 1092257.96 | 1095757.11 | 1110652.03 | 1211791.92 | Relax Interventions 50% | Afghanistan | AFG | 2022-01-02 | v8 | TRUE
https://raw.githubusercontent.com/mrc-ide/global-lmic-reports/master/AFG/projections.csv | 2021-02-08 | cumulative_deaths | 2188.21 | 2283.37 | 2358.59 | 2364.57 | 2400.82 | 2639.75 | Relax Interventions 50% | Afghanistan | AFG | 2022-01-02 | v8 | TRUE
https://raw.githubusercontent.com/mrc-ide/global-lmic-reports/master/AFG/projections.csv | 2021-02-08 | Rt | 0.94 | 0.97 | 0.98 | 0.99 | 1 | 1.06 | Relax Interventions 50% | Afghanistan | AFG | 2022-01-02 | v8 | TRUE
https://raw.githubusercontent.com/mrc-ide/global-lmic-reports/master/AFG/projections.csv | 2021-02-08 | Reff | 0.92 | 0.94 | 0.96 | 0.96 | 0.97 | 1.03 | Relax Interventions 50% | Afghanistan | AFG | 2022-01-02 | v8 | TRUE
https://raw.githubusercontent.com/mrc-ide/global-lmic-reports/master/AFG/projections.csv | 2021-02-08 | infections | 415.97 | 446.12 | 481.42 | 482.03 | 511.72 | 556.76 | Surged Additional 50% Reduction | Afghanistan | AFG | 2022-01-02 | v8 | TRUE
https://raw.githubusercontent.com/mrc-ide/global-lmic-reports/master/AFG/projections.csv | 2021-02-08 | deaths | 1.67 | 1.79 | 1.88 | 1.89 | 1.98 | 2.14 | Surged Additional 50% Reduction | Afghanistan | AFG | 2022-01-02 | v8 | TRUE
https://raw.githubusercontent.com/mrc-ide/global-lmic-reports/master/AFG/projections.csv | 2021-02-08 | hospital_demand | 52.88 | 56.61 | 59.89 | 60.04 | 63.15 | 68.02 | Surged Additional 50% Reduction | Afghanistan | AFG | 2022-01-02 | v8 | TRUE
https://raw.githubusercontent.com/mrc-ide/global-lmic-reports/master/AFG/projections.csv | 2021-02-08 | ICU_demand | 26.11 | 27.68 | 29.19 | 29.39 | 30.68 | 33.2 | Surged Additional 50% Reduction | Afghanistan | AFG | 2022-01-02 | v8 | TRUE
https://raw.githubusercontent.com/mrc-ide/global-lmic-reports/master/AFG/projections.csv | 2021-02-08 | hospital_incidence | 4.02 | 4.34 | 4.58 | 4.59 | 4.79 | 5.23 | Surged Additional 50% Reduction | Afghanistan | AFG | 2022-01-02 | v8 | TRUE
https://raw.githubusercontent.com/mrc-ide/global-lmic-reports/master/AFG/projections.csv | 2021-02-08 | ICU_incidence | 1.15 | 1.24 | 1.31 | 1.31 | 1.37 | 1.5 | Surged Additional 50% Reduction | Afghanistan | AFG | 2022-01-02 | v8 | TRUE
https://raw.githubusercontent.com/mrc-ide/global-lmic-reports/master/AFG/projections.csv | 2021-02-08 | prevalence | 2991.3 | 3223.56 | 3418.86 | 3413.48 | 3580.83 | 3908.72 | Surged Additional 50% Reduction | Afghanistan | AFG | 2022-01-02 | v8 | TRUE
https://raw.githubusercontent.com/mrc-ide/global-lmic-reports/master/AFG/projections.csv | 2021-02-08 | cumulative_infections | 1011400.33 | 1056040.29 | 1084600.44 | 1084418.54 | 1113002.85 | 1165091.15 | Surged Additional 50% Reduction | Afghanistan | AFG | 2022-01-02 | v8 | TRUE
https://raw.githubusercontent.com/mrc-ide/global-lmic-reports/master/AFG/projections.csv | 2021-02-08 | cumulative_deaths | 2170.97 | 2266 | 2328.23 | 2326.75 | 2389.48 | 2499.02 | Surged Additional 50% Reduction | Afghanistan | AFG | 2022-01-02 | v8 | TRUE
https://raw.githubusercontent.com/mrc-ide/global-lmic-reports/master/AFG/projections.csv | 2021-02-08 | Rt | 0.93 | 0.97 | 0.99 | 0.99 | 1.01 | 1.05 | Surged Additional 50% Reduction | Afghanistan | AFG | 2022-01-02 | v8 | TRUE
https://raw.githubusercontent.com/mrc-ide/global-lmic-reports/master/AFG/projections.csv | 2021-02-08 | Reff | 0.91 | 0.95 | 0.96 | 0.96 | 0.98 | 1.02 | Surged Additional 50% Reduction | Afghanistan | AFG | 2022-01-02 | v8 | TRUE
https://raw.githubusercontent.com/mrc-ide/global-lmic-reports/master/AFG/projections.csv | 2021-02-08 | infections | 415.97 | 446.12 | 481.42 | 482.03 | 511.72 | 556.76 | Surged Maintain Status Quo | Afghanistan | AFG | 2022-01-02 | v8 | TRUE
https://raw.githubusercontent.com/mrc-ide/global-lmic-reports/master/AFG/projections.csv | 2021-02-08 | deaths | 1.67 | 1.79 | 1.88 | 1.89 | 1.98 | 2.14 | Surged Maintain Status Quo | Afghanistan | AFG | 2022-01-02 | v8 | TRUE
https://raw.githubusercontent.com/mrc-ide/global-lmic-reports/master/AFG/projections.csv | 2021-02-08 | hospital_demand | 52.88 | 56.61 | 59.89 | 60.04 | 63.15 | 68.02 | Surged Maintain Status Quo | Afghanistan | AFG | 2022-01-02 | v8 | TRUE
https://raw.githubusercontent.com/mrc-ide/global-lmic-reports/master/AFG/projections.csv | 2021-02-08 | ICU_demand | 26.11 | 27.68 | 29.19 | 29.39 | 30.68 | 33.2 | Surged Maintain Status Quo | Afghanistan | AFG | 2022-01-02 | v8 | TRUE
https://raw.githubusercontent.com/mrc-ide/global-lmic-reports/master/AFG/projections.csv | 2021-02-08 | hospital_incidence | 4.02 | 4.34 | 4.58 | 4.59 | 4.79 | 5.23 | Surged Maintain Status Quo | Afghanistan | AFG | 2022-01-02 | v8 | TRUE
https://raw.githubusercontent.com/mrc-ide/global-lmic-reports/master/AFG/projections.csv | 2021-02-08 | ICU_incidence | 1.15 | 1.24 | 1.31 | 1.31 | 1.37 | 1.5 | Surged Maintain Status Quo | Afghanistan | AFG | 2022-01-02 | v8 | TRUE
https://raw.githubusercontent.com/mrc-ide/global-lmic-reports/master/AFG/projections.csv | 2021-02-08 | prevalence | 2991.3 | 3223.56 | 3418.86 | 3413.48 | 3580.83 | 3908.72 | Surged Maintain Status Quo | Afghanistan | AFG | 2022-01-02 | v8 | TRUE
https://raw.githubusercontent.com/mrc-ide/global-lmic-reports/master/AFG/projections.csv | 2021-02-08 | cumulative_infections | 1011400.33 | 1056040.29 | 1084600.44 | 1084418.54 | 1113002.85 | 1165091.15 | Surged Maintain Status Quo | Afghanistan | AFG | 2022-01-02 | v8 | TRUE
https://raw.githubusercontent.com/mrc-ide/global-lmic-reports/master/AFG/projections.csv | 2021-02-08 | cumulative_deaths | 2170.97 | 2266 | 2328.23 | 2326.75 | 2389.48 | 2499.02 | Surged Maintain Status Quo | Afghanistan | AFG | 2022-01-02 | v8 | TRUE
https://raw.githubusercontent.com/mrc-ide/global-lmic-reports/master/AFG/projections.csv | 2021-02-08 | Rt | 0.93 | 0.97 | 0.99 | 0.99 | 1.01 | 1.05 | Surged Maintain Status Quo | Afghanistan | AFG | 2022-01-02 | v8 | TRUE
https://raw.githubusercontent.com/mrc-ide/global-lmic-reports/master/AFG/projections.csv | 2021-02-08 | Reff | 0.91 | 0.95 | 0.96 | 0.96 | 0.98 | 1.02 | Surged Maintain Status Quo | Afghanistan | AFG | 2022-01-02 | v8 | TRUE
https://raw.githubusercontent.com/mrc-ide/global-lmic-reports/master/AFG/projections.csv | 2021-02-08 | infections | 415.97 | 446.12 | 481.42 | 482.03 | 511.72 | 556.76 | Surged Optimistic | Afghanistan | AFG | 2022-01-02 | v8 | TRUE
https://raw.githubusercontent.com/mrc-ide/global-lmic-reports/master/AFG/projections.csv | 2021-02-08 | deaths | 1.67 | 1.79 | 1.88 | 1.89 | 1.98 | 2.14 | Surged Optimistic | Afghanistan | AFG | 2022-01-02 | v8 | TRUE
https://raw.githubusercontent.com/mrc-ide/global-lmic-reports/master/AFG/projections.csv | 2021-02-08 | hospital_demand | 52.88 | 56.61 | 59.89 | 60.04 | 63.15 | 68.02 | Surged Optimistic | Afghanistan | AFG | 2022-01-02 | v8 | TRUE
https://raw.githubusercontent.com/mrc-ide/global-lmic-reports/master/AFG/projections.csv | 2021-02-08 | ICU_demand | 26.11 | 27.68 | 29.19 | 29.39 | 30.68 | 33.2 | Surged Optimistic | Afghanistan | AFG | 2022-01-02 | v8 | TRUE
https://raw.githubusercontent.com/mrc-ide/global-lmic-reports/master/AFG/projections.csv | 2021-02-08 | hospital_incidence | 4.02 | 4.34 | 4.58 | 4.59 | 4.79 | 5.23 | Surged Optimistic | Afghanistan | AFG | 2022-01-02 | v8 | TRUE
https://raw.githubusercontent.com/mrc-ide/global-lmic-reports/master/AFG/projections.csv | 2021-02-08 | ICU_incidence | 1.15 | 1.24 | 1.31 | 1.31 | 1.37 | 1.5 | Surged Optimistic | Afghanistan | AFG | 2022-01-02 | v8 | TRUE
https://raw.githubusercontent.com/mrc-ide/global-lmic-reports/master/AFG/projections.csv | 2021-02-08 | prevalence | 2991.3 | 3223.56 | 3418.86 | 3413.48 | 3580.83 | 3908.72 | Surged Optimistic | Afghanistan | AFG | 2022-01-02 | v8 | TRUE
https://raw.githubusercontent.com/mrc-ide/global-lmic-reports/master/AFG/projections.csv | 2021-02-08 | cumulative_infections | 1011400.33 | 1056040.29 | 1084600.44 | 1084418.54 | 1113002.85 | 1165091.15 | Surged Optimistic | Afghanistan | AFG | 2022-01-02 | v8 | TRUE
https://raw.githubusercontent.com/mrc-ide/global-lmic-reports/master/AFG/projections.csv | 2021-02-08 | cumulative_deaths | 2170.97 | 2266 | 2328.23 | 2326.75 | 2389.48 | 2499.02 | Surged Optimistic | Afghanistan | AFG | 2022-01-02 | v8 | TRUE
https://raw.githubusercontent.com/mrc-ide/global-lmic-reports/master/AFG/projections.csv | 2021-02-08 | Rt | 0.93 | 0.97 | 0.99 | 0.99 | 1.01 | 1.05 | Surged Optimistic | Afghanistan | AFG | 2022-01-02 | v8 | TRUE
https://raw.githubusercontent.com/mrc-ide/global-lmic-reports/master/AFG/projections.csv | 2021-02-08 | Reff | 0.91 | 0.95 | 0.96 | 0.96 | 0.98 | 1.02 | Surged Optimistic | Afghanistan | AFG | 2022-01-02 | v8 | TRUE
https://raw.githubusercontent.com/mrc-ide/global-lmic-reports/master/AFG/projections.csv | 2021-02-08 | infections | 415.97 | 446.12 | 481.42 | 482.03 | 511.72 | 556.76 | Surged Pessimistic | Afghanistan | AFG | 2022-01-02 | v8 | TRUE
https://raw.githubusercontent.com/mrc-ide/global-lmic-reports/master/AFG/projections.csv | 2021-02-08 | deaths | 1.67 | 1.79 | 1.88 | 1.89 | 1.98 | 2.14 | Surged Pessimistic | Afghanistan | AFG | 2022-01-02 | v8 | TRUE
https://raw.githubusercontent.com/mrc-ide/global-lmic-reports/master/AFG/projections.csv | 2021-02-08 | hospital_demand | 52.88 | 56.61 | 59.89 | 60.04 | 63.15 | 68.02 | Surged Pessimistic | Afghanistan | AFG | 2022-01-02 | v8 | TRUE
https://raw.githubusercontent.com/mrc-ide/global-lmic-reports/master/AFG/projections.csv | 2021-02-08 | ICU_demand | 26.11 | 27.68 | 29.19 | 29.39 | 30.68 | 33.2 | Surged Pessimistic | Afghanistan | AFG | 2022-01-02 | v8 | TRUE
https://raw.githubusercontent.com/mrc-ide/global-lmic-reports/master/AFG/projections.csv | 2021-02-08 | hospital_incidence | 4.02 | 4.34 | 4.58 | 4.59 | 4.79 | 5.23 | Surged Pessimistic | Afghanistan | AFG | 2022-01-02 | v8 | TRUE
https://raw.githubusercontent.com/mrc-ide/global-lmic-reports/master/AFG/projections.csv | 2021-02-08 | ICU_incidence | 1.15 | 1.24 | 1.31 | 1.31 | 1.37 | 1.5 | Surged Pessimistic | Afghanistan | AFG | 2022-01-02 | v8 | TRUE
https://raw.githubusercontent.com/mrc-ide/global-lmic-reports/master/AFG/projections.csv | 2021-02-08 | prevalence | 2991.3 | 3223.56 | 3418.86 | 3413.48 | 3580.83 | 3908.72 | Surged Pessimistic | Afghanistan | AFG | 2022-01-02 | v8 | TRUE
https://raw.githubusercontent.com/mrc-ide/global-lmic-reports/master/AFG/projections.csv | 2021-02-08 | cumulative_infections | 1011400.33 | 1056040.29 | 1084600.44 | 1084418.54 | 1113002.85 | 1165091.15 | Surged Pessimistic | Afghanistan | AFG | 2022-01-02 | v8 | TRUE
https://raw.githubusercontent.com/mrc-ide/global-lmic-reports/master/AFG/projections.csv | 2021-02-08 | cumulative_deaths | 2170.97 | 2266 | 2328.23 | 2326.75 | 2389.48 | 2499.02 | Surged Pessimistic | Afghanistan | AFG | 2022-01-02 | v8 | TRUE
https://raw.githubusercontent.com/mrc-ide/global-lmic-reports/master/AFG/projections.csv | 2021-02-08 | Rt | 0.93 | 0.97 | 0.99 | 0.99 | 1.01 | 1.05 | Surged Pessimistic | Afghanistan | AFG | 2022-01-02 | v8 | TRUE
https://raw.githubusercontent.com/mrc-ide/global-lmic-reports/master/AFG/projections.csv | 2021-02-08 | Reff | 0.91 | 0.95 | 0.96 | 0.96 | 0.98 | 1.02 | Surged Pessimistic | Afghanistan | AFG | 2022-01-02 | v8 | TRUE
https://raw.githubusercontent.com/mrc-ide/global-lmic-reports/master/AFG/projections.csv | 2021-02-08 | infections | 415.97 | 446.12 | 481.42 | 482.03 | 511.72 | 556.76 | Surged Relax Interventions 50% | Afghanistan | AFG | 2022-01-02 | v8 | TRUE
https://raw.githubusercontent.com/mrc-ide/global-lmic-reports/master/AFG/projections.csv | 2021-02-08 | deaths | 1.67 | 1.79 | 1.88 | 1.89 | 1.98 | 2.14 | Surged Relax Interventions 50% | Afghanistan | AFG | 2022-01-02 | v8 | TRUE
https://raw.githubusercontent.com/mrc-ide/global-lmic-reports/master/AFG/projections.csv | 2021-02-08 | hospital_demand | 52.88 | 56.61 | 59.89 | 60.04 | 63.15 | 68.02 | Surged Relax Interventions 50% | Afghanistan | AFG | 2022-01-02 | v8 | TRUE
https://raw.githubusercontent.com/mrc-ide/global-lmic-reports/master/AFG/projections.csv | 2021-02-08 | ICU_demand | 26.11 | 27.68 | 29.19 | 29.39 | 30.68 | 33.2 | Surged Relax Interventions 50% | Afghanistan | AFG | 2022-01-02 | v8 | TRUE
https://raw.githubusercontent.com/mrc-ide/global-lmic-reports/master/AFG/projections.csv | 2021-02-08 | hospital_incidence | 4.02 | 4.34 | 4.58 | 4.59 | 4.79 | 5.23 | Surged Relax Interventions 50% | Afghanistan | AFG | 2022-01-02 | v8 | TRUE
https://raw.githubusercontent.com/mrc-ide/global-lmic-reports/master/AFG/projections.csv | 2021-02-08 | ICU_incidence | 1.15 | 1.24 | 1.31 | 1.31 | 1.37 | 1.5 | Surged Relax Interventions 50% | Afghanistan | AFG | 2022-01-02 | v8 | TRUE
https://raw.githubusercontent.com/mrc-ide/global-lmic-reports/master/AFG/projections.csv | 2021-02-08 | prevalence | 2991.3 | 3223.56 | 3418.86 | 3413.48 | 3580.83 | 3908.72 | Surged Relax Interventions 50% | Afghanistan | AFG | 2022-01-02 | v8 | TRUE
https://raw.githubusercontent.com/mrc-ide/global-lmic-reports/master/AFG/projections.csv | 2021-02-08 | cumulative_infections | 1011400.33 | 1056040.29 | 1084600.44 | 1084418.54 | 1113002.85 | 1165091.15 | Surged Relax Interventions 50% | Afghanistan | AFG | 2022-01-02 | v8 | TRUE
https://raw.githubusercontent.com/mrc-ide/global-lmic-reports/master/AFG/projections.csv | 2021-02-08 | cumulative_deaths | 2170.97 | 2266 | 2328.23 | 2326.75 | 2389.48 | 2499.02 | Surged Relax Interventions 50% | Afghanistan | AFG | 2022-01-02 | v8 | TRUE
https://raw.githubusercontent.com/mrc-ide/global-lmic-reports/master/AFG/projections.csv | 2021-02-08 | Rt | 0.93 | 0.97 | 0.99 | 0.99 | 1.01 | 1.05 | Surged Relax Interventions 50% | Afghanistan | AFG | 2022-01-02 | v8 | TRUE
https://raw.githubusercontent.com/mrc-ide/global-lmic-reports/master/AFG/projections.csv | 2021-02-08 | Reff | 0.91 | 0.95 | 0.96 | 0.96 | 0.98 | 1.02 | Surged Relax Interventions 50% | Afghanistan | AFG | 2022-01-02 | v8 | TRUE
https://raw.githubusercontent.com/mrc-ide/global-lmic-reports/master/AFG/projections.csv | 2021-02-09 | infections | 406.56 | 470.56 | 492.87 | 491.63 | 519.33 | 577.08 | Additional 50% Reduction | Afghanistan | AFG | 2022-01-02 | v8 | TRUE
https://raw.githubusercontent.com/mrc-ide/global-lmic-reports/master/AFG/projections.csv | 2021-02-09 | deaths | 1.61 | 1.77 | 1.84 | 1.83 | 1.9 | 2.06 | Additional 50% Reduction | Afghanistan | AFG | 2022-01-02 | v8 | TRUE
https://raw.githubusercontent.com/mrc-ide/global-lmic-reports/master/AFG/projections.csv | 2021-02-09 | hospital_demand | 51.57 | 56.55 | 58.71 | 58.71 | 61.34 | 65.57 | Additional 50% Reduction | Afghanistan | AFG | 2022-01-02 | v8 | TRUE
https://raw.githubusercontent.com/mrc-ide/global-lmic-reports/master/AFG/projections.csv | 2021-02-09 | ICU_demand | 25.23 | 27.81 | 28.64 | 28.6 | 29.55 | 32.03 | Additional 50% Reduction | Afghanistan | AFG | 2022-01-02 | v8 | TRUE
https://raw.githubusercontent.com/mrc-ide/global-lmic-reports/master/AFG/projections.csv | 2021-02-09 | hospital_incidence | 3.94 | 4.33 | 4.64 | 4.63 | 4.88 | 5.23 | Additional 50% Reduction | Afghanistan | AFG | 2022-01-02 | v8 | TRUE
https://raw.githubusercontent.com/mrc-ide/global-lmic-reports/master/AFG/projections.csv | 2021-02-09 | ICU_incidence | 1.13 | 1.24 | 1.33 | 1.32 | 1.39 | 1.5 | Additional 50% Reduction | Afghanistan | AFG | 2022-01-02 | v8 | TRUE
https://raw.githubusercontent.com/mrc-ide/global-lmic-reports/master/AFG/projections.csv | 2021-02-09 | prevalence | 2885.35 | 3261.08 | 3451.61 | 3449.36 | 3649.24 | 3980.63 | Additional 50% Reduction | Afghanistan | AFG | 2022-01-02 | v8 | TRUE
https://raw.githubusercontent.com/mrc-ide/global-lmic-reports/master/AFG/projections.csv | 2021-02-09 | cumulative_infections | 1020436.73 | 1058319.26 | 1092708.77 | 1096248.74 | 1111177.22 | 1212288.02 | Additional 50% Reduction | Afghanistan | AFG | 2022-01-02 | v8 | TRUE
https://raw.githubusercontent.com/mrc-ide/global-lmic-reports/master/AFG/projections.csv | 2021-02-09 | cumulative_deaths | 2190 | 2285.09 | 2360.44 | 2366.4 | 2402.74 | 2641.69 | Additional 50% Reduction | Afghanistan | AFG | 2022-01-02 | v8 | TRUE
https://raw.githubusercontent.com/mrc-ide/global-lmic-reports/master/AFG/projections.csv | 2021-02-09 | Rt | 0.94 | 0.97 | 0.98 | 0.99 | 1 | 1.06 | Additional 50% Reduction | Afghanistan | AFG | 2022-01-02 | v8 | TRUE
https://raw.githubusercontent.com/mrc-ide/global-lmic-reports/master/AFG/projections.csv | 2021-02-09 | Reff | 0.92 | 0.94 | 0.96 | 0.96 | 0.97 | 1.03 | Additional 50% Reduction | Afghanistan | AFG | 2022-01-02 | v8 | TRUE
https://raw.githubusercontent.com/mrc-ide/global-lmic-reports/master/AFG/projections.csv | 2021-02-09 | infections | 406.56 | 470.56 | 492.87 | 491.63 | 519.33 | 577.08 | Maintain Status Quo | Afghanistan | AFG | 2022-01-02 | v8 | TRUE
https://raw.githubusercontent.com/mrc-ide/global-lmic-reports/master/AFG/projections.csv | 2021-02-09 | deaths | 1.61 | 1.77 | 1.84 | 1.83 | 1.9 | 2.06 | Maintain Status Quo | Afghanistan | AFG | 2022-01-02 | v8 | TRUE
https://raw.githubusercontent.com/mrc-ide/global-lmic-reports/master/AFG/projections.csv | 2021-02-09 | hospital_demand | 51.57 | 56.55 | 58.71 | 58.71 | 61.34 | 65.57 | Maintain Status Quo | Afghanistan | AFG | 2022-01-02 | v8 | TRUE
https://raw.githubusercontent.com/mrc-ide/global-lmic-reports/master/AFG/projections.csv | 2021-02-09 | ICU_demand | 25.23 | 27.81 | 28.64 | 28.6 | 29.55 | 32.03 | Maintain Status Quo | Afghanistan | AFG | 2022-01-02 | v8 | TRUE
https://raw.githubusercontent.com/mrc-ide/global-lmic-reports/master/AFG/projections.csv | 2021-02-09 | hospital_incidence | 3.94 | 4.33 | 4.64 | 4.63 | 4.88 | 5.23 | Maintain Status Quo | Afghanistan | AFG | 2022-01-02 | v8 | TRUE
https://raw.githubusercontent.com/mrc-ide/global-lmic-reports/master/AFG/projections.csv | 2021-02-09 | ICU_incidence | 1.13 | 1.24 | 1.33 | 1.32 | 1.39 | 1.5 | Maintain Status Quo | Afghanistan | AFG | 2022-01-02 | v8 | TRUE
https://raw.githubusercontent.com/mrc-ide/global-lmic-reports/master/AFG/projections.csv | 2021-02-09 | prevalence | 2885.35 | 3261.08 | 3451.61 | 3449.36 | 3649.24 | 3980.63 | Maintain Status Quo | Afghanistan | AFG | 2022-01-02 | v8 | TRUE
https://raw.githubusercontent.com/mrc-ide/global-lmic-reports/master/AFG/projections.csv | 2021-02-09 | cumulative_infections | 1020436.73 | 1058319.26 | 1092708.77 | 1096248.74 | 1111177.22 | 1212288.02 | Maintain Status Quo | Afghanistan | AFG | 2022-01-02 | v8 | TRUE
https://raw.githubusercontent.com/mrc-ide/global-lmic-reports/master/AFG/projections.csv | 2021-02-09 | cumulative_deaths | 2190 | 2285.09 | 2360.44 | 2366.4 | 2402.74 | 2641.69 | Maintain Status Quo | Afghanistan | AFG | 2022-01-02 | v8 | TRUE
https://raw.githubusercontent.com/mrc-ide/global-lmic-reports/master/AFG/projections.csv | 2021-02-09 | Rt | 0.94 | 0.97 | 0.98 | 0.99 | 1 | 1.06 | Maintain Status Quo | Afghanistan | AFG | 2022-01-02 | v8 | TRUE
https://raw.githubusercontent.com/mrc-ide/global-lmic-reports/master/AFG/projections.csv | 2021-02-09 | Reff | 0.92 | 0.94 | 0.96 | 0.96 | 0.97 | 1.03 | Maintain Status Quo | Afghanistan | AFG | 2022-01-02 | v8 | TRUE
https://raw.githubusercontent.com/mrc-ide/global-lmic-reports/master/AFG/projections.csv | 2021-02-09 | infections | 406.56 | 470.56 | 492.87 | 491.63 | 519.33 | 577.08 | Optimistic | Afghanistan | AFG | 2022-01-02 | v8 | TRUE
https://raw.githubusercontent.com/mrc-ide/global-lmic-reports/master/AFG/projections.csv | 2021-02-09 | deaths | 1.61 | 1.77 | 1.84 | 1.83 | 1.9 | 2.06 | Optimistic | Afghanistan | AFG | 2022-01-02 | v8 | TRUE
https://raw.githubusercontent.com/mrc-ide/global-lmic-reports/master/AFG/projections.csv | 2021-02-09 | hospital_demand | 51.57 | 56.55 | 58.71 | 58.71 | 61.34 | 65.57 | Optimistic | Afghanistan | AFG | 2022-01-02 | v8 | TRUE
https://raw.githubusercontent.com/mrc-ide/global-lmic-reports/master/AFG/projections.csv | 2021-02-09 | ICU_demand | 25.23 | 27.81 | 28.64 | 28.6 | 29.55 | 32.03 | Optimistic | Afghanistan | AFG | 2022-01-02 | v8 | TRUE
https://raw.githubusercontent.com/mrc-ide/global-lmic-reports/master/AFG/projections.csv | 2021-02-09 | hospital_incidence | 3.94 | 4.33 | 4.64 | 4.63 | 4.88 | 5.23 | Optimistic | Afghanistan | AFG | 2022-01-02 | v8 | TRUE
https://raw.githubusercontent.com/mrc-ide/global-lmic-reports/master/AFG/projections.csv | 2021-02-09 | ICU_incidence | 1.13 | 1.24 | 1.33 | 1.32 | 1.39 | 1.5 | Optimistic | Afghanistan | AFG | 2022-01-02 | v8 | TRUE
https://raw.githubusercontent.com/mrc-ide/global-lmic-reports/master/AFG/projections.csv | 2021-02-09 | prevalence | 2885.35 | 3261.08 | 3451.61 | 3449.36 | 3649.24 | 3980.63 | Optimistic | Afghanistan | AFG | 2022-01-02 | v8 | TRUE
https://raw.githubusercontent.com/mrc-ide/global-lmic-reports/master/AFG/projections.csv | 2021-02-09 | cumulative_infections | 1020436.73 | 1058319.26 | 1092708.77 | 1096248.74 | 1111177.22 | 1212288.02 | Optimistic | Afghanistan | AFG | 2022-01-02 | v8 | TRUE
https://raw.githubusercontent.com/mrc-ide/global-lmic-reports/master/AFG/projections.csv | 2021-02-09 | cumulative_deaths | 2190 | 2285.09 | 2360.44 | 2366.4 | 2402.74 | 2641.69 | Optimistic | Afghanistan | AFG | 2022-01-02 | v8 | TRUE
https://raw.githubusercontent.com/mrc-ide/global-lmic-reports/master/AFG/projections.csv | 2021-02-09 | Rt | 0.94 | 0.97 | 0.98 | 0.99 | 1 | 1.06 | Optimistic | Afghanistan | AFG | 2022-01-02 | v8 | TRUE
https://raw.githubusercontent.com/mrc-ide/global-lmic-reports/master/AFG/projections.csv | 2021-02-09 | Reff | 0.92 | 0.94 | 0.96 | 0.96 | 0.97 | 1.03 | Optimistic | Afghanistan | AFG | 2022-01-02 | v8 | TRUE
https://raw.githubusercontent.com/mrc-ide/global-lmic-reports/master/AFG/projections.csv | 2021-02-09 | infections | 406.56 | 470.56 | 492.87 | 491.63 | 519.33 | 577.08 | Pessimistic | Afghanistan | AFG | 2022-01-02 | v8 | TRUE
https://raw.githubusercontent.com/mrc-ide/global-lmic-reports/master/AFG/projections.csv | 2021-02-09 | deaths | 1.61 | 1.77 | 1.84 | 1.83 | 1.9 | 2.06 | Pessimistic | Afghanistan | AFG | 2022-01-02 | v8 | TRUE
https://raw.githubusercontent.com/mrc-ide/global-lmic-reports/master/AFG/projections.csv | 2021-02-09 | hospital_demand | 51.57 | 56.55 | 58.71 | 58.71 | 61.34 | 65.57 | Pessimistic | Afghanistan | AFG | 2022-01-02 | v8 | TRUE
https://raw.githubusercontent.com/mrc-ide/global-lmic-reports/master/AFG/projections.csv | 2021-02-09 | ICU_demand | 25.23 | 27.81 | 28.64 | 28.6 | 29.55 | 32.03 | Pessimistic | Afghanistan | AFG | 2022-01-02 | v8 | TRUE
https://raw.githubusercontent.com/mrc-ide/global-lmic-reports/master/AFG/projections.csv | 2021-02-09 | hospital_incidence | 3.94 | 4.33 | 4.64 | 4.63 | 4.88 | 5.23 | Pessimistic | Afghanistan | AFG | 2022-01-02 | v8 | TRUE
https://raw.githubusercontent.com/mrc-ide/global-lmic-reports/master/AFG/projections.csv | 2021-02-09 | ICU_incidence | 1.13 | 1.24 | 1.33 | 1.32 | 1.39 | 1.5 | Pessimistic | Afghanistan | AFG | 2022-01-02 | v8 | TRUE
https://raw.githubusercontent.com/mrc-ide/global-lmic-reports/master/AFG/projections.csv | 2021-02-09 | prevalence | 2885.35 | 3261.08 | 3451.61 | 3449.36 | 3649.24 | 3980.63 | Pessimistic | Afghanistan | AFG | 2022-01-02 | v8 | TRUE
https://raw.githubusercontent.com/mrc-ide/global-lmic-reports/master/AFG/projections.csv | 2021-02-09 | cumulative_infections | 1020436.73 | 1058319.26 | 1092708.77 | 1096248.74 | 1111177.22 | 1212288.02 | Pessimistic | Afghanistan | AFG | 2022-01-02 | v8 | TRUE
https://raw.githubusercontent.com/mrc-ide/global-lmic-reports/master/AFG/projections.csv | 2021-02-09 | cumulative_deaths | 2190 | 2285.09 | 2360.44 | 2366.4 | 2402.74 | 2641.69 | Pessimistic | Afghanistan | AFG | 2022-01-02 | v8 | TRUE
https://raw.githubusercontent.com/mrc-ide/global-lmic-reports/master/AFG/projections.csv | 2021-02-09 | Rt | 0.94 | 0.97 | 0.98 | 0.99 | 1 | 1.06 | Pessimistic | Afghanistan | AFG | 2022-01-02 | v8 | TRUE
https://raw.githubusercontent.com/mrc-ide/global-lmic-reports/master/AFG/projections.csv | 2021-02-09 | Reff | 0.92 | 0.94 | 0.96 | 0.96 | 0.97 | 1.03 | Pessimistic | Afghanistan | AFG | 2022-01-02 | v8 | TRUE
https://raw.githubusercontent.com/mrc-ide/global-lmic-reports/master/AFG/projections.csv | 2021-02-09 | infections | 406.56 | 470.56 | 492.87 | 491.63 | 519.33 | 577.08 | Relax Interventions 50% | Afghanistan | AFG | 2022-01-02 | v8 | TRUE
https://raw.githubusercontent.com/mrc-ide/global-lmic-reports/master/AFG/projections.csv | 2021-02-09 | deaths | 1.61 | 1.77 | 1.84 | 1.83 | 1.9 | 2.06 | Relax Interventions 50% | Afghanistan | AFG | 2022-01-02 | v8 | TRUE
https://raw.githubusercontent.com/mrc-ide/global-lmic-reports/master/AFG/projections.csv | 2021-02-09 | hospital_demand | 51.57 | 56.55 | 58.71 | 58.71 | 61.34 | 65.57 | Relax Interventions 50% | Afghanistan | AFG | 2022-01-02 | v8 | TRUE
https://raw.githubusercontent.com/mrc-ide/global-lmic-reports/master/AFG/projections.csv | 2021-02-09 | ICU_demand | 25.23 | 27.81 | 28.64 | 28.6 | 29.55 | 32.03 | Relax Interventions 50% | Afghanistan | AFG | 2022-01-02 | v8 | TRUE
https://raw.githubusercontent.com/mrc-ide/global-lmic-reports/master/AFG/projections.csv | 2021-02-09 | hospital_incidence | 3.94 | 4.33 | 4.64 | 4.63 | 4.88 | 5.23 | Relax Interventions 50% | Afghanistan | AFG | 2022-01-02 | v8 | TRUE
https://raw.githubusercontent.com/mrc-ide/global-lmic-reports/master/AFG/projections.csv | 2021-02-09 | ICU_incidence | 1.13 | 1.24 | 1.33 | 1.32 | 1.39 | 1.5 | Relax Interventions 50% | Afghanistan | AFG | 2022-01-02 | v8 | TRUE
https://raw.githubusercontent.com/mrc-ide/global-lmic-reports/master/AFG/projections.csv | 2021-02-09 | prevalence | 2885.35 | 3261.08 | 3451.61 | 3449.36 | 3649.24 | 3980.63 | Relax Interventions 50% | Afghanistan | AFG | 2022-01-02 | v8 | TRUE
https://raw.githubusercontent.com/mrc-ide/global-lmic-reports/master/AFG/projections.csv | 2021-02-09 | cumulative_infections | 1020436.73 | 1058319.26 | 1092708.77 | 1096248.74 | 1111177.22 | 1212288.02 | Relax Interventions 50% | Afghanistan | AFG | 2022-01-02 | v8 | TRUE
https://raw.githubusercontent.com/mrc-ide/global-lmic-reports/master/AFG/projections.csv | 2021-02-09 | cumulative_deaths | 2190 | 2285.09 | 2360.44 | 2366.4 | 2402.74 | 2641.69 | Relax Interventions 50% | Afghanistan | AFG | 2022-01-02 | v8 | TRUE
https://raw.githubusercontent.com/mrc-ide/global-lmic-reports/master/AFG/projections.csv | 2021-02-09 | Rt | 0.94 | 0.97 | 0.98 | 0.99 | 1 | 1.06 | Relax Interventions 50% | Afghanistan | AFG | 2022-01-02 | v8 | TRUE
https://raw.githubusercontent.com/mrc-ide/global-lmic-reports/master/AFG/projections.csv | 2021-02-09 | Reff | 0.92 | 0.94 | 0.96 | 0.96 | 0.97 | 1.03 | Relax Interventions 50% | Afghanistan | AFG | 2022-01-02 | v8 | TRUE
https://raw.githubusercontent.com/mrc-ide/global-lmic-reports/master/AFG/projections.csv | 2021-02-09 | infections | 414.27 | 444.82 | 482.24 | 483.17 | 514.22 | 561.24 | Surged Additional 50% Reduction | Afghanistan | AFG | 2022-01-02 | v8 | TRUE
https://raw.githubusercontent.com/mrc-ide/global-lmic-reports/master/AFG/projections.csv | 2021-02-09 | deaths | 1.59 | 1.7 | 1.78 | 1.8 | 1.88 | 2.03 | Surged Additional 50% Reduction | Afghanistan | AFG | 2022-01-02 | v8 | TRUE
https://raw.githubusercontent.com/mrc-ide/global-lmic-reports/master/AFG/projections.csv | 2021-02-09 | hospital_demand | 50.82 | 54.32 | 57.67 | 57.65 | 60.66 | 65.35 | Surged Additional 50% Reduction | Afghanistan | AFG | 2022-01-02 | v8 | TRUE
https://raw.githubusercontent.com/mrc-ide/global-lmic-reports/master/AFG/projections.csv | 2021-02-09 | ICU_demand | 24.9 | 26.45 | 27.85 | 28.07 | 29.34 | 31.72 | Surged Additional 50% Reduction | Afghanistan | AFG | 2022-01-02 | v8 | TRUE
https://raw.githubusercontent.com/mrc-ide/global-lmic-reports/master/AFG/projections.csv | 2021-02-09 | hospital_incidence | 3.97 | 4.29 | 4.52 | 4.54 | 4.75 | 5.18 | Surged Additional 50% Reduction | Afghanistan | AFG | 2022-01-02 | v8 | TRUE
https://raw.githubusercontent.com/mrc-ide/global-lmic-reports/master/AFG/projections.csv | 2021-02-09 | ICU_incidence | 1.13 | 1.23 | 1.29 | 1.3 | 1.36 | 1.48 | Surged Additional 50% Reduction | Afghanistan | AFG | 2022-01-02 | v8 | TRUE
https://raw.githubusercontent.com/mrc-ide/global-lmic-reports/master/AFG/projections.csv | 2021-02-09 | prevalence | 2962.87 | 3187.11 | 3414.2 | 3390.87 | 3562.87 | 3891.43 | Surged Additional 50% Reduction | Afghanistan | AFG | 2022-01-02 | v8 | TRUE
https://raw.githubusercontent.com/mrc-ide/global-lmic-reports/master/AFG/projections.csv | 2021-02-09 | cumulative_infections | 1011858.13 | 1056522.74 | 1085050.78 | 1084901.7 | 1113478.35 | 1165585.68 | Surged Additional 50% Reduction | Afghanistan | AFG | 2022-01-02 | v8 | TRUE
https://raw.githubusercontent.com/mrc-ide/global-lmic-reports/master/AFG/projections.csv | 2021-02-09 | cumulative_deaths | 2172.62 | 2267.76 | 2329.95 | 2328.55 | 2391.22 | 2500.94 | Surged Additional 50% Reduction | Afghanistan | AFG | 2022-01-02 | v8 | TRUE
https://raw.githubusercontent.com/mrc-ide/global-lmic-reports/master/AFG/projections.csv | 2021-02-09 | Rt | 0.93 | 0.98 | 0.99 | 0.99 | 1.01 | 1.05 | Surged Additional 50% Reduction | Afghanistan | AFG | 2022-01-02 | v8 | TRUE
https://raw.githubusercontent.com/mrc-ide/global-lmic-reports/master/AFG/projections.csv | 2021-02-09 | Reff | 0.91 | 0.95 | 0.96 | 0.96 | 0.98 | 1.02 | Surged Additional 50% Reduction | Afghanistan | AFG | 2022-01-02 | v8 | TRUE
https://raw.githubusercontent.com/mrc-ide/global-lmic-reports/master/AFG/projections.csv | 2021-02-09 | infections | 414.27 | 444.82 | 482.24 | 483.17 | 514.22 | 561.24 | Surged Maintain Status Quo | Afghanistan | AFG | 2022-01-02 | v8 | TRUE
https://raw.githubusercontent.com/mrc-ide/global-lmic-reports/master/AFG/projections.csv | 2021-02-09 | deaths | 1.59 | 1.7 | 1.78 | 1.8 | 1.88 | 2.03 | Surged Maintain Status Quo | Afghanistan | AFG | 2022-01-02 | v8 | TRUE
https://raw.githubusercontent.com/mrc-ide/global-lmic-reports/master/AFG/projections.csv | 2021-02-09 | hospital_demand | 50.82 | 54.32 | 57.67 | 57.65 | 60.66 | 65.35 | Surged Maintain Status Quo | Afghanistan | AFG | 2022-01-02 | v8 | TRUE
https://raw.githubusercontent.com/mrc-ide/global-lmic-reports/master/AFG/projections.csv | 2021-02-09 | ICU_demand | 24.9 | 26.45 | 27.85 | 28.07 | 29.34 | 31.72 | Surged Maintain Status Quo | Afghanistan | AFG | 2022-01-02 | v8 | TRUE
https://raw.githubusercontent.com/mrc-ide/global-lmic-reports/master/AFG/projections.csv | 2021-02-09 | hospital_incidence | 3.97 | 4.29 | 4.52 | 4.54 | 4.75 | 5.18 | Surged Maintain Status Quo | Afghanistan | AFG | 2022-01-02 | v8 | TRUE
https://raw.githubusercontent.com/mrc-ide/global-lmic-reports/master/AFG/projections.csv | 2021-02-09 | ICU_incidence | 1.13 | 1.23 | 1.29 | 1.3 | 1.36 | 1.48 | Surged Maintain Status Quo | Afghanistan | AFG | 2022-01-02 | v8 | TRUE
https://raw.githubusercontent.com/mrc-ide/global-lmic-reports/master/AFG/projections.csv | 2021-02-09 | prevalence | 2962.87 | 3187.11 | 3414.2 | 3390.87 | 3562.87 | 3891.43 | Surged Maintain Status Quo | Afghanistan | AFG | 2022-01-02 | v8 | TRUE
https://raw.githubusercontent.com/mrc-ide/global-lmic-reports/master/AFG/projections.csv | 2021-02-09 | cumulative_infections | 1011858.13 | 1056522.74 | 1085050.78 | 1084901.7 | 1113478.35 | 1165585.68 | Surged Maintain Status Quo | Afghanistan | AFG | 2022-01-02 | v8 | TRUE
https://raw.githubusercontent.com/mrc-ide/global-lmic-reports/master/AFG/projections.csv | 2021-02-09 | cumulative_deaths | 2172.62 | 2267.76 | 2329.95 | 2328.55 | 2391.22 | 2500.94 | Surged Maintain Status Quo | Afghanistan | AFG | 2022-01-02 | v8 | TRUE
https://raw.githubusercontent.com/mrc-ide/global-lmic-reports/master/AFG/projections.csv | 2021-02-09 | Rt | 0.93 | 0.98 | 0.99 | 0.99 | 1.01 | 1.05 | Surged Maintain Status Quo | Afghanistan | AFG | 2022-01-02 | v8 | TRUE
https://raw.githubusercontent.com/mrc-ide/global-lmic-reports/master/AFG/projections.csv | 2021-02-09 | Reff | 0.91 | 0.95 | 0.96 | 0.96 | 0.98 | 1.02 | Surged Maintain Status Quo | Afghanistan | AFG | 2022-01-02 | v8 | TRUE
https://raw.githubusercontent.com/mrc-ide/global-lmic-reports/master/AFG/projections.csv | 2021-02-09 | infections | 414.27 | 444.82 | 482.24 | 483.17 | 514.22 | 561.24 | Surged Optimistic | Afghanistan | AFG | 2022-01-02 | v8 | TRUE
https://raw.githubusercontent.com/mrc-ide/global-lmic-reports/master/AFG/projections.csv | 2021-02-09 | deaths | 1.59 | 1.7 | 1.78 | 1.8 | 1.88 | 2.03 | Surged Optimistic | Afghanistan | AFG | 2022-01-02 | v8 | TRUE
https://raw.githubusercontent.com/mrc-ide/global-lmic-reports/master/AFG/projections.csv | 2021-02-09 | hospital_demand | 50.82 | 54.32 | 57.67 | 57.65 | 60.66 | 65.35 | Surged Optimistic | Afghanistan | AFG | 2022-01-02 | v8 | TRUE
https://raw.githubusercontent.com/mrc-ide/global-lmic-reports/master/AFG/projections.csv | 2021-02-09 | ICU_demand | 24.9 | 26.45 | 27.85 | 28.07 | 29.34 | 31.72 | Surged Optimistic | Afghanistan | AFG | 2022-01-02 | v8 | TRUE
https://raw.githubusercontent.com/mrc-ide/global-lmic-reports/master/AFG/projections.csv | 2021-02-09 | hospital_incidence | 3.97 | 4.29 | 4.52 | 4.54 | 4.75 | 5.18 | Surged Optimistic | Afghanistan | AFG | 2022-01-02 | v8 | TRUE
https://raw.githubusercontent.com/mrc-ide/global-lmic-reports/master/AFG/projections.csv | 2021-02-09 | ICU_incidence | 1.13 | 1.23 | 1.29 | 1.3 | 1.36 | 1.48 | Surged Optimistic | Afghanistan | AFG | 2022-01-02 | v8 | TRUE
https://raw.githubusercontent.com/mrc-ide/global-lmic-reports/master/AFG/projections.csv | 2021-02-09 | prevalence | 2962.87 | 3187.11 | 3414.2 | 3390.87 | 3562.87 | 3891.43 | Surged Optimistic | Afghanistan | AFG | 2022-01-02 | v8 | TRUE
https://raw.githubusercontent.com/mrc-ide/global-lmic-reports/master/AFG/projections.csv | 2021-02-09 | cumulative_infections | 1011858.13 | 1056522.74 | 1085050.78 | 1084901.7 | 1113478.35 | 1165585.68 | Surged Optimistic | Afghanistan | AFG | 2022-01-02 | v8 | TRUE
https://raw.githubusercontent.com/mrc-ide/global-lmic-reports/master/AFG/projections.csv | 2021-02-09 | cumulative_deaths | 2172.62 | 2267.76 | 2329.95 | 2328.55 | 2391.22 | 2500.94 | Surged Optimistic | Afghanistan | AFG | 2022-01-02 | v8 | TRUE
https://raw.githubusercontent.com/mrc-ide/global-lmic-reports/master/AFG/projections.csv | 2021-02-09 | Rt | 0.93 | 0.98 | 0.99 | 0.99 | 1.01 | 1.05 | Surged Optimistic | Afghanistan | AFG | 2022-01-02 | v8 | TRUE
https://raw.githubusercontent.com/mrc-ide/global-lmic-reports/master/AFG/projections.csv | 2021-02-09 | Reff | 0.91 | 0.95 | 0.96 | 0.96 | 0.98 | 1.02 | Surged Optimistic | Afghanistan | AFG | 2022-01-02 | v8 | TRUE
https://raw.githubusercontent.com/mrc-ide/global-lmic-reports/master/AFG/projections.csv | 2021-02-09 | infections | 414.27 | 444.82 | 482.24 | 483.17 | 514.22 | 561.24 | Surged Pessimistic | Afghanistan | AFG | 2022-01-02 | v8 | TRUE
https://raw.githubusercontent.com/mrc-ide/global-lmic-reports/master/AFG/projections.csv | 2021-02-09 | deaths | 1.59 | 1.7 | 1.78 | 1.8 | 1.88 | 2.03 | Surged Pessimistic | Afghanistan | AFG | 2022-01-02 | v8 | TRUE
https://raw.githubusercontent.com/mrc-ide/global-lmic-reports/master/AFG/projections.csv | 2021-02-09 | hospital_demand | 50.82 | 54.32 | 57.67 | 57.65 | 60.66 | 65.35 | Surged Pessimistic | Afghanistan | AFG | 2022-01-02 | v8 | TRUE
https://raw.githubusercontent.com/mrc-ide/global-lmic-reports/master/AFG/projections.csv | 2021-02-09 | ICU_demand | 24.9 | 26.45 | 27.85 | 28.07 | 29.34 | 31.72 | Surged Pessimistic | Afghanistan | AFG | 2022-01-02 | v8 | TRUE
https://raw.githubusercontent.com/mrc-ide/global-lmic-reports/master/AFG/projections.csv | 2021-02-09 | hospital_incidence | 3.97 | 4.29 | 4.52 | 4.54 | 4.75 | 5.18 | Surged Pessimistic | Afghanistan | AFG | 2022-01-02 | v8 | TRUE
https://raw.githubusercontent.com/mrc-ide/global-lmic-reports/master/AFG/projections.csv | 2021-02-09 | ICU_incidence | 1.13 | 1.23 | 1.29 | 1.3 | 1.36 | 1.48 | Surged Pessimistic | Afghanistan | AFG | 2022-01-02 | v8 | TRUE
https://raw.githubusercontent.com/mrc-ide/global-lmic-reports/master/AFG/projections.csv | 2021-02-09 | prevalence | 2962.87 | 3187.11 | 3414.2 | 3390.87 | 3562.87 | 3891.43 | Surged Pessimistic | Afghanistan | AFG | 2022-01-02 | v8 | TRUE
https://raw.githubusercontent.com/mrc-ide/global-lmic-reports/master/AFG/projections.csv | 2021-02-09 | cumulative_infections | 1011858.13 | 1056522.74 | 1085050.78 | 1084901.7 | 1113478.35 | 1165585.68 | Surged Pessimistic | Afghanistan | AFG | 2022-01-02 | v8 | TRUE
https://raw.githubusercontent.com/mrc-ide/global-lmic-reports/master/AFG/projections.csv | 2021-02-09 | cumulative_deaths | 2172.62 | 2267.76 | 2329.95 | 2328.55 | 2391.22 | 2500.94 | Surged Pessimistic | Afghanistan | AFG | 2022-01-02 | v8 | TRUE
https://raw.githubusercontent.com/mrc-ide/global-lmic-reports/master/AFG/projections.csv | 2021-02-09 | Rt | 0.93 | 0.98 | 0.99 | 0.99 | 1.01 | 1.05 | Surged Pessimistic | Afghanistan | AFG | 2022-01-02 | v8 | TRUE
https://raw.githubusercontent.com/mrc-ide/global-lmic-reports/master/AFG/projections.csv | 2021-02-09 | Reff | 0.91 | 0.95 | 0.96 | 0.96 | 0.98 | 1.02 | Surged Pessimistic | Afghanistan | AFG | 2022-01-02 | v8 | TRUE
https://raw.githubusercontent.com/mrc-ide/global-lmic-reports/master/AFG/projections.csv | 2021-02-09 | infections | 414.27 | 444.82 | 482.24 | 483.17 | 514.22 | 561.24 | Surged Relax Interventions 50% | Afghanistan | AFG | 2022-01-02 | v8 | TRUE
https://raw.githubusercontent.com/mrc-ide/global-lmic-reports/master/AFG/projections.csv | 2021-02-09 | deaths | 1.59 | 1.7 | 1.78 | 1.8 | 1.88 | 2.03 | Surged Relax Interventions 50% | Afghanistan | AFG | 2022-01-02 | v8 | TRUE
https://raw.githubusercontent.com/mrc-ide/global-lmic-reports/master/AFG/projections.csv | 2021-02-09 | hospital_demand | 50.82 | 54.32 | 57.67 | 57.65 | 60.66 | 65.35 | Surged Relax Interventions 50% | Afghanistan | AFG | 2022-01-02 | v8 | TRUE
https://raw.githubusercontent.com/mrc-ide/global-lmic-reports/master/AFG/projections.csv | 2021-02-09 | ICU_demand | 24.9 | 26.45 | 27.85 | 28.07 | 29.34 | 31.72 | Surged Relax Interventions 50% | Afghanistan | AFG | 2022-01-02 | v8 | TRUE
https://raw.githubusercontent.com/mrc-ide/global-lmic-reports/master/AFG/projections.csv | 2021-02-09 | hospital_incidence | 3.97 | 4.29 | 4.52 | 4.54 | 4.75 | 5.18 | Surged Relax Interventions 50% | Afghanistan | AFG | 2022-01-02 | v8 | TRUE
https://raw.githubusercontent.com/mrc-ide/global-lmic-reports/master/AFG/projections.csv | 2021-02-09 | ICU_incidence | 1.13 | 1.23 | 1.29 | 1.3 | 1.36 | 1.48 | Surged Relax Interventions 50% | Afghanistan | AFG | 2022-01-02 | v8 | TRUE
https://raw.githubusercontent.com/mrc-ide/global-lmic-reports/master/AFG/projections.csv | 2021-02-09 | prevalence | 2962.87 | 3187.11 | 3414.2 | 3390.87 | 3562.87 | 3891.43 | Surged Relax Interventions 50% | Afghanistan | AFG | 2022-01-02 | v8 | TRUE
https://raw.githubusercontent.com/mrc-ide/global-lmic-reports/master/AFG/projections.csv | 2021-02-09 | cumulative_infections | 1011858.13 | 1056522.74 | 1085050.78 | 1084901.7 | 1113478.35 | 1165585.68 | Surged Relax Interventions 50% | Afghanistan | AFG | 2022-01-02 | v8 | TRUE
https://raw.githubusercontent.com/mrc-ide/global-lmic-reports/master/AFG/projections.csv | 2021-02-09 | cumulative_deaths | 2172.62 | 2267.76 | 2329.95 | 2328.55 | 2391.22 | 2500.94 | Surged Relax Interventions 50% | Afghanistan | AFG | 2022-01-02 | v8 | TRUE
https://raw.githubusercontent.com/mrc-ide/global-lmic-reports/master/AFG/projections.csv | 2021-02-09 | Rt | 0.93 | 0.98 | 0.99 | 0.99 | 1.01 | 1.05 | Surged Relax Interventions 50% | Afghanistan | AFG | 2022-01-02 | v8 | TRUE
https://raw.githubusercontent.com/mrc-ide/global-lmic-reports/master/AFG/projections.csv | 2021-02-09 | Reff | 0.91 | 0.95 | 0.96 | 0.96 | 0.98 | 1.02 | Surged Relax Interventions 50% | Afghanistan | AFG | 2022-01-02 | v8 | TRUE
https://raw.githubusercontent.com/mrc-ide/global-lmic-reports/master/AFG/projections.csv | 2021-02-10 | infections | 403.39 | 465.72 | 490.03 | 488.07 | 517.4 | 580.01 | Additional 50% Reduction | Afghanistan | AFG | 2022-01-02 | v8 | TRUE
https://raw.githubusercontent.com/mrc-ide/global-lmic-reports/master/AFG/projections.csv | 2021-02-10 | deaths | 1.54 | 1.69 | 1.75 | 1.74 | 1.82 | 1.96 | Additional 50% Reduction | Afghanistan | AFG | 2022-01-02 | v8 | TRUE
https://raw.githubusercontent.com/mrc-ide/global-lmic-reports/master/AFG/projections.csv | 2021-02-10 | hospital_demand | 49.53 | 54.46 | 56.63 | 56.55 | 59.07 | 63.1 | Additional 50% Reduction | Afghanistan | AFG | 2022-01-02 | v8 | TRUE
https://raw.githubusercontent.com/mrc-ide/global-lmic-reports/master/AFG/projections.csv | 2021-02-10 | ICU_demand | 24.13 | 26.58 | 27.45 | 27.36 | 28.43 | 30.59 | Additional 50% Reduction | Afghanistan | AFG | 2022-01-02 | v8 | TRUE
https://raw.githubusercontent.com/mrc-ide/global-lmic-reports/master/AFG/projections.csv | 2021-02-10 | hospital_incidence | 3.89 | 4.3 | 4.59 | 4.58 | 4.84 | 5.2 | Additional 50% Reduction | Afghanistan | AFG | 2022-01-02 | v8 | TRUE
https://raw.githubusercontent.com/mrc-ide/global-lmic-reports/master/AFG/projections.csv | 2021-02-10 | ICU_incidence | 1.11 | 1.23 | 1.31 | 1.31 | 1.38 | 1.49 | Additional 50% Reduction | Afghanistan | AFG | 2022-01-02 | v8 | TRUE
https://raw.githubusercontent.com/mrc-ide/global-lmic-reports/master/AFG/projections.csv | 2021-02-10 | prevalence | 2853.41 | 3254.98 | 3423.36 | 3427.55 | 3627.75 | 3979.08 | Additional 50% Reduction | Afghanistan | AFG | 2022-01-02 | v8 | TRUE
https://raw.githubusercontent.com/mrc-ide/global-lmic-reports/master/AFG/projections.csv | 2021-02-10 | cumulative_infections | 1020911.7 | 1058753.07 | 1093156.84 | 1096736.82 | 1111697.63 | 1212780.9 | Additional 50% Reduction | Afghanistan | AFG | 2022-01-02 | v8 | TRUE
https://raw.githubusercontent.com/mrc-ide/global-lmic-reports/master/AFG/projections.csv | 2021-02-10 | cumulative_deaths | 2191.7 | 2286.73 | 2362.19 | 2368.15 | 2404.57 | 2643.54 | Additional 50% Reduction | Afghanistan | AFG | 2022-01-02 | v8 | TRUE
https://raw.githubusercontent.com/mrc-ide/global-lmic-reports/master/AFG/projections.csv | 2021-02-10 | Rt | 0.94 | 0.96 | 0.98 | 0.98 | 0.99 | 1.05 | Additional 50% Reduction | Afghanistan | AFG | 2022-01-02 | v8 | TRUE
https://raw.githubusercontent.com/mrc-ide/global-lmic-reports/master/AFG/projections.csv | 2021-02-10 | Reff | 0.91 | 0.93 | 0.95 | 0.95 | 0.96 | 1.02 | Additional 50% Reduction | Afghanistan | AFG | 2022-01-02 | v8 | TRUE
https://raw.githubusercontent.com/mrc-ide/global-lmic-reports/master/AFG/projections.csv | 2021-02-10 | infections | 403.39 | 465.72 | 490.03 | 488.07 | 517.4 | 580.01 | Maintain Status Quo | Afghanistan | AFG | 2022-01-02 | v8 | TRUE
https://raw.githubusercontent.com/mrc-ide/global-lmic-reports/master/AFG/projections.csv | 2021-02-10 | deaths | 1.54 | 1.69 | 1.75 | 1.74 | 1.82 | 1.96 | Maintain Status Quo | Afghanistan | AFG | 2022-01-02 | v8 | TRUE
https://raw.githubusercontent.com/mrc-ide/global-lmic-reports/master/AFG/projections.csv | 2021-02-10 | hospital_demand | 49.53 | 54.46 | 56.63 | 56.55 | 59.07 | 63.1 | Maintain Status Quo | Afghanistan | AFG | 2022-01-02 | v8 | TRUE
https://raw.githubusercontent.com/mrc-ide/global-lmic-reports/master/AFG/projections.csv | 2021-02-10 | ICU_demand | 24.13 | 26.58 | 27.45 | 27.36 | 28.43 | 30.59 | Maintain Status Quo | Afghanistan | AFG | 2022-01-02 | v8 | TRUE
https://raw.githubusercontent.com/mrc-ide/global-lmic-reports/master/AFG/projections.csv | 2021-02-10 | hospital_incidence | 3.89 | 4.3 | 4.59 | 4.58 | 4.84 | 5.2 | Maintain Status Quo | Afghanistan | AFG | 2022-01-02 | v8 | TRUE
https://raw.githubusercontent.com/mrc-ide/global-lmic-reports/master/AFG/projections.csv | 2021-02-10 | ICU_incidence | 1.11 | 1.23 | 1.31 | 1.31 | 1.38 | 1.49 | Maintain Status Quo | Afghanistan | AFG | 2022-01-02 | v8 | TRUE
https://raw.githubusercontent.com/mrc-ide/global-lmic-reports/master/AFG/projections.csv | 2021-02-10 | prevalence | 2853.41 | 3254.98 | 3423.36 | 3427.55 | 3627.75 | 3979.08 | Maintain Status Quo | Afghanistan | AFG | 2022-01-02 | v8 | TRUE
https://raw.githubusercontent.com/mrc-ide/global-lmic-reports/master/AFG/projections.csv | 2021-02-10 | cumulative_infections | 1020911.7 | 1058753.07 | 1093156.84 | 1096736.82 | 1111697.63 | 1212780.9 | Maintain Status Quo | Afghanistan | AFG | 2022-01-02 | v8 | TRUE
https://raw.githubusercontent.com/mrc-ide/global-lmic-reports/master/AFG/projections.csv | 2021-02-10 | cumulative_deaths | 2191.7 | 2286.73 | 2362.19 | 2368.15 | 2404.57 | 2643.54 | Maintain Status Quo | Afghanistan | AFG | 2022-01-02 | v8 | TRUE
https://raw.githubusercontent.com/mrc-ide/global-lmic-reports/master/AFG/projections.csv | 2021-02-10 | Rt | 0.94 | 0.96 | 0.98 | 0.98 | 0.99 | 1.05 | Maintain Status Quo | Afghanistan | AFG | 2022-01-02 | v8 | TRUE
https://raw.githubusercontent.com/mrc-ide/global-lmic-reports/master/AFG/projections.csv | 2021-02-10 | Reff | 0.91 | 0.93 | 0.95 | 0.95 | 0.96 | 1.02 | Maintain Status Quo | Afghanistan | AFG | 2022-01-02 | v8 | TRUE
https://raw.githubusercontent.com/mrc-ide/global-lmic-reports/master/AFG/projections.csv | 2021-02-10 | infections | 403.39 | 465.72 | 490.03 | 488.07 | 517.4 | 580.01 | Optimistic | Afghanistan | AFG | 2022-01-02 | v8 | TRUE
https://raw.githubusercontent.com/mrc-ide/global-lmic-reports/master/AFG/projections.csv | 2021-02-10 | deaths | 1.54 | 1.69 | 1.75 | 1.74 | 1.82 | 1.96 | Optimistic | Afghanistan | AFG | 2022-01-02 | v8 | TRUE
https://raw.githubusercontent.com/mrc-ide/global-lmic-reports/master/AFG/projections.csv | 2021-02-10 | hospital_demand | 49.53 | 54.46 | 56.63 | 56.55 | 59.07 | 63.1 | Optimistic | Afghanistan | AFG | 2022-01-02 | v8 | TRUE
https://raw.githubusercontent.com/mrc-ide/global-lmic-reports/master/AFG/projections.csv | 2021-02-10 | ICU_demand | 24.13 | 26.58 | 27.45 | 27.36 | 28.43 | 30.59 | Optimistic | Afghanistan | AFG | 2022-01-02 | v8 | TRUE
https://raw.githubusercontent.com/mrc-ide/global-lmic-reports/master/AFG/projections.csv | 2021-02-10 | hospital_incidence | 3.89 | 4.3 | 4.59 | 4.58 | 4.84 | 5.2 | Optimistic | Afghanistan | AFG | 2022-01-02 | v8 | TRUE
https://raw.githubusercontent.com/mrc-ide/global-lmic-reports/master/AFG/projections.csv | 2021-02-10 | ICU_incidence | 1.11 | 1.23 | 1.31 | 1.31 | 1.38 | 1.49 | Optimistic | Afghanistan | AFG | 2022-01-02 | v8 | TRUE
https://raw.githubusercontent.com/mrc-ide/global-lmic-reports/master/AFG/projections.csv | 2021-02-10 | prevalence | 2853.41 | 3254.98 | 3423.36 | 3427.55 | 3627.75 | 3979.08 | Optimistic | Afghanistan | AFG | 2022-01-02 | v8 | TRUE
https://raw.githubusercontent.com/mrc-ide/global-lmic-reports/master/AFG/projections.csv | 2021-02-10 | cumulative_infections | 1020911.7 | 1058753.07 | 1093156.84 | 1096736.82 | 1111697.63 | 1212780.9 | Optimistic | Afghanistan | AFG | 2022-01-02 | v8 | TRUE
https://raw.githubusercontent.com/mrc-ide/global-lmic-reports/master/AFG/projections.csv | 2021-02-10 | cumulative_deaths | 2191.7 | 2286.73 | 2362.19 | 2368.15 | 2404.57 | 2643.54 | Optimistic | Afghanistan | AFG | 2022-01-02 | v8 | TRUE
https://raw.githubusercontent.com/mrc-ide/global-lmic-reports/master/AFG/projections.csv | 2021-02-10 | Rt | 0.94 | 0.96 | 0.98 | 0.98 | 0.99 | 1.05 | Optimistic | Afghanistan | AFG | 2022-01-02 | v8 | TRUE
https://raw.githubusercontent.com/mrc-ide/global-lmic-reports/master/AFG/projections.csv | 2021-02-10 | Reff | 0.91 | 0.93 | 0.95 | 0.95 | 0.96 | 1.02 | Optimistic | Afghanistan | AFG | 2022-01-02 | v8 | TRUE
https://raw.githubusercontent.com/mrc-ide/global-lmic-reports/master/AFG/projections.csv | 2021-02-10 | infections | 403.39 | 465.72 | 490.03 | 488.07 | 517.4 | 580.01 | Pessimistic | Afghanistan | AFG | 2022-01-02 | v8 | TRUE
https://raw.githubusercontent.com/mrc-ide/global-lmic-reports/master/AFG/projections.csv | 2021-02-10 | deaths | 1.54 | 1.69 | 1.75 | 1.74 | 1.82 | 1.96 | Pessimistic | Afghanistan | AFG | 2022-01-02 | v8 | TRUE
https://raw.githubusercontent.com/mrc-ide/global-lmic-reports/master/AFG/projections.csv | 2021-02-10 | hospital_demand | 49.53 | 54.46 | 56.63 | 56.55 | 59.07 | 63.1 | Pessimistic | Afghanistan | AFG | 2022-01-02 | v8 | TRUE
https://raw.githubusercontent.com/mrc-ide/global-lmic-reports/master/AFG/projections.csv | 2021-02-10 | ICU_demand | 24.13 | 26.58 | 27.45 | 27.36 | 28.43 | 30.59 | Pessimistic | Afghanistan | AFG | 2022-01-02 | v8 | TRUE
https://raw.githubusercontent.com/mrc-ide/global-lmic-reports/master/AFG/projections.csv | 2021-02-10 | hospital_incidence | 3.89 | 4.3 | 4.59 | 4.58 | 4.84 | 5.2 | Pessimistic | Afghanistan | AFG | 2022-01-02 | v8 | TRUE
https://raw.githubusercontent.com/mrc-ide/global-lmic-reports/master/AFG/projections.csv | 2021-02-10 | ICU_incidence | 1.11 | 1.23 | 1.31 | 1.31 | 1.38 | 1.49 | Pessimistic | Afghanistan | AFG | 2022-01-02 | v8 | TRUE
https://raw.githubusercontent.com/mrc-ide/global-lmic-reports/master/AFG/projections.csv | 2021-02-10 | prevalence | 2853.41 | 3254.98 | 3423.36 | 3427.55 | 3627.75 | 3979.08 | Pessimistic | Afghanistan | AFG | 2022-01-02 | v8 | TRUE
https://raw.githubusercontent.com/mrc-ide/global-lmic-reports/master/AFG/projections.csv | 2021-02-10 | cumulative_infections | 1020911.7 | 1058753.07 | 1093156.84 | 1096736.82 | 1111697.63 | 1212780.9 | Pessimistic | Afghanistan | AFG | 2022-01-02 | v8 | TRUE
https://raw.githubusercontent.com/mrc-ide/global-lmic-reports/master/AFG/projections.csv | 2021-02-10 | cumulative_deaths | 2191.7 | 2286.73 | 2362.19 | 2368.15 | 2404.57 | 2643.54 | Pessimistic | Afghanistan | AFG | 2022-01-02 | v8 | TRUE
https://raw.githubusercontent.com/mrc-ide/global-lmic-reports/master/AFG/projections.csv | 2021-02-10 | Rt | 0.94 | 0.96 | 0.98 | 0.98 | 0.99 | 1.05 | Pessimistic | Afghanistan | AFG | 2022-01-02 | v8 | TRUE
https://raw.githubusercontent.com/mrc-ide/global-lmic-reports/master/AFG/projections.csv | 2021-02-10 | Reff | 0.91 | 0.93 | 0.95 | 0.95 | 0.96 | 1.02 | Pessimistic | Afghanistan | AFG | 2022-01-02 | v8 | TRUE
https://raw.githubusercontent.com/mrc-ide/global-lmic-reports/master/AFG/projections.csv | 2021-02-10 | infections | 403.39 | 465.72 | 490.03 | 488.07 | 517.4 | 580.01 | Relax Interventions 50% | Afghanistan | AFG | 2022-01-02 | v8 | TRUE
https://raw.githubusercontent.com/mrc-ide/global-lmic-reports/master/AFG/projections.csv | 2021-02-10 | deaths | 1.54 | 1.69 | 1.75 | 1.74 | 1.82 | 1.96 | Relax Interventions 50% | Afghanistan | AFG | 2022-01-02 | v8 | TRUE
https://raw.githubusercontent.com/mrc-ide/global-lmic-reports/master/AFG/projections.csv | 2021-02-10 | hospital_demand | 49.53 | 54.46 | 56.63 | 56.55 | 59.07 | 63.1 | Relax Interventions 50% | Afghanistan | AFG | 2022-01-02 | v8 | TRUE
https://raw.githubusercontent.com/mrc-ide/global-lmic-reports/master/AFG/projections.csv | 2021-02-10 | ICU_demand | 24.13 | 26.58 | 27.45 | 27.36 | 28.43 | 30.59 | Relax Interventions 50% | Afghanistan | AFG | 2022-01-02 | v8 | TRUE
https://raw.githubusercontent.com/mrc-ide/global-lmic-reports/master/AFG/projections.csv | 2021-02-10 | hospital_incidence | 3.89 | 4.3 | 4.59 | 4.58 | 4.84 | 5.2 | Relax Interventions 50% | Afghanistan | AFG | 2022-01-02 | v8 | TRUE
https://raw.githubusercontent.com/mrc-ide/global-lmic-reports/master/AFG/projections.csv | 2021-02-10 | ICU_incidence | 1.11 | 1.23 | 1.31 | 1.31 | 1.38 | 1.49 | Relax Interventions 50% | Afghanistan | AFG | 2022-01-02 | v8 | TRUE
https://raw.githubusercontent.com/mrc-ide/global-lmic-reports/master/AFG/projections.csv | 2021-02-10 | prevalence | 2853.41 | 3254.98 | 3423.36 | 3427.55 | 3627.75 | 3979.08 | Relax Interventions 50% | Afghanistan | AFG | 2022-01-02 | v8 | TRUE
https://raw.githubusercontent.com/mrc-ide/global-lmic-reports/master/AFG/projections.csv | 2021-02-10 | cumulative_infections | 1020911.7 | 1058753.07 | 1093156.84 | 1096736.82 | 1111697.63 | 1212780.9 | Relax Interventions 50% | Afghanistan | AFG | 2022-01-02 | v8 | TRUE
https://raw.githubusercontent.com/mrc-ide/global-lmic-reports/master/AFG/projections.csv | 2021-02-10 | cumulative_deaths | 2191.7 | 2286.73 | 2362.19 | 2368.15 | 2404.57 | 2643.54 | Relax Interventions 50% | Afghanistan | AFG | 2022-01-02 | v8 | TRUE
https://raw.githubusercontent.com/mrc-ide/global-lmic-reports/master/AFG/projections.csv | 2021-02-10 | Rt | 0.94 | 0.96 | 0.98 | 0.98 | 0.99 | 1.05 | Relax Interventions 50% | Afghanistan | AFG | 2022-01-02 | v8 | TRUE
https://raw.githubusercontent.com/mrc-ide/global-lmic-reports/master/AFG/projections.csv | 2021-02-10 | Reff | 0.91 | 0.93 | 0.95 | 0.95 | 0.96 | 1.02 | Relax Interventions 50% | Afghanistan | AFG | 2022-01-02 | v8 | TRUE
https://raw.githubusercontent.com/mrc-ide/global-lmic-reports/master/AFG/projections.csv | 2021-02-10 | infections | 409.12 | 440.73 | 478.08 | 479.75 | 511.57 | 558.15 | Surged Additional 50% Reduction | Afghanistan | AFG | 2022-01-02 | v8 | TRUE
https://raw.githubusercontent.com/mrc-ide/global-lmic-reports/master/AFG/projections.csv | 2021-02-10 | deaths | 1.51 | 1.62 | 1.7 | 1.71 | 1.8 | 1.94 | Surged Additional 50% Reduction | Afghanistan | AFG | 2022-01-02 | v8 | TRUE
https://raw.githubusercontent.com/mrc-ide/global-lmic-reports/master/AFG/projections.csv | 2021-02-10 | hospital_demand | 49 | 52.47 | 55.54 | 55.53 | 58.43 | 62.98 | Surged Additional 50% Reduction | Afghanistan | AFG | 2022-01-02 | v8 | TRUE
https://raw.githubusercontent.com/mrc-ide/global-lmic-reports/master/AFG/projections.csv | 2021-02-10 | ICU_demand | 23.8 | 25.33 | 26.68 | 26.86 | 28.14 | 30.37 | Surged Additional 50% Reduction | Afghanistan | AFG | 2022-01-02 | v8 | TRUE
https://raw.githubusercontent.com/mrc-ide/global-lmic-reports/master/AFG/projections.csv | 2021-02-10 | hospital_incidence | 3.94 | 4.25 | 4.49 | 4.5 | 4.71 | 5.14 | Surged Additional 50% Reduction | Afghanistan | AFG | 2022-01-02 | v8 | TRUE
https://raw.githubusercontent.com/mrc-ide/global-lmic-reports/master/AFG/projections.csv | 2021-02-10 | ICU_incidence | 1.13 | 1.21 | 1.28 | 1.29 | 1.35 | 1.47 | Surged Additional 50% Reduction | Afghanistan | AFG | 2022-01-02 | v8 | TRUE
https://raw.githubusercontent.com/mrc-ide/global-lmic-reports/master/AFG/projections.csv | 2021-02-10 | prevalence | 2934.72 | 3145.02 | 3397.16 | 3369.48 | 3545.47 | 3875.78 | Surged Additional 50% Reduction | Afghanistan | AFG | 2022-01-02 | v8 | TRUE
https://raw.githubusercontent.com/mrc-ide/global-lmic-reports/master/AFG/projections.csv | 2021-02-10 | cumulative_infections | 1012314.61 | 1057002.36 | 1085495.95 | 1085381.45 | 1113951.74 | 1166075.17 | Surged Additional 50% Reduction | Afghanistan | AFG | 2022-01-02 | v8 | TRUE
https://raw.githubusercontent.com/mrc-ide/global-lmic-reports/master/AFG/projections.csv | 2021-02-10 | cumulative_deaths | 2174.21 | 2269.44 | 2331.59 | 2330.26 | 2392.86 | 2502.77 | Surged Additional 50% Reduction | Afghanistan | AFG | 2022-01-02 | v8 | TRUE
https://raw.githubusercontent.com/mrc-ide/global-lmic-reports/master/AFG/projections.csv | 2021-02-10 | Rt | 0.93 | 0.97 | 0.98 | 0.98 | 1 | 1.04 | Surged Additional 50% Reduction | Afghanistan | AFG | 2022-01-02 | v8 | TRUE
https://raw.githubusercontent.com/mrc-ide/global-lmic-reports/master/AFG/projections.csv | 2021-02-10 | Reff | 0.9 | 0.94 | 0.95 | 0.95 | 0.97 | 1.01 | Surged Additional 50% Reduction | Afghanistan | AFG | 2022-01-02 | v8 | TRUE
https://raw.githubusercontent.com/mrc-ide/global-lmic-reports/master/AFG/projections.csv | 2021-02-10 | infections | 409.12 | 440.73 | 478.08 | 479.75 | 511.57 | 558.15 | Surged Maintain Status Quo | Afghanistan | AFG | 2022-01-02 | v8 | TRUE
https://raw.githubusercontent.com/mrc-ide/global-lmic-reports/master/AFG/projections.csv | 2021-02-10 | deaths | 1.51 | 1.62 | 1.7 | 1.71 | 1.8 | 1.94 | Surged Maintain Status Quo | Afghanistan | AFG | 2022-01-02 | v8 | TRUE
https://raw.githubusercontent.com/mrc-ide/global-lmic-reports/master/AFG/projections.csv | 2021-02-10 | hospital_demand | 49 | 52.47 | 55.54 | 55.53 | 58.43 | 62.98 | Surged Maintain Status Quo | Afghanistan | AFG | 2022-01-02 | v8 | TRUE
https://raw.githubusercontent.com/mrc-ide/global-lmic-reports/master/AFG/projections.csv | 2021-02-10 | ICU_demand | 23.8 | 25.33 | 26.68 | 26.86 | 28.14 | 30.37 | Surged Maintain Status Quo | Afghanistan | AFG | 2022-01-02 | v8 | TRUE
https://raw.githubusercontent.com/mrc-ide/global-lmic-reports/master/AFG/projections.csv | 2021-02-10 | hospital_incidence | 3.94 | 4.25 | 4.49 | 4.5 | 4.71 | 5.14 | Surged Maintain Status Quo | Afghanistan | AFG | 2022-01-02 | v8 | TRUE
https://raw.githubusercontent.com/mrc-ide/global-lmic-reports/master/AFG/projections.csv | 2021-02-10 | ICU_incidence | 1.13 | 1.21 | 1.28 | 1.29 | 1.35 | 1.47 | Surged Maintain Status Quo | Afghanistan | AFG | 2022-01-02 | v8 | TRUE
https://raw.githubusercontent.com/mrc-ide/global-lmic-reports/master/AFG/projections.csv | 2021-02-10 | prevalence | 2934.72 | 3145.02 | 3397.16 | 3369.48 | 3545.47 | 3875.78 | Surged Maintain Status Quo | Afghanistan | AFG | 2022-01-02 | v8 | TRUE
https://raw.githubusercontent.com/mrc-ide/global-lmic-reports/master/AFG/projections.csv | 2021-02-10 | cumulative_infections | 1012314.61 | 1057002.36 | 1085495.95 | 1085381.45 | 1113951.74 | 1166075.17 | Surged Maintain Status Quo | Afghanistan | AFG | 2022-01-02 | v8 | TRUE
https://raw.githubusercontent.com/mrc-ide/global-lmic-reports/master/AFG/projections.csv | 2021-02-10 | cumulative_deaths | 2174.21 | 2269.44 | 2331.59 | 2330.26 | 2392.86 | 2502.77 | Surged Maintain Status Quo | Afghanistan | AFG | 2022-01-02 | v8 | TRUE
https://raw.githubusercontent.com/mrc-ide/global-lmic-reports/master/AFG/projections.csv | 2021-02-10 | Rt | 0.93 | 0.97 | 0.98 | 0.98 | 1 | 1.04 | Surged Maintain Status Quo | Afghanistan | AFG | 2022-01-02 | v8 | TRUE
https://raw.githubusercontent.com/mrc-ide/global-lmic-reports/master/AFG/projections.csv | 2021-02-10 | Reff | 0.9 | 0.94 | 0.95 | 0.95 | 0.97 | 1.01 | Surged Maintain Status Quo | Afghanistan | AFG | 2022-01-02 | v8 | TRUE
https://raw.githubusercontent.com/mrc-ide/global-lmic-reports/master/AFG/projections.csv | 2021-02-10 | infections | 409.12 | 440.73 | 478.08 | 479.75 | 511.57 | 558.15 | Surged Optimistic | Afghanistan | AFG | 2022-01-02 | v8 | TRUE
https://raw.githubusercontent.com/mrc-ide/global-lmic-reports/master/AFG/projections.csv | 2021-02-10 | deaths | 1.51 | 1.62 | 1.7 | 1.71 | 1.8 | 1.94 | Surged Optimistic | Afghanistan | AFG | 2022-01-02 | v8 | TRUE
https://raw.githubusercontent.com/mrc-ide/global-lmic-reports/master/AFG/projections.csv | 2021-02-10 | hospital_demand | 49 | 52.47 | 55.54 | 55.53 | 58.43 | 62.98 | Surged Optimistic | Afghanistan | AFG | 2022-01-02 | v8 | TRUE
https://raw.githubusercontent.com/mrc-ide/global-lmic-reports/master/AFG/projections.csv | 2021-02-10 | ICU_demand | 23.8 | 25.33 | 26.68 | 26.86 | 28.14 | 30.37 | Surged Optimistic | Afghanistan | AFG | 2022-01-02 | v8 | TRUE
https://raw.githubusercontent.com/mrc-ide/global-lmic-reports/master/AFG/projections.csv | 2021-02-10 | hospital_incidence | 3.94 | 4.25 | 4.49 | 4.5 | 4.71 | 5.14 | Surged Optimistic | Afghanistan | AFG | 2022-01-02 | v8 | TRUE
https://raw.githubusercontent.com/mrc-ide/global-lmic-reports/master/AFG/projections.csv | 2021-02-10 | ICU_incidence | 1.13 | 1.21 | 1.28 | 1.29 | 1.35 | 1.47 | Surged Optimistic | Afghanistan | AFG | 2022-01-02 | v8 | TRUE
https://raw.githubusercontent.com/mrc-ide/global-lmic-reports/master/AFG/projections.csv | 2021-02-10 | prevalence | 2934.72 | 3145.02 | 3397.16 | 3369.48 | 3545.47 | 3875.78 | Surged Optimistic | Afghanistan | AFG | 2022-01-02 | v8 | TRUE
https://raw.githubusercontent.com/mrc-ide/global-lmic-reports/master/AFG/projections.csv | 2021-02-10 | cumulative_infections | 1012314.61 | 1057002.36 | 1085495.95 | 1085381.45 | 1113951.74 | 1166075.17 | Surged Optimistic | Afghanistan | AFG | 2022-01-02 | v8 | TRUE
https://raw.githubusercontent.com/mrc-ide/global-lmic-reports/master/AFG/projections.csv | 2021-02-10 | cumulative_deaths | 2174.21 | 2269.44 | 2331.59 | 2330.26 | 2392.86 | 2502.77 | Surged Optimistic | Afghanistan | AFG | 2022-01-02 | v8 | TRUE
https://raw.githubusercontent.com/mrc-ide/global-lmic-reports/master/AFG/projections.csv | 2021-02-10 | Rt | 0.93 | 0.97 | 0.98 | 0.98 | 1 | 1.04 | Surged Optimistic | Afghanistan | AFG | 2022-01-02 | v8 | TRUE
https://raw.githubusercontent.com/mrc-ide/global-lmic-reports/master/AFG/projections.csv | 2021-02-10 | Reff | 0.9 | 0.94 | 0.95 | 0.95 | 0.97 | 1.01 | Surged Optimistic | Afghanistan | AFG | 2022-01-02 | v8 | TRUE
https://raw.githubusercontent.com/mrc-ide/global-lmic-reports/master/AFG/projections.csv | 2021-02-10 | infections | 409.12 | 440.73 | 478.08 | 479.75 | 511.57 | 558.15 | Surged Pessimistic | Afghanistan | AFG | 2022-01-02 | v8 | TRUE
https://raw.githubusercontent.com/mrc-ide/global-lmic-reports/master/AFG/projections.csv | 2021-02-10 | deaths | 1.51 | 1.62 | 1.7 | 1.71 | 1.8 | 1.94 | Surged Pessimistic | Afghanistan | AFG | 2022-01-02 | v8 | TRUE
https://raw.githubusercontent.com/mrc-ide/global-lmic-reports/master/AFG/projections.csv | 2021-02-10 | hospital_demand | 49 | 52.47 | 55.54 | 55.53 | 58.43 | 62.98 | Surged Pessimistic | Afghanistan | AFG | 2022-01-02 | v8 | TRUE
https://raw.githubusercontent.com/mrc-ide/global-lmic-reports/master/AFG/projections.csv | 2021-02-10 | ICU_demand | 23.8 | 25.33 | 26.68 | 26.86 | 28.14 | 30.37 | Surged Pessimistic | Afghanistan | AFG | 2022-01-02 | v8 | TRUE
https://raw.githubusercontent.com/mrc-ide/global-lmic-reports/master/AFG/projections.csv | 2021-02-10 | hospital_incidence | 3.94 | 4.25 | 4.49 | 4.5 | 4.71 | 5.14 | Surged Pessimistic | Afghanistan | AFG | 2022-01-02 | v8 | TRUE
https://raw.githubusercontent.com/mrc-ide/global-lmic-reports/master/AFG/projections.csv | 2021-02-10 | ICU_incidence | 1.13 | 1.21 | 1.28 | 1.29 | 1.35 | 1.47 | Surged Pessimistic | Afghanistan | AFG | 2022-01-02 | v8 | TRUE
https://raw.githubusercontent.com/mrc-ide/global-lmic-reports/master/AFG/projections.csv | 2021-02-10 | prevalence | 2934.72 | 3145.02 | 3397.16 | 3369.48 | 3545.47 | 3875.78 | Surged Pessimistic | Afghanistan | AFG | 2022-01-02 | v8 | TRUE
https://raw.githubusercontent.com/mrc-ide/global-lmic-reports/master/AFG/projections.csv | 2021-02-10 | cumulative_infections | 1012314.61 | 1057002.36 | 1085495.95 | 1085381.45 | 1113951.74 | 1166075.17 | Surged Pessimistic | Afghanistan | AFG | 2022-01-02 | v8 | TRUE
https://raw.githubusercontent.com/mrc-ide/global-lmic-reports/master/AFG/projections.csv | 2021-02-10 | cumulative_deaths | 2174.21 | 2269.44 | 2331.59 | 2330.26 | 2392.86 | 2502.77 | Surged Pessimistic | Afghanistan | AFG | 2022-01-02 | v8 | TRUE
https://raw.githubusercontent.com/mrc-ide/global-lmic-reports/master/AFG/projections.csv | 2021-02-10 | Rt | 0.93 | 0.97 | 0.98 | 0.98 | 1 | 1.04 | Surged Pessimistic | Afghanistan | AFG | 2022-01-02 | v8 | TRUE
https://raw.githubusercontent.com/mrc-ide/global-lmic-reports/master/AFG/projections.csv | 2021-02-10 | Reff | 0.9 | 0.94 | 0.95 | 0.95 | 0.97 | 1.01 | Surged Pessimistic | Afghanistan | AFG | 2022-01-02 | v8 | TRUE
https://raw.githubusercontent.com/mrc-ide/global-lmic-reports/master/AFG/projections.csv | 2021-02-10 | infections | 409.12 | 440.73 | 478.08 | 479.75 | 511.57 | 558.15 | Surged Relax Interventions 50% | Afghanistan | AFG | 2022-01-02 | v8 | TRUE
https://raw.githubusercontent.com/mrc-ide/global-lmic-reports/master/AFG/projections.csv | 2021-02-10 | deaths | 1.51 | 1.62 | 1.7 | 1.71 | 1.8 | 1.94 | Surged Relax Interventions 50% | Afghanistan | AFG | 2022-01-02 | v8 | TRUE
https://raw.githubusercontent.com/mrc-ide/global-lmic-reports/master/AFG/projections.csv | 2021-02-10 | hospital_demand | 49 | 52.47 | 55.54 | 55.53 | 58.43 | 62.98 | Surged Relax Interventions 50% | Afghanistan | AFG | 2022-01-02 | v8 | TRUE
https://raw.githubusercontent.com/mrc-ide/global-lmic-reports/master/AFG/projections.csv | 2021-02-10 | ICU_demand | 23.8 | 25.33 | 26.68 | 26.86 | 28.14 | 30.37 | Surged Relax Interventions 50% | Afghanistan | AFG | 2022-01-02 | v8 | TRUE
https://raw.githubusercontent.com/mrc-ide/global-lmic-reports/master/AFG/projections.csv | 2021-02-10 | hospital_incidence | 3.94 | 4.25 | 4.49 | 4.5 | 4.71 | 5.14 | Surged Relax Interventions 50% | Afghanistan | AFG | 2022-01-02 | v8 | TRUE
https://raw.githubusercontent.com/mrc-ide/global-lmic-reports/master/AFG/projections.csv | 2021-02-10 | ICU_incidence | 1.13 | 1.21 | 1.28 | 1.29 | 1.35 | 1.47 | Surged Relax Interventions 50% | Afghanistan | AFG | 2022-01-02 | v8 | TRUE
https://raw.githubusercontent.com/mrc-ide/global-lmic-reports/master/AFG/projections.csv | 2021-02-10 | prevalence | 2934.72 | 3145.02 | 3397.16 | 3369.48 | 3545.47 | 3875.78 | Surged Relax Interventions 50% | Afghanistan | AFG | 2022-01-02 | v8 | TRUE
https://raw.githubusercontent.com/mrc-ide/global-lmic-reports/master/AFG/projections.csv | 2021-02-10 | cumulative_infections | 1012314.61 | 1057002.36 | 1085495.95 | 1085381.45 | 1113951.74 | 1166075.17 | Surged Relax Interventions 50% | Afghanistan | AFG | 2022-01-02 | v8 | TRUE
https://raw.githubusercontent.com/mrc-ide/global-lmic-reports/master/AFG/projections.csv | 2021-02-10 | cumulative_deaths | 2174.21 | 2269.44 | 2331.59 | 2330.26 | 2392.86 | 2502.77 | Surged Relax Interventions 50% | Afghanistan | AFG | 2022-01-02 | v8 | TRUE
https://raw.githubusercontent.com/mrc-ide/global-lmic-reports/master/AFG/projections.csv | 2021-02-10 | Rt | 0.93 | 0.97 | 0.98 | 0.98 | 1 | 1.04 | Surged Relax Interventions 50% | Afghanistan | AFG | 2022-01-02 | v8 | TRUE
https://raw.githubusercontent.com/mrc-ide/global-lmic-reports/master/AFG/projections.csv | 2021-02-10 | Reff | 0.9 | 0.94 | 0.95 | 0.95 | 0.97 | 1.01 | Surged Relax Interventions 50% | Afghanistan | AFG | 2022-01-02 | v8 | TRUE
https://raw.githubusercontent.com/mrc-ide/global-lmic-reports/master/AFG/projections.csv | 2021-02-11 | infections | 396.69 | 455.96 | 482.59 | 480.08 | 508.09 | 576.53 | Additional 50% Reduction | Afghanistan | AFG | 2022-01-02 | v8 | TRUE
https://raw.githubusercontent.com/mrc-ide/global-lmic-reports/master/AFG/projections.csv | 2021-02-11 | deaths | 1.47 | 1.61 | 1.67 | 1.67 | 1.74 | 1.87 | Additional 50% Reduction | Afghanistan | AFG | 2022-01-02 | v8 | TRUE
https://raw.githubusercontent.com/mrc-ide/global-lmic-reports/master/AFG/projections.csv | 2021-02-11 | hospital_demand | 47.72 | 52.43 | 54.59 | 54.64 | 56.91 | 60.91 | Additional 50% Reduction | Afghanistan | AFG | 2022-01-02 | v8 | TRUE
https://raw.githubusercontent.com/mrc-ide/global-lmic-reports/master/AFG/projections.csv | 2021-02-11 | ICU_demand | 23.14 | 25.37 | 26.36 | 26.24 | 27.34 | 29.28 | Additional 50% Reduction | Afghanistan | AFG | 2022-01-02 | v8 | TRUE
https://raw.githubusercontent.com/mrc-ide/global-lmic-reports/master/AFG/projections.csv | 2021-02-11 | hospital_incidence | 3.83 | 4.27 | 4.54 | 4.54 | 4.79 | 5.18 | Additional 50% Reduction | Afghanistan | AFG | 2022-01-02 | v8 | TRUE
https://raw.githubusercontent.com/mrc-ide/global-lmic-reports/master/AFG/projections.csv | 2021-02-11 | ICU_incidence | 1.1 | 1.22 | 1.3 | 1.3 | 1.37 | 1.48 | Additional 50% Reduction | Afghanistan | AFG | 2022-01-02 | v8 | TRUE
https://raw.githubusercontent.com/mrc-ide/global-lmic-reports/master/AFG/projections.csv | 2021-02-11 | prevalence | 2819.4 | 3238.42 | 3399.37 | 3401.9 | 3596.92 | 3950.55 | Additional 50% Reduction | Afghanistan | AFG | 2022-01-02 | v8 | TRUE
https://raw.githubusercontent.com/mrc-ide/global-lmic-reports/master/AFG/projections.csv | 2021-02-11 | cumulative_infections | 1021378.69 | 1059179.84 | 1093613.8 | 1097216.9 | 1112209.09 | 1213264.3 | Additional 50% Reduction | Afghanistan | AFG | 2022-01-02 | v8 | TRUE
https://raw.githubusercontent.com/mrc-ide/global-lmic-reports/master/AFG/projections.csv | 2021-02-11 | cumulative_deaths | 2193.32 | 2288.3 | 2363.85 | 2369.81 | 2406.32 | 2645.3 | Additional 50% Reduction | Afghanistan | AFG | 2022-01-02 | v8 | TRUE
https://raw.githubusercontent.com/mrc-ide/global-lmic-reports/master/AFG/projections.csv | 2021-02-11 | Rt | 0.92 | 0.94 | 0.96 | 0.96 | 0.97 | 1.03 | Additional 50% Reduction | Afghanistan | AFG | 2022-01-02 | v8 | TRUE
https://raw.githubusercontent.com/mrc-ide/global-lmic-reports/master/AFG/projections.csv | 2021-02-11 | Reff | 0.89 | 0.92 | 0.93 | 0.93 | 0.94 | 1 | Additional 50% Reduction | Afghanistan | AFG | 2022-01-02 | v8 | TRUE
https://raw.githubusercontent.com/mrc-ide/global-lmic-reports/master/AFG/projections.csv | 2021-02-11 | infections | 396.69 | 455.96 | 482.59 | 480.08 | 508.09 | 576.53 | Maintain Status Quo | Afghanistan | AFG | 2022-01-02 | v8 | TRUE
https://raw.githubusercontent.com/mrc-ide/global-lmic-reports/master/AFG/projections.csv | 2021-02-11 | deaths | 1.47 | 1.61 | 1.67 | 1.67 | 1.74 | 1.87 | Maintain Status Quo | Afghanistan | AFG | 2022-01-02 | v8 | TRUE
https://raw.githubusercontent.com/mrc-ide/global-lmic-reports/master/AFG/projections.csv | 2021-02-11 | hospital_demand | 47.72 | 52.43 | 54.59 | 54.64 | 56.91 | 60.91 | Maintain Status Quo | Afghanistan | AFG | 2022-01-02 | v8 | TRUE
https://raw.githubusercontent.com/mrc-ide/global-lmic-reports/master/AFG/projections.csv | 2021-02-11 | ICU_demand | 23.14 | 25.37 | 26.36 | 26.24 | 27.34 | 29.28 | Maintain Status Quo | Afghanistan | AFG | 2022-01-02 | v8 | TRUE
https://raw.githubusercontent.com/mrc-ide/global-lmic-reports/master/AFG/projections.csv | 2021-02-11 | hospital_incidence | 3.83 | 4.27 | 4.54 | 4.54 | 4.79 | 5.18 | Maintain Status Quo | Afghanistan | AFG | 2022-01-02 | v8 | TRUE
https://raw.githubusercontent.com/mrc-ide/global-lmic-reports/master/AFG/projections.csv | 2021-02-11 | ICU_incidence | 1.1 | 1.22 | 1.3 | 1.3 | 1.37 | 1.48 | Maintain Status Quo | Afghanistan | AFG | 2022-01-02 | v8 | TRUE
https://raw.githubusercontent.com/mrc-ide/global-lmic-reports/master/AFG/projections.csv | 2021-02-11 | prevalence | 2819.4 | 3238.42 | 3399.37 | 3401.9 | 3596.92 | 3950.55 | Maintain Status Quo | Afghanistan | AFG | 2022-01-02 | v8 | TRUE
https://raw.githubusercontent.com/mrc-ide/global-lmic-reports/master/AFG/projections.csv | 2021-02-11 | cumulative_infections | 1021378.69 | 1059179.84 | 1093613.8 | 1097216.9 | 1112209.09 | 1213264.3 | Maintain Status Quo | Afghanistan | AFG | 2022-01-02 | v8 | TRUE
https://raw.githubusercontent.com/mrc-ide/global-lmic-reports/master/AFG/projections.csv | 2021-02-11 | cumulative_deaths | 2193.32 | 2288.3 | 2363.85 | 2369.81 | 2406.32 | 2645.3 | Maintain Status Quo | Afghanistan | AFG | 2022-01-02 | v8 | TRUE
https://raw.githubusercontent.com/mrc-ide/global-lmic-reports/master/AFG/projections.csv | 2021-02-11 | Rt | 0.92 | 0.94 | 0.96 | 0.96 | 0.97 | 1.03 | Maintain Status Quo | Afghanistan | AFG | 2022-01-02 | v8 | TRUE
https://raw.githubusercontent.com/mrc-ide/global-lmic-reports/master/AFG/projections.csv | 2021-02-11 | Reff | 0.89 | 0.92 | 0.93 | 0.93 | 0.94 | 1 | Maintain Status Quo | Afghanistan | AFG | 2022-01-02 | v8 | TRUE
https://raw.githubusercontent.com/mrc-ide/global-lmic-reports/master/AFG/projections.csv | 2021-02-11 | infections | 396.69 | 455.96 | 482.59 | 480.08 | 508.09 | 576.53 | Optimistic | Afghanistan | AFG | 2022-01-02 | v8 | TRUE
https://raw.githubusercontent.com/mrc-ide/global-lmic-reports/master/AFG/projections.csv | 2021-02-11 | deaths | 1.47 | 1.61 | 1.67 | 1.67 | 1.74 | 1.87 | Optimistic | Afghanistan | AFG | 2022-01-02 | v8 | TRUE
https://raw.githubusercontent.com/mrc-ide/global-lmic-reports/master/AFG/projections.csv | 2021-02-11 | hospital_demand | 47.72 | 52.43 | 54.59 | 54.64 | 56.91 | 60.91 | Optimistic | Afghanistan | AFG | 2022-01-02 | v8 | TRUE
https://raw.githubusercontent.com/mrc-ide/global-lmic-reports/master/AFG/projections.csv | 2021-02-11 | ICU_demand | 23.14 | 25.37 | 26.36 | 26.24 | 27.34 | 29.28 | Optimistic | Afghanistan | AFG | 2022-01-02 | v8 | TRUE
https://raw.githubusercontent.com/mrc-ide/global-lmic-reports/master/AFG/projections.csv | 2021-02-11 | hospital_incidence | 3.83 | 4.27 | 4.54 | 4.54 | 4.79 | 5.18 | Optimistic | Afghanistan | AFG | 2022-01-02 | v8 | TRUE
https://raw.githubusercontent.com/mrc-ide/global-lmic-reports/master/AFG/projections.csv | 2021-02-11 | ICU_incidence | 1.1 | 1.22 | 1.3 | 1.3 | 1.37 | 1.48 | Optimistic | Afghanistan | AFG | 2022-01-02 | v8 | TRUE
https://raw.githubusercontent.com/mrc-ide/global-lmic-reports/master/AFG/projections.csv | 2021-02-11 | prevalence | 2819.4 | 3238.42 | 3399.37 | 3401.9 | 3596.92 | 3950.55 | Optimistic | Afghanistan | AFG | 2022-01-02 | v8 | TRUE
https://raw.githubusercontent.com/mrc-ide/global-lmic-reports/master/AFG/projections.csv | 2021-02-11 | cumulative_infections | 1021378.69 | 1059179.84 | 1093613.8 | 1097216.9 | 1112209.09 | 1213264.3 | Optimistic | Afghanistan | AFG | 2022-01-02 | v8 | TRUE
https://raw.githubusercontent.com/mrc-ide/global-lmic-reports/master/AFG/projections.csv | 2021-02-11 | cumulative_deaths | 2193.32 | 2288.3 | 2363.85 | 2369.81 | 2406.32 | 2645.3 | Optimistic | Afghanistan | AFG | 2022-01-02 | v8 | TRUE
https://raw.githubusercontent.com/mrc-ide/global-lmic-reports/master/AFG/projections.csv | 2021-02-11 | Rt | 0.92 | 0.94 | 0.96 | 0.96 | 0.97 | 1.03 | Optimistic | Afghanistan | AFG | 2022-01-02 | v8 | TRUE
https://raw.githubusercontent.com/mrc-ide/global-lmic-reports/master/AFG/projections.csv | 2021-02-11 | Reff | 0.89 | 0.92 | 0.93 | 0.93 | 0.94 | 1 | Optimistic | Afghanistan | AFG | 2022-01-02 | v8 | TRUE
https://raw.githubusercontent.com/mrc-ide/global-lmic-reports/master/AFG/projections.csv | 2021-02-11 | infections | 396.69 | 455.96 | 482.59 | 480.08 | 508.09 | 576.53 | Pessimistic | Afghanistan | AFG | 2022-01-02 | v8 | TRUE
https://raw.githubusercontent.com/mrc-ide/global-lmic-reports/master/AFG/projections.csv | 2021-02-11 | deaths | 1.47 | 1.61 | 1.67 | 1.67 | 1.74 | 1.87 | Pessimistic | Afghanistan | AFG | 2022-01-02 | v8 | TRUE
https://raw.githubusercontent.com/mrc-ide/global-lmic-reports/master/AFG/projections.csv | 2021-02-11 | hospital_demand | 47.72 | 52.43 | 54.59 | 54.64 | 56.91 | 60.91 | Pessimistic | Afghanistan | AFG | 2022-01-02 | v8 | TRUE
https://raw.githubusercontent.com/mrc-ide/global-lmic-reports/master/AFG/projections.csv | 2021-02-11 | ICU_demand | 23.14 | 25.37 | 26.36 | 26.24 | 27.34 | 29.28 | Pessimistic | Afghanistan | AFG | 2022-01-02 | v8 | TRUE
https://raw.githubusercontent.com/mrc-ide/global-lmic-reports/master/AFG/projections.csv | 2021-02-11 | hospital_incidence | 3.83 | 4.27 | 4.54 | 4.54 | 4.79 | 5.18 | Pessimistic | Afghanistan | AFG | 2022-01-02 | v8 | TRUE
https://raw.githubusercontent.com/mrc-ide/global-lmic-reports/master/AFG/projections.csv | 2021-02-11 | ICU_incidence | 1.1 | 1.22 | 1.3 | 1.3 | 1.37 | 1.48 | Pessimistic | Afghanistan | AFG | 2022-01-02 | v8 | TRUE
https://raw.githubusercontent.com/mrc-ide/global-lmic-reports/master/AFG/projections.csv | 2021-02-11 | prevalence | 2819.4 | 3238.42 | 3399.37 | 3401.9 | 3596.92 | 3950.55 | Pessimistic | Afghanistan | AFG | 2022-01-02 | v8 | TRUE
https://raw.githubusercontent.com/mrc-ide/global-lmic-reports/master/AFG/projections.csv | 2021-02-11 | cumulative_infections | 1021378.69 | 1059179.84 | 1093613.8 | 1097216.9 | 1112209.09 | 1213264.3 | Pessimistic | Afghanistan | AFG | 2022-01-02 | v8 | TRUE
https://raw.githubusercontent.com/mrc-ide/global-lmic-reports/master/AFG/projections.csv | 2021-02-11 | cumulative_deaths | 2193.32 | 2288.3 | 2363.85 | 2369.81 | 2406.32 | 2645.3 | Pessimistic | Afghanistan | AFG | 2022-01-02 | v8 | TRUE
https://raw.githubusercontent.com/mrc-ide/global-lmic-reports/master/AFG/projections.csv | 2021-02-11 | Rt | 0.92 | 0.94 | 0.96 | 0.96 | 0.97 | 1.03 | Pessimistic | Afghanistan | AFG | 2022-01-02 | v8 | TRUE
https://raw.githubusercontent.com/mrc-ide/global-lmic-reports/master/AFG/projections.csv | 2021-02-11 | Reff | 0.89 | 0.92 | 0.93 | 0.93 | 0.94 | 1 | Pessimistic | Afghanistan | AFG | 2022-01-02 | v8 | TRUE
https://raw.githubusercontent.com/mrc-ide/global-lmic-reports/master/AFG/projections.csv | 2021-02-11 | infections | 396.69 | 455.96 | 482.59 | 480.08 | 508.09 | 576.53 | Relax Interventions 50% | Afghanistan | AFG | 2022-01-02 | v8 | TRUE
https://raw.githubusercontent.com/mrc-ide/global-lmic-reports/master/AFG/projections.csv | 2021-02-11 | deaths | 1.47 | 1.61 | 1.67 | 1.67 | 1.74 | 1.87 | Relax Interventions 50% | Afghanistan | AFG | 2022-01-02 | v8 | TRUE
https://raw.githubusercontent.com/mrc-ide/global-lmic-reports/master/AFG/projections.csv | 2021-02-11 | hospital_demand | 47.72 | 52.43 | 54.59 | 54.64 | 56.91 | 60.91 | Relax Interventions 50% | Afghanistan | AFG | 2022-01-02 | v8 | TRUE
https://raw.githubusercontent.com/mrc-ide/global-lmic-reports/master/AFG/projections.csv | 2021-02-11 | ICU_demand | 23.14 | 25.37 | 26.36 | 26.24 | 27.34 | 29.28 | Relax Interventions 50% | Afghanistan | AFG | 2022-01-02 | v8 | TRUE
https://raw.githubusercontent.com/mrc-ide/global-lmic-reports/master/AFG/projections.csv | 2021-02-11 | hospital_incidence | 3.83 | 4.27 | 4.54 | 4.54 | 4.79 | 5.18 | Relax Interventions 50% | Afghanistan | AFG | 2022-01-02 | v8 | TRUE
https://raw.githubusercontent.com/mrc-ide/global-lmic-reports/master/AFG/projections.csv | 2021-02-11 | ICU_incidence | 1.1 | 1.22 | 1.3 | 1.3 | 1.37 | 1.48 | Relax Interventions 50% | Afghanistan | AFG | 2022-01-02 | v8 | TRUE
https://raw.githubusercontent.com/mrc-ide/global-lmic-reports/master/AFG/projections.csv | 2021-02-11 | prevalence | 2819.4 | 3238.42 | 3399.37 | 3401.9 | 3596.92 | 3950.55 | Relax Interventions 50% | Afghanistan | AFG | 2022-01-02 | v8 | TRUE
https://raw.githubusercontent.com/mrc-ide/global-lmic-reports/master/AFG/projections.csv | 2021-02-11 | cumulative_infections | 1021378.69 | 1059179.84 | 1093613.8 | 1097216.9 | 1112209.09 | 1213264.3 | Relax Interventions 50% | Afghanistan | AFG | 2022-01-02 | v8 | TRUE
https://raw.githubusercontent.com/mrc-ide/global-lmic-reports/master/AFG/projections.csv | 2021-02-11 | cumulative_deaths | 2193.32 | 2288.3 | 2363.85 | 2369.81 | 2406.32 | 2645.3 | Relax Interventions 50% | Afghanistan | AFG | 2022-01-02 | v8 | TRUE
https://raw.githubusercontent.com/mrc-ide/global-lmic-reports/master/AFG/projections.csv | 2021-02-11 | Rt | 0.92 | 0.94 | 0.96 | 0.96 | 0.97 | 1.03 | Relax Interventions 50% | Afghanistan | AFG | 2022-01-02 | v8 | TRUE
https://raw.githubusercontent.com/mrc-ide/global-lmic-reports/master/AFG/projections.csv | 2021-02-11 | Reff | 0.89 | 0.92 | 0.93 | 0.93 | 0.94 | 1 | Relax Interventions 50% | Afghanistan | AFG | 2022-01-02 | v8 | TRUE
https://raw.githubusercontent.com/mrc-ide/global-lmic-reports/master/AFG/projections.csv | 2021-02-11 | infections | 401.04 | 433.79 | 471.6 | 472.07 | 504.18 | 548.17 | Surged Additional 50% Reduction | Afghanistan | AFG | 2022-01-02 | v8 | TRUE
https://raw.githubusercontent.com/mrc-ide/global-lmic-reports/master/AFG/projections.csv | 2021-02-11 | deaths | 1.44 | 1.54 | 1.63 | 1.64 | 1.72 | 1.85 | Surged Additional 50% Reduction | Afghanistan | AFG | 2022-01-02 | v8 | TRUE
https://raw.githubusercontent.com/mrc-ide/global-lmic-reports/master/AFG/projections.csv | 2021-02-11 | hospital_demand | 47.4 | 50.81 | 53.65 | 53.66 | 56.26 | 60.89 | Surged Additional 50% Reduction | Afghanistan | AFG | 2022-01-02 | v8 | TRUE
https://raw.githubusercontent.com/mrc-ide/global-lmic-reports/master/AFG/projections.csv | 2021-02-11 | ICU_demand | 22.8 | 24.3 | 25.63 | 25.76 | 27.05 | 29.15 | Surged Additional 50% Reduction | Afghanistan | AFG | 2022-01-02 | v8 | TRUE
https://raw.githubusercontent.com/mrc-ide/global-lmic-reports/master/AFG/projections.csv | 2021-02-11 | hospital_incidence | 3.91 | 4.22 | 4.45 | 4.46 | 4.67 | 5.1 | Surged Additional 50% Reduction | Afghanistan | AFG | 2022-01-02 | v8 | TRUE
https://raw.githubusercontent.com/mrc-ide/global-lmic-reports/master/AFG/projections.csv | 2021-02-11 | ICU_incidence | 1.12 | 1.21 | 1.27 | 1.28 | 1.33 | 1.46 | Surged Additional 50% Reduction | Afghanistan | AFG | 2022-01-02 | v8 | TRUE
https://raw.githubusercontent.com/mrc-ide/global-lmic-reports/master/AFG/projections.csv | 2021-02-11 | prevalence | 2901.27 | 3106.39 | 3358.85 | 3344.43 | 3534.59 | 3853.92 | Surged Additional 50% Reduction | Afghanistan | AFG | 2022-01-02 | v8 | TRUE
https://raw.githubusercontent.com/mrc-ide/global-lmic-reports/master/AFG/projections.csv | 2021-02-11 | cumulative_infections | 1012765.63 | 1057474.26 | 1085932.93 | 1085853.52 | 1114419.1 | 1166552.94 | Surged Additional 50% Reduction | Afghanistan | AFG | 2022-01-02 | v8 | TRUE
https://raw.githubusercontent.com/mrc-ide/global-lmic-reports/master/AFG/projections.csv | 2021-02-11 | cumulative_deaths | 2175.72 | 2271.04 | 2333.16 | 2331.9 | 2394.43 | 2504.51 | Surged Additional 50% Reduction | Afghanistan | AFG | 2022-01-02 | v8 | TRUE
https://raw.githubusercontent.com/mrc-ide/global-lmic-reports/master/AFG/projections.csv | 2021-02-11 | Rt | 0.91 | 0.95 | 0.96 | 0.96 | 0.98 | 1.01 | Surged Additional 50% Reduction | Afghanistan | AFG | 2022-01-02 | v8 | TRUE
https://raw.githubusercontent.com/mrc-ide/global-lmic-reports/master/AFG/projections.csv | 2021-02-11 | Reff | 0.89 | 0.92 | 0.93 | 0.94 | 0.95 | 0.99 | Surged Additional 50% Reduction | Afghanistan | AFG | 2022-01-02 | v8 | TRUE
https://raw.githubusercontent.com/mrc-ide/global-lmic-reports/master/AFG/projections.csv | 2021-02-11 | infections | 401.04 | 433.79 | 471.6 | 472.07 | 504.18 | 548.17 | Surged Maintain Status Quo | Afghanistan | AFG | 2022-01-02 | v8 | TRUE
https://raw.githubusercontent.com/mrc-ide/global-lmic-reports/master/AFG/projections.csv | 2021-02-11 | deaths | 1.44 | 1.54 | 1.63 | 1.64 | 1.72 | 1.85 | Surged Maintain Status Quo | Afghanistan | AFG | 2022-01-02 | v8 | TRUE
https://raw.githubusercontent.com/mrc-ide/global-lmic-reports/master/AFG/projections.csv | 2021-02-11 | hospital_demand | 47.4 | 50.81 | 53.65 | 53.66 | 56.26 | 60.89 | Surged Maintain Status Quo | Afghanistan | AFG | 2022-01-02 | v8 | TRUE
https://raw.githubusercontent.com/mrc-ide/global-lmic-reports/master/AFG/projections.csv | 2021-02-11 | ICU_demand | 22.8 | 24.3 | 25.63 | 25.76 | 27.05 | 29.15 | Surged Maintain Status Quo | Afghanistan | AFG | 2022-01-02 | v8 | TRUE
https://raw.githubusercontent.com/mrc-ide/global-lmic-reports/master/AFG/projections.csv | 2021-02-11 | hospital_incidence | 3.91 | 4.22 | 4.45 | 4.46 | 4.67 | 5.1 | Surged Maintain Status Quo | Afghanistan | AFG | 2022-01-02 | v8 | TRUE
https://raw.githubusercontent.com/mrc-ide/global-lmic-reports/master/AFG/projections.csv | 2021-02-11 | ICU_incidence | 1.12 | 1.21 | 1.27 | 1.28 | 1.33 | 1.46 | Surged Maintain Status Quo | Afghanistan | AFG | 2022-01-02 | v8 | TRUE
https://raw.githubusercontent.com/mrc-ide/global-lmic-reports/master/AFG/projections.csv | 2021-02-11 | prevalence | 2901.27 | 3106.39 | 3358.85 | 3344.43 | 3534.59 | 3853.92 | Surged Maintain Status Quo | Afghanistan | AFG | 2022-01-02 | v8 | TRUE
https://raw.githubusercontent.com/mrc-ide/global-lmic-reports/master/AFG/projections.csv | 2021-02-11 | cumulative_infections | 1012765.63 | 1057474.26 | 1085932.93 | 1085853.52 | 1114419.1 | 1166552.94 | Surged Maintain Status Quo | Afghanistan | AFG | 2022-01-02 | v8 | TRUE
https://raw.githubusercontent.com/mrc-ide/global-lmic-reports/master/AFG/projections.csv | 2021-02-11 | cumulative_deaths | 2175.72 | 2271.04 | 2333.16 | 2331.9 | 2394.43 | 2504.51 | Surged Maintain Status Quo | Afghanistan | AFG | 2022-01-02 | v8 | TRUE
https://raw.githubusercontent.com/mrc-ide/global-lmic-reports/master/AFG/projections.csv | 2021-02-11 | Rt | 0.91 | 0.95 | 0.96 | 0.96 | 0.98 | 1.01 | Surged Maintain Status Quo | Afghanistan | AFG | 2022-01-02 | v8 | TRUE
https://raw.githubusercontent.com/mrc-ide/global-lmic-reports/master/AFG/projections.csv | 2021-02-11 | Reff | 0.89 | 0.92 | 0.93 | 0.94 | 0.95 | 0.99 | Surged Maintain Status Quo | Afghanistan | AFG | 2022-01-02 | v8 | TRUE
https://raw.githubusercontent.com/mrc-ide/global-lmic-reports/master/AFG/projections.csv | 2021-02-11 | infections | 401.04 | 433.79 | 471.6 | 472.07 | 504.18 | 548.17 | Surged Optimistic | Afghanistan | AFG | 2022-01-02 | v8 | TRUE
https://raw.githubusercontent.com/mrc-ide/global-lmic-reports/master/AFG/projections.csv | 2021-02-11 | deaths | 1.44 | 1.54 | 1.63 | 1.64 | 1.72 | 1.85 | Surged Optimistic | Afghanistan | AFG | 2022-01-02 | v8 | TRUE
https://raw.githubusercontent.com/mrc-ide/global-lmic-reports/master/AFG/projections.csv | 2021-02-11 | hospital_demand | 47.4 | 50.81 | 53.65 | 53.66 | 56.26 | 60.89 | Surged Optimistic | Afghanistan | AFG | 2022-01-02 | v8 | TRUE
https://raw.githubusercontent.com/mrc-ide/global-lmic-reports/master/AFG/projections.csv | 2021-02-11 | ICU_demand | 22.8 | 24.3 | 25.63 | 25.76 | 27.05 | 29.15 | Surged Optimistic | Afghanistan | AFG | 2022-01-02 | v8 | TRUE
https://raw.githubusercontent.com/mrc-ide/global-lmic-reports/master/AFG/projections.csv | 2021-02-11 | hospital_incidence | 3.91 | 4.22 | 4.45 | 4.46 | 4.67 | 5.1 | Surged Optimistic | Afghanistan | AFG | 2022-01-02 | v8 | TRUE
https://raw.githubusercontent.com/mrc-ide/global-lmic-reports/master/AFG/projections.csv | 2021-02-11 | ICU_incidence | 1.12 | 1.21 | 1.27 | 1.28 | 1.33 | 1.46 | Surged Optimistic | Afghanistan | AFG | 2022-01-02 | v8 | TRUE
https://raw.githubusercontent.com/mrc-ide/global-lmic-reports/master/AFG/projections.csv | 2021-02-11 | prevalence | 2901.27 | 3106.39 | 3358.85 | 3344.43 | 3534.59 | 3853.92 | Surged Optimistic | Afghanistan | AFG | 2022-01-02 | v8 | TRUE
https://raw.githubusercontent.com/mrc-ide/global-lmic-reports/master/AFG/projections.csv | 2021-02-11 | cumulative_infections | 1012765.63 | 1057474.26 | 1085932.93 | 1085853.52 | 1114419.1 | 1166552.94 | Surged Optimistic | Afghanistan | AFG | 2022-01-02 | v8 | TRUE
https://raw.githubusercontent.com/mrc-ide/global-lmic-reports/master/AFG/projections.csv | 2021-02-11 | cumulative_deaths | 2175.72 | 2271.04 | 2333.16 | 2331.9 | 2394.43 | 2504.51 | Surged Optimistic | Afghanistan | AFG | 2022-01-02 | v8 | TRUE
https://raw.githubusercontent.com/mrc-ide/global-lmic-reports/master/AFG/projections.csv | 2021-02-11 | Rt | 0.91 | 0.95 | 0.96 | 0.96 | 0.98 | 1.01 | Surged Optimistic | Afghanistan | AFG | 2022-01-02 | v8 | TRUE
https://raw.githubusercontent.com/mrc-ide/global-lmic-reports/master/AFG/projections.csv | 2021-02-11 | Reff | 0.89 | 0.92 | 0.93 | 0.94 | 0.95 | 0.99 | Surged Optimistic | Afghanistan | AFG | 2022-01-02 | v8 | TRUE
https://raw.githubusercontent.com/mrc-ide/global-lmic-reports/master/AFG/projections.csv | 2021-02-11 | infections | 401.04 | 433.79 | 471.6 | 472.07 | 504.18 | 548.17 | Surged Pessimistic | Afghanistan | AFG | 2022-01-02 | v8 | TRUE
https://raw.githubusercontent.com/mrc-ide/global-lmic-reports/master/AFG/projections.csv | 2021-02-11 | deaths | 1.44 | 1.54 | 1.63 | 1.64 | 1.72 | 1.85 | Surged Pessimistic | Afghanistan | AFG | 2022-01-02 | v8 | TRUE
https://raw.githubusercontent.com/mrc-ide/global-lmic-reports/master/AFG/projections.csv | 2021-02-11 | hospital_demand | 47.4 | 50.81 | 53.65 | 53.66 | 56.26 | 60.89 | Surged Pessimistic | Afghanistan | AFG | 2022-01-02 | v8 | TRUE
https://raw.githubusercontent.com/mrc-ide/global-lmic-reports/master/AFG/projections.csv | 2021-02-11 | ICU_demand | 22.8 | 24.3 | 25.63 | 25.76 | 27.05 | 29.15 | Surged Pessimistic | Afghanistan | AFG | 2022-01-02 | v8 | TRUE
https://raw.githubusercontent.com/mrc-ide/global-lmic-reports/master/AFG/projections.csv | 2021-02-11 | hospital_incidence | 3.91 | 4.22 | 4.45 | 4.46 | 4.67 | 5.1 | Surged Pessimistic | Afghanistan | AFG | 2022-01-02 | v8 | TRUE
https://raw.githubusercontent.com/mrc-ide/global-lmic-reports/master/AFG/projections.csv | 2021-02-11 | ICU_incidence | 1.12 | 1.21 | 1.27 | 1.28 | 1.33 | 1.46 | Surged Pessimistic | Afghanistan | AFG | 2022-01-02 | v8 | TRUE
https://raw.githubusercontent.com/mrc-ide/global-lmic-reports/master/AFG/projections.csv | 2021-02-11 | prevalence | 2901.27 | 3106.39 | 3358.85 | 3344.43 | 3534.59 | 3853.92 | Surged Pessimistic | Afghanistan | AFG | 2022-01-02 | v8 | TRUE
https://raw.githubusercontent.com/mrc-ide/global-lmic-reports/master/AFG/projections.csv | 2021-02-11 | cumulative_infections | 1012765.63 | 1057474.26 | 1085932.93 | 1085853.52 | 1114419.1 | 1166552.94 | Surged Pessimistic | Afghanistan | AFG | 2022-01-02 | v8 | TRUE
https://raw.githubusercontent.com/mrc-ide/global-lmic-reports/master/AFG/projections.csv | 2021-02-11 | cumulative_deaths | 2175.72 | 2271.04 | 2333.16 | 2331.9 | 2394.43 | 2504.51 | Surged Pessimistic | Afghanistan | AFG | 2022-01-02 | v8 | TRUE
https://raw.githubusercontent.com/mrc-ide/global-lmic-reports/master/AFG/projections.csv | 2021-02-11 | Rt | 0.91 | 0.95 | 0.96 | 0.96 | 0.98 | 1.01 | Surged Pessimistic | Afghanistan | AFG | 2022-01-02 | v8 | TRUE
https://raw.githubusercontent.com/mrc-ide/global-lmic-reports/master/AFG/projections.csv | 2021-02-11 | Reff | 0.89 | 0.92 | 0.93 | 0.94 | 0.95 | 0.99 | Surged Pessimistic | Afghanistan | AFG | 2022-01-02 | v8 | TRUE
https://raw.githubusercontent.com/mrc-ide/global-lmic-reports/master/AFG/projections.csv | 2021-02-11 | infections | 401.04 | 433.79 | 471.6 | 472.07 | 504.18 | 548.17 | Surged Relax Interventions 50% | Afghanistan | AFG | 2022-01-02 | v8 | TRUE
https://raw.githubusercontent.com/mrc-ide/global-lmic-reports/master/AFG/projections.csv | 2021-02-11 | deaths | 1.44 | 1.54 | 1.63 | 1.64 | 1.72 | 1.85 | Surged Relax Interventions 50% | Afghanistan | AFG | 2022-01-02 | v8 | TRUE
https://raw.githubusercontent.com/mrc-ide/global-lmic-reports/master/AFG/projections.csv | 2021-02-11 | hospital_demand | 47.4 | 50.81 | 53.65 | 53.66 | 56.26 | 60.89 | Surged Relax Interventions 50% | Afghanistan | AFG | 2022-01-02 | v8 | TRUE
https://raw.githubusercontent.com/mrc-ide/global-lmic-reports/master/AFG/projections.csv | 2021-02-11 | ICU_demand | 22.8 | 24.3 | 25.63 | 25.76 | 27.05 | 29.15 | Surged Relax Interventions 50% | Afghanistan | AFG | 2022-01-02 | v8 | TRUE
https://raw.githubusercontent.com/mrc-ide/global-lmic-reports/master/AFG/projections.csv | 2021-02-11 | hospital_incidence | 3.91 | 4.22 | 4.45 | 4.46 | 4.67 | 5.1 | Surged Relax Interventions 50% | Afghanistan | AFG | 2022-01-02 | v8 | TRUE
https://raw.githubusercontent.com/mrc-ide/global-lmic-reports/master/AFG/projections.csv | 2021-02-11 | ICU_incidence | 1.12 | 1.21 | 1.27 | 1.28 | 1.33 | 1.46 | Surged Relax Interventions 50% | Afghanistan | AFG | 2022-01-02 | v8 | TRUE
https://raw.githubusercontent.com/mrc-ide/global-lmic-reports/master/AFG/projections.csv | 2021-02-11 | prevalence | 2901.27 | 3106.39 | 3358.85 | 3344.43 | 3534.59 | 3853.92 | Surged Relax Interventions 50% | Afghanistan | AFG | 2022-01-02 | v8 | TRUE
https://raw.githubusercontent.com/mrc-ide/global-lmic-reports/master/AFG/projections.csv | 2021-02-11 | cumulative_infections | 1012765.63 | 1057474.26 | 1085932.93 | 1085853.52 | 1114419.1 | 1166552.94 | Surged Relax Interventions 50% | Afghanistan | AFG | 2022-01-02 | v8 | TRUE
https://raw.githubusercontent.com/mrc-ide/global-lmic-reports/master/AFG/projections.csv | 2021-02-11 | cumulative_deaths | 2175.72 | 2271.04 | 2333.16 | 2331.9 | 2394.43 | 2504.51 | Surged Relax Interventions 50% | Afghanistan | AFG | 2022-01-02 | v8 | TRUE
https://raw.githubusercontent.com/mrc-ide/global-lmic-reports/master/AFG/projections.csv | 2021-02-11 | Rt | 0.91 | 0.95 | 0.96 | 0.96 | 0.98 | 1.01 | Surged Relax Interventions 50% | Afghanistan | AFG | 2022-01-02 | v8 | TRUE
https://raw.githubusercontent.com/mrc-ide/global-lmic-reports/master/AFG/projections.csv | 2021-02-11 | Reff | 0.89 | 0.92 | 0.93 | 0.94 | 0.95 | 0.99 | Surged Relax Interventions 50% | Afghanistan | AFG | 2022-01-02 | v8 | TRUE
https://raw.githubusercontent.com/mrc-ide/global-lmic-reports/master/AFG/projections.csv | 2021-02-12 | infections | 385.02 | 441.98 | 469.55 | 467.67 | 493.99 | 563.41 | Additional 50% Reduction | Afghanistan | AFG | 2022-01-02 | v8 | TRUE
https://raw.githubusercontent.com/mrc-ide/global-lmic-reports/master/AFG/projections.csv | 2021-02-12 | deaths | 1.4 | 1.54 | 1.6 | 1.6 | 1.66 | 1.78 | Additional 50% Reduction | Afghanistan | AFG | 2022-01-02 | v8 | TRUE
https://raw.githubusercontent.com/mrc-ide/global-lmic-reports/master/AFG/projections.csv | 2021-02-12 | hospital_demand | 46.1 | 50.66 | 52.89 | 52.94 | 55.14 | 58.99 | Additional 50% Reduction | Afghanistan | AFG | 2022-01-02 | v8 | TRUE
https://raw.githubusercontent.com/mrc-ide/global-lmic-reports/master/AFG/projections.csv | 2021-02-12 | ICU_demand | 22.23 | 24.34 | 25.36 | 25.22 | 26.15 | 28.09 | Additional 50% Reduction | Afghanistan | AFG | 2022-01-02 | v8 | TRUE
https://raw.githubusercontent.com/mrc-ide/global-lmic-reports/master/AFG/projections.csv | 2021-02-12 | hospital_incidence | 3.79 | 4.23 | 4.5 | 4.5 | 4.75 | 5.16 | Additional 50% Reduction | Afghanistan | AFG | 2022-01-02 | v8 | TRUE
https://raw.githubusercontent.com/mrc-ide/global-lmic-reports/master/AFG/projections.csv | 2021-02-12 | ICU_incidence | 1.08 | 1.21 | 1.29 | 1.29 | 1.36 | 1.48 | Additional 50% Reduction | Afghanistan | AFG | 2022-01-02 | v8 | TRUE
https://raw.githubusercontent.com/mrc-ide/global-lmic-reports/master/AFG/projections.csv | 2021-02-12 | prevalence | 2785.39 | 3211.75 | 3368.56 | 3367.61 | 3553.8 | 3912.14 | Additional 50% Reduction | Afghanistan | AFG | 2022-01-02 | v8 | TRUE
https://raw.githubusercontent.com/mrc-ide/global-lmic-reports/master/AFG/projections.csv | 2021-02-12 | cumulative_infections | 1021831.75 | 1059598.45 | 1094065.79 | 1097684.57 | 1112707.79 | 1213730.64 | Additional 50% Reduction | Afghanistan | AFG | 2022-01-02 | v8 | TRUE
https://raw.githubusercontent.com/mrc-ide/global-lmic-reports/master/AFG/projections.csv | 2021-02-12 | cumulative_deaths | 2194.87 | 2289.79 | 2365.44 | 2371.41 | 2408 | 2647 | Additional 50% Reduction | Afghanistan | AFG | 2022-01-02 | v8 | TRUE
https://raw.githubusercontent.com/mrc-ide/global-lmic-reports/master/AFG/projections.csv | 2021-02-12 | Rt | 0.96 | 1 | 1.01 | 1.01 | 1.03 | 1.05 | Additional 50% Reduction | Afghanistan | AFG | 2022-01-02 | v8 | TRUE
https://raw.githubusercontent.com/mrc-ide/global-lmic-reports/master/AFG/projections.csv | 2021-02-12 | Reff | 0.94 | 0.97 | 0.99 | 0.99 | 1 | 1.02 | Additional 50% Reduction | Afghanistan | AFG | 2022-01-02 | v8 | TRUE
https://raw.githubusercontent.com/mrc-ide/global-lmic-reports/master/AFG/projections.csv | 2021-02-12 | infections | 385.02 | 441.98 | 469.55 | 467.67 | 493.99 | 563.41 | Maintain Status Quo | Afghanistan | AFG | 2022-01-02 | v8 | TRUE
https://raw.githubusercontent.com/mrc-ide/global-lmic-reports/master/AFG/projections.csv | 2021-02-12 | deaths | 1.4 | 1.54 | 1.6 | 1.6 | 1.66 | 1.78 | Maintain Status Quo | Afghanistan | AFG | 2022-01-02 | v8 | TRUE
https://raw.githubusercontent.com/mrc-ide/global-lmic-reports/master/AFG/projections.csv | 2021-02-12 | hospital_demand | 46.1 | 50.66 | 52.89 | 52.94 | 55.14 | 58.99 | Maintain Status Quo | Afghanistan | AFG | 2022-01-02 | v8 | TRUE
https://raw.githubusercontent.com/mrc-ide/global-lmic-reports/master/AFG/projections.csv | 2021-02-12 | ICU_demand | 22.23 | 24.34 | 25.36 | 25.22 | 26.15 | 28.09 | Maintain Status Quo | Afghanistan | AFG | 2022-01-02 | v8 | TRUE
https://raw.githubusercontent.com/mrc-ide/global-lmic-reports/master/AFG/projections.csv | 2021-02-12 | hospital_incidence | 3.79 | 4.23 | 4.5 | 4.5 | 4.75 | 5.16 | Maintain Status Quo | Afghanistan | AFG | 2022-01-02 | v8 | TRUE
https://raw.githubusercontent.com/mrc-ide/global-lmic-reports/master/AFG/projections.csv | 2021-02-12 | ICU_incidence | 1.08 | 1.21 | 1.29 | 1.29 | 1.36 | 1.48 | Maintain Status Quo | Afghanistan | AFG | 2022-01-02 | v8 | TRUE
https://raw.githubusercontent.com/mrc-ide/global-lmic-reports/master/AFG/projections.csv | 2021-02-12 | prevalence | 2785.39 | 3211.75 | 3368.56 | 3367.61 | 3553.8 | 3912.14 | Maintain Status Quo | Afghanistan | AFG | 2022-01-02 | v8 | TRUE
https://raw.githubusercontent.com/mrc-ide/global-lmic-reports/master/AFG/projections.csv | 2021-02-12 | cumulative_infections | 1021831.75 | 1059598.45 | 1094065.79 | 1097684.57 | 1112707.79 | 1213730.64 | Maintain Status Quo | Afghanistan | AFG | 2022-01-02 | v8 | TRUE
https://raw.githubusercontent.com/mrc-ide/global-lmic-reports/master/AFG/projections.csv | 2021-02-12 | cumulative_deaths | 2194.87 | 2289.79 | 2365.44 | 2371.41 | 2408 | 2647 | Maintain Status Quo | Afghanistan | AFG | 2022-01-02 | v8 | TRUE
https://raw.githubusercontent.com/mrc-ide/global-lmic-reports/master/AFG/projections.csv | 2021-02-12 | Rt | 0.96 | 1 | 1.01 | 1.01 | 1.03 | 1.05 | Maintain Status Quo | Afghanistan | AFG | 2022-01-02 | v8 | TRUE
https://raw.githubusercontent.com/mrc-ide/global-lmic-reports/master/AFG/projections.csv | 2021-02-12 | Reff | 0.94 | 0.97 | 0.99 | 0.99 | 1 | 1.02 | Maintain Status Quo | Afghanistan | AFG | 2022-01-02 | v8 | TRUE
https://raw.githubusercontent.com/mrc-ide/global-lmic-reports/master/AFG/projections.csv | 2021-02-12 | infections | 385.02 | 441.98 | 469.55 | 467.67 | 493.99 | 563.41 | Optimistic | Afghanistan | AFG | 2022-01-02 | v8 | TRUE
https://raw.githubusercontent.com/mrc-ide/global-lmic-reports/master/AFG/projections.csv | 2021-02-12 | deaths | 1.4 | 1.54 | 1.6 | 1.6 | 1.66 | 1.78 | Optimistic | Afghanistan | AFG | 2022-01-02 | v8 | TRUE
https://raw.githubusercontent.com/mrc-ide/global-lmic-reports/master/AFG/projections.csv | 2021-02-12 | hospital_demand | 46.1 | 50.66 | 52.89 | 52.94 | 55.14 | 58.99 | Optimistic | Afghanistan | AFG | 2022-01-02 | v8 | TRUE
https://raw.githubusercontent.com/mrc-ide/global-lmic-reports/master/AFG/projections.csv | 2021-02-12 | ICU_demand | 22.23 | 24.34 | 25.36 | 25.22 | 26.15 | 28.09 | Optimistic | Afghanistan | AFG | 2022-01-02 | v8 | TRUE
https://raw.githubusercontent.com/mrc-ide/global-lmic-reports/master/AFG/projections.csv | 2021-02-12 | hospital_incidence | 3.79 | 4.23 | 4.5 | 4.5 | 4.75 | 5.16 | Optimistic | Afghanistan | AFG | 2022-01-02 | v8 | TRUE
https://raw.githubusercontent.com/mrc-ide/global-lmic-reports/master/AFG/projections.csv | 2021-02-12 | ICU_incidence | 1.08 | 1.21 | 1.29 | 1.29 | 1.36 | 1.48 | Optimistic | Afghanistan | AFG | 2022-01-02 | v8 | TRUE
https://raw.githubusercontent.com/mrc-ide/global-lmic-reports/master/AFG/projections.csv | 2021-02-12 | prevalence | 2785.39 | 3211.75 | 3368.56 | 3367.61 | 3553.8 | 3912.14 | Optimistic | Afghanistan | AFG | 2022-01-02 | v8 | TRUE
https://raw.githubusercontent.com/mrc-ide/global-lmic-reports/master/AFG/projections.csv | 2021-02-12 | cumulative_infections | 1021831.75 | 1059598.45 | 1094065.79 | 1097684.57 | 1112707.79 | 1213730.64 | Optimistic | Afghanistan | AFG | 2022-01-02 | v8 | TRUE
https://raw.githubusercontent.com/mrc-ide/global-lmic-reports/master/AFG/projections.csv | 2021-02-12 | cumulative_deaths | 2194.87 | 2289.79 | 2365.44 | 2371.41 | 2408 | 2647 | Optimistic | Afghanistan | AFG | 2022-01-02 | v8 | TRUE
https://raw.githubusercontent.com/mrc-ide/global-lmic-reports/master/AFG/projections.csv | 2021-02-12 | Rt | 0.96 | 1 | 1.01 | 1.01 | 1.03 | 1.05 | Optimistic | Afghanistan | AFG | 2022-01-02 | v8 | TRUE
https://raw.githubusercontent.com/mrc-ide/global-lmic-reports/master/AFG/projections.csv | 2021-02-12 | Reff | 0.94 | 0.97 | 0.99 | 0.99 | 1 | 1.02 | Optimistic | Afghanistan | AFG | 2022-01-02 | v8 | TRUE
https://raw.githubusercontent.com/mrc-ide/global-lmic-reports/master/AFG/projections.csv | 2021-02-12 | infections | 385.02 | 441.98 | 469.55 | 467.67 | 493.99 | 563.41 | Pessimistic | Afghanistan | AFG | 2022-01-02 | v8 | TRUE
https://raw.githubusercontent.com/mrc-ide/global-lmic-reports/master/AFG/projections.csv | 2021-02-12 | deaths | 1.4 | 1.54 | 1.6 | 1.6 | 1.66 | 1.78 | Pessimistic | Afghanistan | AFG | 2022-01-02 | v8 | TRUE
https://raw.githubusercontent.com/mrc-ide/global-lmic-reports/master/AFG/projections.csv | 2021-02-12 | hospital_demand | 46.1 | 50.66 | 52.89 | 52.94 | 55.14 | 58.99 | Pessimistic | Afghanistan | AFG | 2022-01-02 | v8 | TRUE
https://raw.githubusercontent.com/mrc-ide/global-lmic-reports/master/AFG/projections.csv | 2021-02-12 | ICU_demand | 22.23 | 24.34 | 25.36 | 25.22 | 26.15 | 28.09 | Pessimistic | Afghanistan | AFG | 2022-01-02 | v8 | TRUE
https://raw.githubusercontent.com/mrc-ide/global-lmic-reports/master/AFG/projections.csv | 2021-02-12 | hospital_incidence | 3.79 | 4.23 | 4.5 | 4.5 | 4.75 | 5.16 | Pessimistic | Afghanistan | AFG | 2022-01-02 | v8 | TRUE
https://raw.githubusercontent.com/mrc-ide/global-lmic-reports/master/AFG/projections.csv | 2021-02-12 | ICU_incidence | 1.08 | 1.21 | 1.29 | 1.29 | 1.36 | 1.48 | Pessimistic | Afghanistan | AFG | 2022-01-02 | v8 | TRUE
https://raw.githubusercontent.com/mrc-ide/global-lmic-reports/master/AFG/projections.csv | 2021-02-12 | prevalence | 2785.39 | 3211.75 | 3368.56 | 3367.61 | 3553.8 | 3912.14 | Pessimistic | Afghanistan | AFG | 2022-01-02 | v8 | TRUE
https://raw.githubusercontent.com/mrc-ide/global-lmic-reports/master/AFG/projections.csv | 2021-02-12 | cumulative_infections | 1021831.75 | 1059598.45 | 1094065.79 | 1097684.57 | 1112707.79 | 1213730.64 | Pessimistic | Afghanistan | AFG | 2022-01-02 | v8 | TRUE
https://raw.githubusercontent.com/mrc-ide/global-lmic-reports/master/AFG/projections.csv | 2021-02-12 | cumulative_deaths | 2194.87 | 2289.79 | 2365.44 | 2371.41 | 2408 | 2647 | Pessimistic | Afghanistan | AFG | 2022-01-02 | v8 | TRUE
https://raw.githubusercontent.com/mrc-ide/global-lmic-reports/master/AFG/projections.csv | 2021-02-12 | Rt | 0.96 | 1 | 1.01 | 1.01 | 1.03 | 1.05 | Pessimistic | Afghanistan | AFG | 2022-01-02 | v8 | TRUE
https://raw.githubusercontent.com/mrc-ide/global-lmic-reports/master/AFG/projections.csv | 2021-02-12 | Reff | 0.94 | 0.97 | 0.99 | 0.99 | 1 | 1.02 | Pessimistic | Afghanistan | AFG | 2022-01-02 | v8 | TRUE
https://raw.githubusercontent.com/mrc-ide/global-lmic-reports/master/AFG/projections.csv | 2021-02-12 | infections | 385.02 | 441.98 | 469.55 | 467.67 | 493.99 | 563.41 | Relax Interventions 50% | Afghanistan | AFG | 2022-01-02 | v8 | TRUE
https://raw.githubusercontent.com/mrc-ide/global-lmic-reports/master/AFG/projections.csv | 2021-02-12 | deaths | 1.4 | 1.54 | 1.6 | 1.6 | 1.66 | 1.78 | Relax Interventions 50% | Afghanistan | AFG | 2022-01-02 | v8 | TRUE
https://raw.githubusercontent.com/mrc-ide/global-lmic-reports/master/AFG/projections.csv | 2021-02-12 | hospital_demand | 46.1 | 50.66 | 52.89 | 52.94 | 55.14 | 58.99 | Relax Interventions 50% | Afghanistan | AFG | 2022-01-02 | v8 | TRUE
https://raw.githubusercontent.com/mrc-ide/global-lmic-reports/master/AFG/projections.csv | 2021-02-12 | ICU_demand | 22.23 | 24.34 | 25.36 | 25.22 | 26.15 | 28.09 | Relax Interventions 50% | Afghanistan | AFG | 2022-01-02 | v8 | TRUE
https://raw.githubusercontent.com/mrc-ide/global-lmic-reports/master/AFG/projections.csv | 2021-02-12 | hospital_incidence | 3.79 | 4.23 | 4.5 | 4.5 | 4.75 | 5.16 | Relax Interventions 50% | Afghanistan | AFG | 2022-01-02 | v8 | TRUE
https://raw.githubusercontent.com/mrc-ide/global-lmic-reports/master/AFG/projections.csv | 2021-02-12 | ICU_incidence | 1.08 | 1.21 | 1.29 | 1.29 | 1.36 | 1.48 | Relax Interventions 50% | Afghanistan | AFG | 2022-01-02 | v8 | TRUE
https://raw.githubusercontent.com/mrc-ide/global-lmic-reports/master/AFG/projections.csv | 2021-02-12 | prevalence | 2785.39 | 3211.75 | 3368.56 | 3367.61 | 3553.8 | 3912.14 | Relax Interventions 50% | Afghanistan | AFG | 2022-01-02 | v8 | TRUE
https://raw.githubusercontent.com/mrc-ide/global-lmic-reports/master/AFG/projections.csv | 2021-02-12 | cumulative_infections | 1021831.75 | 1059598.45 | 1094065.79 | 1097684.57 | 1112707.79 | 1213730.64 | Relax Interventions 50% | Afghanistan | AFG | 2022-01-02 | v8 | TRUE
https://raw.githubusercontent.com/mrc-ide/global-lmic-reports/master/AFG/projections.csv | 2021-02-12 | cumulative_deaths | 2194.87 | 2289.79 | 2365.44 | 2371.41 | 2408 | 2647 | Relax Interventions 50% | Afghanistan | AFG | 2022-01-02 | v8 | TRUE
https://raw.githubusercontent.com/mrc-ide/global-lmic-reports/master/AFG/projections.csv | 2021-02-12 | Rt | 0.96 | 1 | 1.01 | 1.01 | 1.03 | 1.05 | Relax Interventions 50% | Afghanistan | AFG | 2022-01-02 | v8 | TRUE
https://raw.githubusercontent.com/mrc-ide/global-lmic-reports/master/AFG/projections.csv | 2021-02-12 | Reff | 0.94 | 0.97 | 0.99 | 0.99 | 1 | 1.02 | Relax Interventions 50% | Afghanistan | AFG | 2022-01-02 | v8 | TRUE
https://raw.githubusercontent.com/mrc-ide/global-lmic-reports/master/AFG/projections.csv | 2021-02-12 | infections | 391.51 | 424.09 | 462.15 | 460.29 | 490.98 | 531.02 | Surged Additional 50% Reduction | Afghanistan | AFG | 2022-01-02 | v8 | TRUE
https://raw.githubusercontent.com/mrc-ide/global-lmic-reports/master/AFG/projections.csv | 2021-02-12 | deaths | 1.38 | 1.48 | 1.56 | 1.57 | 1.65 | 1.77 | Surged Additional 50% Reduction | Afghanistan | AFG | 2022-01-02 | v8 | TRUE
https://raw.githubusercontent.com/mrc-ide/global-lmic-reports/master/AFG/projections.csv | 2021-02-12 | hospital_demand | 46 | 49.11 | 52.08 | 52 | 54.32 | 59.04 | Surged Additional 50% Reduction | Afghanistan | AFG | 2022-01-02 | v8 | TRUE
https://raw.githubusercontent.com/mrc-ide/global-lmic-reports/master/AFG/projections.csv | 2021-02-12 | ICU_demand | 21.9 | 23.36 | 24.62 | 24.76 | 26.06 | 28.03 | Surged Additional 50% Reduction | Afghanistan | AFG | 2022-01-02 | v8 | TRUE
https://raw.githubusercontent.com/mrc-ide/global-lmic-reports/master/AFG/projections.csv | 2021-02-12 | hospital_incidence | 3.88 | 4.18 | 4.43 | 4.43 | 4.64 | 5.07 | Surged Additional 50% Reduction | Afghanistan | AFG | 2022-01-02 | v8 | TRUE
https://raw.githubusercontent.com/mrc-ide/global-lmic-reports/master/AFG/projections.csv | 2021-02-12 | ICU_incidence | 1.11 | 1.2 | 1.27 | 1.27 | 1.33 | 1.45 | Surged Additional 50% Reduction | Afghanistan | AFG | 2022-01-02 | v8 | TRUE
https://raw.githubusercontent.com/mrc-ide/global-lmic-reports/master/AFG/projections.csv | 2021-02-12 | prevalence | 2862.84 | 3068.15 | 3313.61 | 3311.28 | 3514.23 | 3817.77 | Surged Additional 50% Reduction | Afghanistan | AFG | 2022-01-02 | v8 | TRUE
https://raw.githubusercontent.com/mrc-ide/global-lmic-reports/master/AFG/projections.csv | 2021-02-12 | cumulative_infections | 1013206.52 | 1057934.12 | 1086359.79 | 1086313.81 | 1114876.4 | 1167012.81 | Surged Additional 50% Reduction | Afghanistan | AFG | 2022-01-02 | v8 | TRUE
https://raw.githubusercontent.com/mrc-ide/global-lmic-reports/master/AFG/projections.csv | 2021-02-12 | cumulative_deaths | 2177.17 | 2272.58 | 2334.67 | 2333.46 | 2395.92 | 2506.18 | Surged Additional 50% Reduction | Afghanistan | AFG | 2022-01-02 | v8 | TRUE
https://raw.githubusercontent.com/mrc-ide/global-lmic-reports/master/AFG/projections.csv | 2021-02-12 | Rt | 0.98 | 1 | 1.01 | 1.02 | 1.03 | 1.06 | Surged Additional 50% Reduction | Afghanistan | AFG | 2022-01-02 | v8 | TRUE
https://raw.githubusercontent.com/mrc-ide/global-lmic-reports/master/AFG/projections.csv | 2021-02-12 | Reff | 0.96 | 0.97 | 0.98 | 0.99 | 1 | 1.03 | Surged Additional 50% Reduction | Afghanistan | AFG | 2022-01-02 | v8 | TRUE
https://raw.githubusercontent.com/mrc-ide/global-lmic-reports/master/AFG/projections.csv | 2021-02-12 | infections | 391.51 | 424.09 | 462.15 | 460.29 | 490.98 | 531.02 | Surged Maintain Status Quo | Afghanistan | AFG | 2022-01-02 | v8 | TRUE
https://raw.githubusercontent.com/mrc-ide/global-lmic-reports/master/AFG/projections.csv | 2021-02-12 | deaths | 1.38 | 1.48 | 1.56 | 1.57 | 1.65 | 1.77 | Surged Maintain Status Quo | Afghanistan | AFG | 2022-01-02 | v8 | TRUE
https://raw.githubusercontent.com/mrc-ide/global-lmic-reports/master/AFG/projections.csv | 2021-02-12 | hospital_demand | 46 | 49.11 | 52.08 | 52 | 54.32 | 59.04 | Surged Maintain Status Quo | Afghanistan | AFG | 2022-01-02 | v8 | TRUE
https://raw.githubusercontent.com/mrc-ide/global-lmic-reports/master/AFG/projections.csv | 2021-02-12 | ICU_demand | 21.9 | 23.36 | 24.62 | 24.76 | 26.06 | 28.03 | Surged Maintain Status Quo | Afghanistan | AFG | 2022-01-02 | v8 | TRUE
https://raw.githubusercontent.com/mrc-ide/global-lmic-reports/master/AFG/projections.csv | 2021-02-12 | hospital_incidence | 3.88 | 4.18 | 4.43 | 4.43 | 4.64 | 5.07 | Surged Maintain Status Quo | Afghanistan | AFG | 2022-01-02 | v8 | TRUE
https://raw.githubusercontent.com/mrc-ide/global-lmic-reports/master/AFG/projections.csv | 2021-02-12 | ICU_incidence | 1.11 | 1.2 | 1.27 | 1.27 | 1.33 | 1.45 | Surged Maintain Status Quo | Afghanistan | AFG | 2022-01-02 | v8 | TRUE
https://raw.githubusercontent.com/mrc-ide/global-lmic-reports/master/AFG/projections.csv | 2021-02-12 | prevalence | 2862.84 | 3068.15 | 3313.61 | 3311.28 | 3514.23 | 3817.77 | Surged Maintain Status Quo | Afghanistan | AFG | 2022-01-02 | v8 | TRUE
https://raw.githubusercontent.com/mrc-ide/global-lmic-reports/master/AFG/projections.csv | 2021-02-12 | cumulative_infections | 1013206.52 | 1057934.12 | 1086359.79 | 1086313.81 | 1114876.4 | 1167012.81 | Surged Maintain Status Quo | Afghanistan | AFG | 2022-01-02 | v8 | TRUE
https://raw.githubusercontent.com/mrc-ide/global-lmic-reports/master/AFG/projections.csv | 2021-02-12 | cumulative_deaths | 2177.17 | 2272.58 | 2334.67 | 2333.46 | 2395.92 | 2506.18 | Surged Maintain Status Quo | Afghanistan | AFG | 2022-01-02 | v8 | TRUE
https://raw.githubusercontent.com/mrc-ide/global-lmic-reports/master/AFG/projections.csv | 2021-02-12 | Rt | 0.98 | 1 | 1.01 | 1.02 | 1.03 | 1.06 | Surged Maintain Status Quo | Afghanistan | AFG | 2022-01-02 | v8 | TRUE
https://raw.githubusercontent.com/mrc-ide/global-lmic-reports/master/AFG/projections.csv | 2021-02-12 | Reff | 0.96 | 0.97 | 0.98 | 0.99 | 1 | 1.03 | Surged Maintain Status Quo | Afghanistan | AFG | 2022-01-02 | v8 | TRUE
https://raw.githubusercontent.com/mrc-ide/global-lmic-reports/master/AFG/projections.csv | 2021-02-12 | infections | 391.51 | 424.09 | 462.15 | 460.29 | 490.98 | 531.02 | Surged Optimistic | Afghanistan | AFG | 2022-01-02 | v8 | TRUE
https://raw.githubusercontent.com/mrc-ide/global-lmic-reports/master/AFG/projections.csv | 2021-02-12 | deaths | 1.38 | 1.48 | 1.56 | 1.57 | 1.65 | 1.77 | Surged Optimistic | Afghanistan | AFG | 2022-01-02 | v8 | TRUE
https://raw.githubusercontent.com/mrc-ide/global-lmic-reports/master/AFG/projections.csv | 2021-02-12 | hospital_demand | 46 | 49.11 | 52.08 | 52 | 54.32 | 59.04 | Surged Optimistic | Afghanistan | AFG | 2022-01-02 | v8 | TRUE
https://raw.githubusercontent.com/mrc-ide/global-lmic-reports/master/AFG/projections.csv | 2021-02-12 | ICU_demand | 21.9 | 23.36 | 24.62 | 24.76 | 26.06 | 28.03 | Surged Optimistic | Afghanistan | AFG | 2022-01-02 | v8 | TRUE
https://raw.githubusercontent.com/mrc-ide/global-lmic-reports/master/AFG/projections.csv | 2021-02-12 | hospital_incidence | 3.88 | 4.18 | 4.43 | 4.43 | 4.64 | 5.07 | Surged Optimistic | Afghanistan | AFG | 2022-01-02 | v8 | TRUE
https://raw.githubusercontent.com/mrc-ide/global-lmic-reports/master/AFG/projections.csv | 2021-02-12 | ICU_incidence | 1.11 | 1.2 | 1.27 | 1.27 | 1.33 | 1.45 | Surged Optimistic | Afghanistan | AFG | 2022-01-02 | v8 | TRUE
https://raw.githubusercontent.com/mrc-ide/global-lmic-reports/master/AFG/projections.csv | 2021-02-12 | prevalence | 2862.84 | 3068.15 | 3313.61 | 3311.28 | 3514.23 | 3817.77 | Surged Optimistic | Afghanistan | AFG | 2022-01-02 | v8 | TRUE
https://raw.githubusercontent.com/mrc-ide/global-lmic-reports/master/AFG/projections.csv | 2021-02-12 | cumulative_infections | 1013206.52 | 1057934.12 | 1086359.79 | 1086313.81 | 1114876.4 | 1167012.81 | Surged Optimistic | Afghanistan | AFG | 2022-01-02 | v8 | TRUE
https://raw.githubusercontent.com/mrc-ide/global-lmic-reports/master/AFG/projections.csv | 2021-02-12 | cumulative_deaths | 2177.17 | 2272.58 | 2334.67 | 2333.46 | 2395.92 | 2506.18 | Surged Optimistic | Afghanistan | AFG | 2022-01-02 | v8 | TRUE
https://raw.githubusercontent.com/mrc-ide/global-lmic-reports/master/AFG/projections.csv | 2021-02-12 | Rt | 0.98 | 1 | 1.01 | 1.02 | 1.03 | 1.06 | Surged Optimistic | Afghanistan | AFG | 2022-01-02 | v8 | TRUE
https://raw.githubusercontent.com/mrc-ide/global-lmic-reports/master/AFG/projections.csv | 2021-02-12 | Reff | 0.96 | 0.97 | 0.98 | 0.99 | 1 | 1.03 | Surged Optimistic | Afghanistan | AFG | 2022-01-02 | v8 | TRUE
https://raw.githubusercontent.com/mrc-ide/global-lmic-reports/master/AFG/projections.csv | 2021-02-12 | infections | 391.51 | 424.09 | 462.15 | 460.29 | 490.98 | 531.02 | Surged Pessimistic | Afghanistan | AFG | 2022-01-02 | v8 | TRUE
https://raw.githubusercontent.com/mrc-ide/global-lmic-reports/master/AFG/projections.csv | 2021-02-12 | deaths | 1.38 | 1.48 | 1.56 | 1.57 | 1.65 | 1.77 | Surged Pessimistic | Afghanistan | AFG | 2022-01-02 | v8 | TRUE
https://raw.githubusercontent.com/mrc-ide/global-lmic-reports/master/AFG/projections.csv | 2021-02-12 | hospital_demand | 46 | 49.11 | 52.08 | 52 | 54.32 | 59.04 | Surged Pessimistic | Afghanistan | AFG | 2022-01-02 | v8 | TRUE
https://raw.githubusercontent.com/mrc-ide/global-lmic-reports/master/AFG/projections.csv | 2021-02-12 | ICU_demand | 21.9 | 23.36 | 24.62 | 24.76 | 26.06 | 28.03 | Surged Pessimistic | Afghanistan | AFG | 2022-01-02 | v8 | TRUE
https://raw.githubusercontent.com/mrc-ide/global-lmic-reports/master/AFG/projections.csv | 2021-02-12 | hospital_incidence | 3.88 | 4.18 | 4.43 | 4.43 | 4.64 | 5.07 | Surged Pessimistic | Afghanistan | AFG | 2022-01-02 | v8 | TRUE
https://raw.githubusercontent.com/mrc-ide/global-lmic-reports/master/AFG/projections.csv | 2021-02-12 | ICU_incidence | 1.11 | 1.2 | 1.27 | 1.27 | 1.33 | 1.45 | Surged Pessimistic | Afghanistan | AFG | 2022-01-02 | v8 | TRUE
https://raw.githubusercontent.com/mrc-ide/global-lmic-reports/master/AFG/projections.csv | 2021-02-12 | prevalence | 2862.84 | 3068.15 | 3313.61 | 3311.28 | 3514.23 | 3817.77 | Surged Pessimistic | Afghanistan | AFG | 2022-01-02 | v8 | TRUE
https://raw.githubusercontent.com/mrc-ide/global-lmic-reports/master/AFG/projections.csv | 2021-02-12 | cumulative_infections | 1013206.52 | 1057934.12 | 1086359.79 | 1086313.81 | 1114876.4 | 1167012.81 | Surged Pessimistic | Afghanistan | AFG | 2022-01-02 | v8 | TRUE
https://raw.githubusercontent.com/mrc-ide/global-lmic-reports/master/AFG/projections.csv | 2021-02-12 | cumulative_deaths | 2177.17 | 2272.58 | 2334.67 | 2333.46 | 2395.92 | 2506.18 | Surged Pessimistic | Afghanistan | AFG | 2022-01-02 | v8 | TRUE
https://raw.githubusercontent.com/mrc-ide/global-lmic-reports/master/AFG/projections.csv | 2021-02-12 | Rt | 0.98 | 1 | 1.01 | 1.02 | 1.03 | 1.06 | Surged Pessimistic | Afghanistan | AFG | 2022-01-02 | v8 | TRUE
https://raw.githubusercontent.com/mrc-ide/global-lmic-reports/master/AFG/projections.csv | 2021-02-12 | Reff | 0.96 | 0.97 | 0.98 | 0.99 | 1 | 1.03 | Surged Pessimistic | Afghanistan | AFG | 2022-01-02 | v8 | TRUE
https://raw.githubusercontent.com/mrc-ide/global-lmic-reports/master/AFG/projections.csv | 2021-02-12 | infections | 391.51 | 424.09 | 462.15 | 460.29 | 490.98 | 531.02 | Surged Relax Interventions 50% | Afghanistan | AFG | 2022-01-02 | v8 | TRUE
https://raw.githubusercontent.com/mrc-ide/global-lmic-reports/master/AFG/projections.csv | 2021-02-12 | deaths | 1.38 | 1.48 | 1.56 | 1.57 | 1.65 | 1.77 | Surged Relax Interventions 50% | Afghanistan | AFG | 2022-01-02 | v8 | TRUE
https://raw.githubusercontent.com/mrc-ide/global-lmic-reports/master/AFG/projections.csv | 2021-02-12 | hospital_demand | 46 | 49.11 | 52.08 | 52 | 54.32 | 59.04 | Surged Relax Interventions 50% | Afghanistan | AFG | 2022-01-02 | v8 | TRUE
https://raw.githubusercontent.com/mrc-ide/global-lmic-reports/master/AFG/projections.csv | 2021-02-12 | ICU_demand | 21.9 | 23.36 | 24.62 | 24.76 | 26.06 | 28.03 | Surged Relax Interventions 50% | Afghanistan | AFG | 2022-01-02 | v8 | TRUE
https://raw.githubusercontent.com/mrc-ide/global-lmic-reports/master/AFG/projections.csv | 2021-02-12 | hospital_incidence | 3.88 | 4.18 | 4.43 | 4.43 | 4.64 | 5.07 | Surged Relax Interventions 50% | Afghanistan | AFG | 2022-01-02 | v8 | TRUE
https://raw.githubusercontent.com/mrc-ide/global-lmic-reports/master/AFG/projections.csv | 2021-02-12 | ICU_incidence | 1.11 | 1.2 | 1.27 | 1.27 | 1.33 | 1.45 | Surged Relax Interventions 50% | Afghanistan | AFG | 2022-01-02 | v8 | TRUE
https://raw.githubusercontent.com/mrc-ide/global-lmic-reports/master/AFG/projections.csv | 2021-02-12 | prevalence | 2862.84 | 3068.15 | 3313.61 | 3311.28 | 3514.23 | 3817.77 | Surged Relax Interventions 50% | Afghanistan | AFG | 2022-01-02 | v8 | TRUE
https://raw.githubusercontent.com/mrc-ide/global-lmic-reports/master/AFG/projections.csv | 2021-02-12 | cumulative_infections | 1013206.52 | 1057934.12 | 1086359.79 | 1086313.81 | 1114876.4 | 1167012.81 | Surged Relax Interventions 50% | Afghanistan | AFG | 2022-01-02 | v8 | TRUE
https://raw.githubusercontent.com/mrc-ide/global-lmic-reports/master/AFG/projections.csv | 2021-02-12 | cumulative_deaths | 2177.17 | 2272.58 | 2334.67 | 2333.46 | 2395.92 | 2506.18 | Surged Relax Interventions 50% | Afghanistan | AFG | 2022-01-02 | v8 | TRUE
https://raw.githubusercontent.com/mrc-ide/global-lmic-reports/master/AFG/projections.csv | 2021-02-12 | Rt | 0.98 | 1 | 1.01 | 1.02 | 1.03 | 1.06 | Surged Relax Interventions 50% | Afghanistan | AFG | 2022-01-02 | v8 | TRUE
https://raw.githubusercontent.com/mrc-ide/global-lmic-reports/master/AFG/projections.csv | 2021-02-12 | Reff | 0.96 | 0.97 | 0.98 | 0.99 | 1 | 1.03 | Surged Relax Interventions 50% | Afghanistan | AFG | 2022-01-02 | v8 | TRUE
https://raw.githubusercontent.com/mrc-ide/global-lmic-reports/master/AFG/projections.csv | 2021-02-13 | infections | 409.27 | 466.37 | 493.11 | 488.08 | 513.03 | 571.12 | Additional 50% Reduction | Afghanistan | AFG | 2022-01-02 | v8 | TRUE
https://raw.githubusercontent.com/mrc-ide/global-lmic-reports/master/AFG/projections.csv | 2021-02-13 | deaths | 1.35 | 1.48 | 1.54 | 1.53 | 1.6 | 1.71 | Additional 50% Reduction | Afghanistan | AFG | 2022-01-02 | v8 | TRUE
https://raw.githubusercontent.com/mrc-ide/global-lmic-reports/master/AFG/projections.csv | 2021-02-13 | hospital_demand | 44.66 | 49.14 | 51.4 | 51.44 | 53.86 | 57.27 | Additional 50% Reduction | Afghanistan | AFG | 2022-01-02 | v8 | TRUE
https://raw.githubusercontent.com/mrc-ide/global-lmic-reports/master/AFG/projections.csv | 2021-02-13 | ICU_demand | 21.39 | 23.52 | 24.44 | 24.29 | 25.2 | 27 | Additional 50% Reduction | Afghanistan | AFG | 2022-01-02 | v8 | TRUE
https://raw.githubusercontent.com/mrc-ide/global-lmic-reports/master/AFG/projections.csv | 2021-02-13 | hospital_incidence | 3.74 | 4.22 | 4.48 | 4.47 | 4.72 | 5.15 | Additional 50% Reduction | Afghanistan | AFG | 2022-01-02 | v8 | TRUE
https://raw.githubusercontent.com/mrc-ide/global-lmic-reports/master/AFG/projections.csv | 2021-02-13 | ICU_incidence | 1.07 | 1.21 | 1.28 | 1.28 | 1.35 | 1.47 | Additional 50% Reduction | Afghanistan | AFG | 2022-01-02 | v8 | TRUE
https://raw.githubusercontent.com/mrc-ide/global-lmic-reports/master/AFG/projections.csv | 2021-02-13 | prevalence | 2773.43 | 3209.75 | 3348.68 | 3357.51 | 3549.57 | 3904.33 | Additional 50% Reduction | Afghanistan | AFG | 2022-01-02 | v8 | TRUE
https://raw.githubusercontent.com/mrc-ide/global-lmic-reports/master/AFG/projections.csv | 2021-02-13 | cumulative_infections | 1022305.65 | 1060044.34 | 1094554.1 | 1098172.65 | 1113245.09 | 1214215.7 | Additional 50% Reduction | Afghanistan | AFG | 2022-01-02 | v8 | TRUE
https://raw.githubusercontent.com/mrc-ide/global-lmic-reports/master/AFG/projections.csv | 2021-02-13 | cumulative_deaths | 2196.36 | 2291.23 | 2366.96 | 2372.94 | 2409.62 | 2648.64 | Additional 50% Reduction | Afghanistan | AFG | 2022-01-02 | v8 | TRUE
https://raw.githubusercontent.com/mrc-ide/global-lmic-reports/master/AFG/projections.csv | 2021-02-13 | Rt | 0.96 | 0.99 | 1 | 1.01 | 1.03 | 1.04 | Additional 50% Reduction | Afghanistan | AFG | 2022-01-02 | v8 | TRUE
https://raw.githubusercontent.com/mrc-ide/global-lmic-reports/master/AFG/projections.csv | 2021-02-13 | Reff | 0.93 | 0.97 | 0.98 | 0.98 | 1 | 1.01 | Additional 50% Reduction | Afghanistan | AFG | 2022-01-02 | v8 | TRUE
https://raw.githubusercontent.com/mrc-ide/global-lmic-reports/master/AFG/projections.csv | 2021-02-13 | infections | 409.27 | 466.37 | 493.11 | 488.08 | 513.03 | 571.12 | Maintain Status Quo | Afghanistan | AFG | 2022-01-02 | v8 | TRUE
https://raw.githubusercontent.com/mrc-ide/global-lmic-reports/master/AFG/projections.csv | 2021-02-13 | deaths | 1.35 | 1.48 | 1.54 | 1.53 | 1.6 | 1.71 | Maintain Status Quo | Afghanistan | AFG | 2022-01-02 | v8 | TRUE
https://raw.githubusercontent.com/mrc-ide/global-lmic-reports/master/AFG/projections.csv | 2021-02-13 | hospital_demand | 44.66 | 49.14 | 51.4 | 51.44 | 53.86 | 57.27 | Maintain Status Quo | Afghanistan | AFG | 2022-01-02 | v8 | TRUE
https://raw.githubusercontent.com/mrc-ide/global-lmic-reports/master/AFG/projections.csv | 2021-02-13 | ICU_demand | 21.39 | 23.52 | 24.44 | 24.29 | 25.2 | 27 | Maintain Status Quo | Afghanistan | AFG | 2022-01-02 | v8 | TRUE
https://raw.githubusercontent.com/mrc-ide/global-lmic-reports/master/AFG/projections.csv | 2021-02-13 | hospital_incidence | 3.74 | 4.22 | 4.48 | 4.47 | 4.72 | 5.15 | Maintain Status Quo | Afghanistan | AFG | 2022-01-02 | v8 | TRUE
https://raw.githubusercontent.com/mrc-ide/global-lmic-reports/master/AFG/projections.csv | 2021-02-13 | ICU_incidence | 1.07 | 1.21 | 1.28 | 1.28 | 1.35 | 1.47 | Maintain Status Quo | Afghanistan | AFG | 2022-01-02 | v8 | TRUE
https://raw.githubusercontent.com/mrc-ide/global-lmic-reports/master/AFG/projections.csv | 2021-02-13 | prevalence | 2773.43 | 3209.75 | 3348.68 | 3357.51 | 3549.57 | 3904.33 | Maintain Status Quo | Afghanistan | AFG | 2022-01-02 | v8 | TRUE
https://raw.githubusercontent.com/mrc-ide/global-lmic-reports/master/AFG/projections.csv | 2021-02-13 | cumulative_infections | 1022305.65 | 1060044.34 | 1094554.1 | 1098172.65 | 1113245.09 | 1214215.7 | Maintain Status Quo | Afghanistan | AFG | 2022-01-02 | v8 | TRUE
https://raw.githubusercontent.com/mrc-ide/global-lmic-reports/master/AFG/projections.csv | 2021-02-13 | cumulative_deaths | 2196.36 | 2291.23 | 2366.96 | 2372.94 | 2409.62 | 2648.64 | Maintain Status Quo | Afghanistan | AFG | 2022-01-02 | v8 | TRUE
https://raw.githubusercontent.com/mrc-ide/global-lmic-reports/master/AFG/projections.csv | 2021-02-13 | Rt | 0.96 | 0.99 | 1 | 1.01 | 1.03 | 1.04 | Maintain Status Quo | Afghanistan | AFG | 2022-01-02 | v8 | TRUE
https://raw.githubusercontent.com/mrc-ide/global-lmic-reports/master/AFG/projections.csv | 2021-02-13 | Reff | 0.93 | 0.97 | 0.98 | 0.98 | 1 | 1.01 | Maintain Status Quo | Afghanistan | AFG | 2022-01-02 | v8 | TRUE
https://raw.githubusercontent.com/mrc-ide/global-lmic-reports/master/AFG/projections.csv | 2021-02-13 | infections | 409.27 | 466.37 | 493.11 | 488.08 | 513.03 | 571.12 | Optimistic | Afghanistan | AFG | 2022-01-02 | v8 | TRUE
https://raw.githubusercontent.com/mrc-ide/global-lmic-reports/master/AFG/projections.csv | 2021-02-13 | deaths | 1.35 | 1.48 | 1.54 | 1.53 | 1.6 | 1.71 | Optimistic | Afghanistan | AFG | 2022-01-02 | v8 | TRUE
https://raw.githubusercontent.com/mrc-ide/global-lmic-reports/master/AFG/projections.csv | 2021-02-13 | hospital_demand | 44.66 | 49.14 | 51.4 | 51.44 | 53.86 | 57.27 | Optimistic | Afghanistan | AFG | 2022-01-02 | v8 | TRUE
https://raw.githubusercontent.com/mrc-ide/global-lmic-reports/master/AFG/projections.csv | 2021-02-13 | ICU_demand | 21.39 | 23.52 | 24.44 | 24.29 | 25.2 | 27 | Optimistic | Afghanistan | AFG | 2022-01-02 | v8 | TRUE
https://raw.githubusercontent.com/mrc-ide/global-lmic-reports/master/AFG/projections.csv | 2021-02-13 | hospital_incidence | 3.74 | 4.22 | 4.48 | 4.47 | 4.72 | 5.15 | Optimistic | Afghanistan | AFG | 2022-01-02 | v8 | TRUE
https://raw.githubusercontent.com/mrc-ide/global-lmic-reports/master/AFG/projections.csv | 2021-02-13 | ICU_incidence | 1.07 | 1.21 | 1.28 | 1.28 | 1.35 | 1.47 | Optimistic | Afghanistan | AFG | 2022-01-02 | v8 | TRUE
https://raw.githubusercontent.com/mrc-ide/global-lmic-reports/master/AFG/projections.csv | 2021-02-13 | prevalence | 2773.43 | 3209.75 | 3348.68 | 3357.51 | 3549.57 | 3904.33 | Optimistic | Afghanistan | AFG | 2022-01-02 | v8 | TRUE
https://raw.githubusercontent.com/mrc-ide/global-lmic-reports/master/AFG/projections.csv | 2021-02-13 | cumulative_infections | 1022305.65 | 1060044.34 | 1094554.1 | 1098172.65 | 1113245.09 | 1214215.7 | Optimistic | Afghanistan | AFG | 2022-01-02 | v8 | TRUE
https://raw.githubusercontent.com/mrc-ide/global-lmic-reports/master/AFG/projections.csv | 2021-02-13 | cumulative_deaths | 2196.36 | 2291.23 | 2366.96 | 2372.94 | 2409.62 | 2648.64 | Optimistic | Afghanistan | AFG | 2022-01-02 | v8 | TRUE
https://raw.githubusercontent.com/mrc-ide/global-lmic-reports/master/AFG/projections.csv | 2021-02-13 | Rt | 0.96 | 0.99 | 1 | 1.01 | 1.03 | 1.04 | Optimistic | Afghanistan | AFG | 2022-01-02 | v8 | TRUE
https://raw.githubusercontent.com/mrc-ide/global-lmic-reports/master/AFG/projections.csv | 2021-02-13 | Reff | 0.93 | 0.97 | 0.98 | 0.98 | 1 | 1.01 | Optimistic | Afghanistan | AFG | 2022-01-02 | v8 | TRUE
https://raw.githubusercontent.com/mrc-ide/global-lmic-reports/master/AFG/projections.csv | 2021-02-13 | infections | 409.27 | 466.37 | 493.11 | 488.08 | 513.03 | 571.12 | Pessimistic | Afghanistan | AFG | 2022-01-02 | v8 | TRUE
https://raw.githubusercontent.com/mrc-ide/global-lmic-reports/master/AFG/projections.csv | 2021-02-13 | deaths | 1.35 | 1.48 | 1.54 | 1.53 | 1.6 | 1.71 | Pessimistic | Afghanistan | AFG | 2022-01-02 | v8 | TRUE
https://raw.githubusercontent.com/mrc-ide/global-lmic-reports/master/AFG/projections.csv | 2021-02-13 | hospital_demand | 44.66 | 49.14 | 51.4 | 51.44 | 53.86 | 57.27 | Pessimistic | Afghanistan | AFG | 2022-01-02 | v8 | TRUE
https://raw.githubusercontent.com/mrc-ide/global-lmic-reports/master/AFG/projections.csv | 2021-02-13 | ICU_demand | 21.39 | 23.52 | 24.44 | 24.29 | 25.2 | 27 | Pessimistic | Afghanistan | AFG | 2022-01-02 | v8 | TRUE
https://raw.githubusercontent.com/mrc-ide/global-lmic-reports/master/AFG/projections.csv | 2021-02-13 | hospital_incidence | 3.74 | 4.22 | 4.48 | 4.47 | 4.72 | 5.15 | Pessimistic | Afghanistan | AFG | 2022-01-02 | v8 | TRUE
https://raw.githubusercontent.com/mrc-ide/global-lmic-reports/master/AFG/projections.csv | 2021-02-13 | ICU_incidence | 1.07 | 1.21 | 1.28 | 1.28 | 1.35 | 1.47 | Pessimistic | Afghanistan | AFG | 2022-01-02 | v8 | TRUE
https://raw.githubusercontent.com/mrc-ide/global-lmic-reports/master/AFG/projections.csv | 2021-02-13 | prevalence | 2773.43 | 3209.75 | 3348.68 | 3357.51 | 3549.57 | 3904.33 | Pessimistic | Afghanistan | AFG | 2022-01-02 | v8 | TRUE
https://raw.githubusercontent.com/mrc-ide/global-lmic-reports/master/AFG/projections.csv | 2021-02-13 | cumulative_infections | 1022305.65 | 1060044.34 | 1094554.1 | 1098172.65 | 1113245.09 | 1214215.7 | Pessimistic | Afghanistan | AFG | 2022-01-02 | v8 | TRUE
https://raw.githubusercontent.com/mrc-ide/global-lmic-reports/master/AFG/projections.csv | 2021-02-13 | cumulative_deaths | 2196.36 | 2291.23 | 2366.96 | 2372.94 | 2409.62 | 2648.64 | Pessimistic | Afghanistan | AFG | 2022-01-02 | v8 | TRUE
https://raw.githubusercontent.com/mrc-ide/global-lmic-reports/master/AFG/projections.csv | 2021-02-13 | Rt | 0.96 | 0.99 | 1 | 1.01 | 1.03 | 1.04 | Pessimistic | Afghanistan | AFG | 2022-01-02 | v8 | TRUE
https://raw.githubusercontent.com/mrc-ide/global-lmic-reports/master/AFG/projections.csv | 2021-02-13 | Reff | 0.93 | 0.97 | 0.98 | 0.98 | 1 | 1.01 | Pessimistic | Afghanistan | AFG | 2022-01-02 | v8 | TRUE
https://raw.githubusercontent.com/mrc-ide/global-lmic-reports/master/AFG/projections.csv | 2021-02-13 | infections | 409.27 | 466.37 | 493.11 | 488.08 | 513.03 | 571.12 | Relax Interventions 50% | Afghanistan | AFG | 2022-01-02 | v8 | TRUE
https://raw.githubusercontent.com/mrc-ide/global-lmic-reports/master/AFG/projections.csv | 2021-02-13 | deaths | 1.35 | 1.48 | 1.54 | 1.53 | 1.6 | 1.71 | Relax Interventions 50% | Afghanistan | AFG | 2022-01-02 | v8 | TRUE
https://raw.githubusercontent.com/mrc-ide/global-lmic-reports/master/AFG/projections.csv | 2021-02-13 | hospital_demand | 44.66 | 49.14 | 51.4 | 51.44 | 53.86 | 57.27 | Relax Interventions 50% | Afghanistan | AFG | 2022-01-02 | v8 | TRUE
https://raw.githubusercontent.com/mrc-ide/global-lmic-reports/master/AFG/projections.csv | 2021-02-13 | ICU_demand | 21.39 | 23.52 | 24.44 | 24.29 | 25.2 | 27 | Relax Interventions 50% | Afghanistan | AFG | 2022-01-02 | v8 | TRUE
https://raw.githubusercontent.com/mrc-ide/global-lmic-reports/master/AFG/projections.csv | 2021-02-13 | hospital_incidence | 3.74 | 4.22 | 4.48 | 4.47 | 4.72 | 5.15 | Relax Interventions 50% | Afghanistan | AFG | 2022-01-02 | v8 | TRUE
https://raw.githubusercontent.com/mrc-ide/global-lmic-reports/master/AFG/projections.csv | 2021-02-13 | ICU_incidence | 1.07 | 1.21 | 1.28 | 1.28 | 1.35 | 1.47 | Relax Interventions 50% | Afghanistan | AFG | 2022-01-02 | v8 | TRUE
https://raw.githubusercontent.com/mrc-ide/global-lmic-reports/master/AFG/projections.csv | 2021-02-13 | prevalence | 2773.43 | 3209.75 | 3348.68 | 3357.51 | 3549.57 | 3904.33 | Relax Interventions 50% | Afghanistan | AFG | 2022-01-02 | v8 | TRUE
https://raw.githubusercontent.com/mrc-ide/global-lmic-reports/master/AFG/projections.csv | 2021-02-13 | cumulative_infections | 1022305.65 | 1060044.34 | 1094554.1 | 1098172.65 | 1113245.09 | 1214215.7 | Relax Interventions 50% | Afghanistan | AFG | 2022-01-02 | v8 | TRUE
https://raw.githubusercontent.com/mrc-ide/global-lmic-reports/master/AFG/projections.csv | 2021-02-13 | cumulative_deaths | 2196.36 | 2291.23 | 2366.96 | 2372.94 | 2409.62 | 2648.64 | Relax Interventions 50% | Afghanistan | AFG | 2022-01-02 | v8 | TRUE
https://raw.githubusercontent.com/mrc-ide/global-lmic-reports/master/AFG/projections.csv | 2021-02-13 | Rt | 0.96 | 0.99 | 1 | 1.01 | 1.03 | 1.04 | Relax Interventions 50% | Afghanistan | AFG | 2022-01-02 | v8 | TRUE
https://raw.githubusercontent.com/mrc-ide/global-lmic-reports/master/AFG/projections.csv | 2021-02-13 | Reff | 0.93 | 0.97 | 0.98 | 0.98 | 1 | 1.01 | Relax Interventions 50% | Afghanistan | AFG | 2022-01-02 | v8 | TRUE
https://raw.githubusercontent.com/mrc-ide/global-lmic-reports/master/AFG/projections.csv | 2021-02-13 | infections | 415.69 | 451.65 | 483.27 | 481.26 | 506.26 | 547.46 | Surged Additional 50% Reduction | Afghanistan | AFG | 2022-01-02 | v8 | TRUE
https://raw.githubusercontent.com/mrc-ide/global-lmic-reports/master/AFG/projections.csv | 2021-02-13 | deaths | 1.33 | 1.42 | 1.5 | 1.5 | 1.58 | 1.71 | Surged Additional 50% Reduction | Afghanistan | AFG | 2022-01-02 | v8 | TRUE
https://raw.githubusercontent.com/mrc-ide/global-lmic-reports/master/AFG/projections.csv | 2021-02-13 | hospital_demand | 44.77 | 47.68 | 50.52 | 50.52 | 52.64 | 57.4 | Surged Additional 50% Reduction | Afghanistan | AFG | 2022-01-02 | v8 | TRUE
https://raw.githubusercontent.com/mrc-ide/global-lmic-reports/master/AFG/projections.csv | 2021-02-13 | ICU_demand | 21.11 | 22.51 | 23.7 | 23.85 | 25.05 | 27.02 | Surged Additional 50% Reduction | Afghanistan | AFG | 2022-01-02 | v8 | TRUE
https://raw.githubusercontent.com/mrc-ide/global-lmic-reports/master/AFG/projections.csv | 2021-02-13 | hospital_incidence | 3.84 | 4.14 | 4.42 | 4.39 | 4.61 | 5.04 | Surged Additional 50% Reduction | Afghanistan | AFG | 2022-01-02 | v8 | TRUE
https://raw.githubusercontent.com/mrc-ide/global-lmic-reports/master/AFG/projections.csv | 2021-02-13 | ICU_incidence | 1.1 | 1.18 | 1.26 | 1.26 | 1.32 | 1.44 | Surged Additional 50% Reduction | Afghanistan | AFG | 2022-01-02 | v8 | TRUE
https://raw.githubusercontent.com/mrc-ide/global-lmic-reports/master/AFG/projections.csv | 2021-02-13 | prevalence | 2852.54 | 3066.89 | 3310.38 | 3302.77 | 3501.24 | 3794.31 | Surged Additional 50% Reduction | Afghanistan | AFG | 2022-01-02 | v8 | TRUE
https://raw.githubusercontent.com/mrc-ide/global-lmic-reports/master/AFG/projections.csv | 2021-02-13 | cumulative_infections | 1013665.95 | 1058415.7 | 1086836.23 | 1086795.08 | 1115343.97 | 1167495.94 | Surged Additional 50% Reduction | Afghanistan | AFG | 2022-01-02 | v8 | TRUE
https://raw.githubusercontent.com/mrc-ide/global-lmic-reports/master/AFG/projections.csv | 2021-02-13 | cumulative_deaths | 2178.57 | 2274.06 | 2336.11 | 2334.97 | 2397.35 | 2507.78 | Surged Additional 50% Reduction | Afghanistan | AFG | 2022-01-02 | v8 | TRUE
https://raw.githubusercontent.com/mrc-ide/global-lmic-reports/master/AFG/projections.csv | 2021-02-13 | Rt | 0.97 | 1 | 1.01 | 1.01 | 1.02 | 1.06 | Surged Additional 50% Reduction | Afghanistan | AFG | 2022-01-02 | v8 | TRUE
https://raw.githubusercontent.com/mrc-ide/global-lmic-reports/master/AFG/projections.csv | 2021-02-13 | Reff | 0.95 | 0.97 | 0.98 | 0.98 | 1 | 1.03 | Surged Additional 50% Reduction | Afghanistan | AFG | 2022-01-02 | v8 | TRUE
https://raw.githubusercontent.com/mrc-ide/global-lmic-reports/master/AFG/projections.csv | 2021-02-13 | infections | 415.69 | 451.65 | 483.27 | 481.26 | 506.26 | 547.46 | Surged Maintain Status Quo | Afghanistan | AFG | 2022-01-02 | v8 | TRUE
https://raw.githubusercontent.com/mrc-ide/global-lmic-reports/master/AFG/projections.csv | 2021-02-13 | deaths | 1.33 | 1.42 | 1.5 | 1.5 | 1.58 | 1.71 | Surged Maintain Status Quo | Afghanistan | AFG | 2022-01-02 | v8 | TRUE
https://raw.githubusercontent.com/mrc-ide/global-lmic-reports/master/AFG/projections.csv | 2021-02-13 | hospital_demand | 44.77 | 47.68 | 50.52 | 50.52 | 52.64 | 57.4 | Surged Maintain Status Quo | Afghanistan | AFG | 2022-01-02 | v8 | TRUE
https://raw.githubusercontent.com/mrc-ide/global-lmic-reports/master/AFG/projections.csv | 2021-02-13 | ICU_demand | 21.11 | 22.51 | 23.7 | 23.85 | 25.05 | 27.02 | Surged Maintain Status Quo | Afghanistan | AFG | 2022-01-02 | v8 | TRUE
https://raw.githubusercontent.com/mrc-ide/global-lmic-reports/master/AFG/projections.csv | 2021-02-13 | hospital_incidence | 3.84 | 4.14 | 4.42 | 4.39 | 4.61 | 5.04 | Surged Maintain Status Quo | Afghanistan | AFG | 2022-01-02 | v8 | TRUE
https://raw.githubusercontent.com/mrc-ide/global-lmic-reports/master/AFG/projections.csv | 2021-02-13 | ICU_incidence | 1.1 | 1.18 | 1.26 | 1.26 | 1.32 | 1.44 | Surged Maintain Status Quo | Afghanistan | AFG | 2022-01-02 | v8 | TRUE
https://raw.githubusercontent.com/mrc-ide/global-lmic-reports/master/AFG/projections.csv | 2021-02-13 | prevalence | 2852.54 | 3066.89 | 3310.38 | 3302.77 | 3501.24 | 3794.31 | Surged Maintain Status Quo | Afghanistan | AFG | 2022-01-02 | v8 | TRUE
https://raw.githubusercontent.com/mrc-ide/global-lmic-reports/master/AFG/projections.csv | 2021-02-13 | cumulative_infections | 1013665.95 | 1058415.7 | 1086836.23 | 1086795.08 | 1115343.97 | 1167495.94 | Surged Maintain Status Quo | Afghanistan | AFG | 2022-01-02 | v8 | TRUE
https://raw.githubusercontent.com/mrc-ide/global-lmic-reports/master/AFG/projections.csv | 2021-02-13 | cumulative_deaths | 2178.57 | 2274.06 | 2336.11 | 2334.97 | 2397.35 | 2507.78 | Surged Maintain Status Quo | Afghanistan | AFG | 2022-01-02 | v8 | TRUE
https://raw.githubusercontent.com/mrc-ide/global-lmic-reports/master/AFG/projections.csv | 2021-02-13 | Rt | 0.97 | 1 | 1.01 | 1.01 | 1.02 | 1.06 | Surged Maintain Status Quo | Afghanistan | AFG | 2022-01-02 | v8 | TRUE
https://raw.githubusercontent.com/mrc-ide/global-lmic-reports/master/AFG/projections.csv | 2021-02-13 | Reff | 0.95 | 0.97 | 0.98 | 0.98 | 1 | 1.03 | Surged Maintain Status Quo | Afghanistan | AFG | 2022-01-02 | v8 | TRUE
https://raw.githubusercontent.com/mrc-ide/global-lmic-reports/master/AFG/projections.csv | 2021-02-13 | infections | 415.69 | 451.65 | 483.27 | 481.26 | 506.26 | 547.46 | Surged Optimistic | Afghanistan | AFG | 2022-01-02 | v8 | TRUE
https://raw.githubusercontent.com/mrc-ide/global-lmic-reports/master/AFG/projections.csv | 2021-02-13 | deaths | 1.33 | 1.42 | 1.5 | 1.5 | 1.58 | 1.71 | Surged Optimistic | Afghanistan | AFG | 2022-01-02 | v8 | TRUE
https://raw.githubusercontent.com/mrc-ide/global-lmic-reports/master/AFG/projections.csv | 2021-02-13 | hospital_demand | 44.77 | 47.68 | 50.52 | 50.52 | 52.64 | 57.4 | Surged Optimistic | Afghanistan | AFG | 2022-01-02 | v8 | TRUE
https://raw.githubusercontent.com/mrc-ide/global-lmic-reports/master/AFG/projections.csv | 2021-02-13 | ICU_demand | 21.11 | 22.51 | 23.7 | 23.85 | 25.05 | 27.02 | Surged Optimistic | Afghanistan | AFG | 2022-01-02 | v8 | TRUE
https://raw.githubusercontent.com/mrc-ide/global-lmic-reports/master/AFG/projections.csv | 2021-02-13 | hospital_incidence | 3.84 | 4.14 | 4.42 | 4.39 | 4.61 | 5.04 | Surged Optimistic | Afghanistan | AFG | 2022-01-02 | v8 | TRUE
https://raw.githubusercontent.com/mrc-ide/global-lmic-reports/master/AFG/projections.csv | 2021-02-13 | ICU_incidence | 1.1 | 1.18 | 1.26 | 1.26 | 1.32 | 1.44 | Surged Optimistic | Afghanistan | AFG | 2022-01-02 | v8 | TRUE
https://raw.githubusercontent.com/mrc-ide/global-lmic-reports/master/AFG/projections.csv | 2021-02-13 | prevalence | 2852.54 | 3066.89 | 3310.38 | 3302.77 | 3501.24 | 3794.31 | Surged Optimistic | Afghanistan | AFG | 2022-01-02 | v8 | TRUE
https://raw.githubusercontent.com/mrc-ide/global-lmic-reports/master/AFG/projections.csv | 2021-02-13 | cumulative_infections | 1013665.95 | 1058415.7 | 1086836.23 | 1086795.08 | 1115343.97 | 1167495.94 | Surged Optimistic | Afghanistan | AFG | 2022-01-02 | v8 | TRUE
https://raw.githubusercontent.com/mrc-ide/global-lmic-reports/master/AFG/projections.csv | 2021-02-13 | cumulative_deaths | 2178.57 | 2274.06 | 2336.11 | 2334.97 | 2397.35 | 2507.78 | Surged Optimistic | Afghanistan | AFG | 2022-01-02 | v8 | TRUE
https://raw.githubusercontent.com/mrc-ide/global-lmic-reports/master/AFG/projections.csv | 2021-02-13 | Rt | 0.97 | 1 | 1.01 | 1.01 | 1.02 | 1.06 | Surged Optimistic | Afghanistan | AFG | 2022-01-02 | v8 | TRUE
https://raw.githubusercontent.com/mrc-ide/global-lmic-reports/master/AFG/projections.csv | 2021-02-13 | Reff | 0.95 | 0.97 | 0.98 | 0.98 | 1 | 1.03 | Surged Optimistic | Afghanistan | AFG | 2022-01-02 | v8 | TRUE
https://raw.githubusercontent.com/mrc-ide/global-lmic-reports/master/AFG/projections.csv | 2021-02-13 | infections | 415.69 | 451.65 | 483.27 | 481.26 | 506.26 | 547.46 | Surged Pessimistic | Afghanistan | AFG | 2022-01-02 | v8 | TRUE
https://raw.githubusercontent.com/mrc-ide/global-lmic-reports/master/AFG/projections.csv | 2021-02-13 | deaths | 1.33 | 1.42 | 1.5 | 1.5 | 1.58 | 1.71 | Surged Pessimistic | Afghanistan | AFG | 2022-01-02 | v8 | TRUE
https://raw.githubusercontent.com/mrc-ide/global-lmic-reports/master/AFG/projections.csv | 2021-02-13 | hospital_demand | 44.77 | 47.68 | 50.52 | 50.52 | 52.64 | 57.4 | Surged Pessimistic | Afghanistan | AFG | 2022-01-02 | v8 | TRUE
https://raw.githubusercontent.com/mrc-ide/global-lmic-reports/master/AFG/projections.csv | 2021-02-13 | ICU_demand | 21.11 | 22.51 | 23.7 | 23.85 | 25.05 | 27.02 | Surged Pessimistic | Afghanistan | AFG | 2022-01-02 | v8 | TRUE
https://raw.githubusercontent.com/mrc-ide/global-lmic-reports/master/AFG/projections.csv | 2021-02-13 | hospital_incidence | 3.84 | 4.14 | 4.42 | 4.39 | 4.61 | 5.04 | Surged Pessimistic | Afghanistan | AFG | 2022-01-02 | v8 | TRUE
https://raw.githubusercontent.com/mrc-ide/global-lmic-reports/master/AFG/projections.csv | 2021-02-13 | ICU_incidence | 1.1 | 1.18 | 1.26 | 1.26 | 1.32 | 1.44 | Surged Pessimistic | Afghanistan | AFG | 2022-01-02 | v8 | TRUE
https://raw.githubusercontent.com/mrc-ide/global-lmic-reports/master/AFG/projections.csv | 2021-02-13 | prevalence | 2852.54 | 3066.89 | 3310.38 | 3302.77 | 3501.24 | 3794.31 | Surged Pessimistic | Afghanistan | AFG | 2022-01-02 | v8 | TRUE
https://raw.githubusercontent.com/mrc-ide/global-lmic-reports/master/AFG/projections.csv | 2021-02-13 | cumulative_infections | 1013665.95 | 1058415.7 | 1086836.23 | 1086795.08 | 1115343.97 | 1167495.94 | Surged Pessimistic | Afghanistan | AFG | 2022-01-02 | v8 | TRUE
https://raw.githubusercontent.com/mrc-ide/global-lmic-reports/master/AFG/projections.csv | 2021-02-13 | cumulative_deaths | 2178.57 | 2274.06 | 2336.11 | 2334.97 | 2397.35 | 2507.78 | Surged Pessimistic | Afghanistan | AFG | 2022-01-02 | v8 | TRUE
https://raw.githubusercontent.com/mrc-ide/global-lmic-reports/master/AFG/projections.csv | 2021-02-13 | Rt | 0.97 | 1 | 1.01 | 1.01 | 1.02 | 1.06 | Surged Pessimistic | Afghanistan | AFG | 2022-01-02 | v8 | TRUE
https://raw.githubusercontent.com/mrc-ide/global-lmic-reports/master/AFG/projections.csv | 2021-02-13 | Reff | 0.95 | 0.97 | 0.98 | 0.98 | 1 | 1.03 | Surged Pessimistic | Afghanistan | AFG | 2022-01-02 | v8 | TRUE
https://raw.githubusercontent.com/mrc-ide/global-lmic-reports/master/AFG/projections.csv | 2021-02-13 | infections | 415.69 | 451.65 | 483.27 | 481.26 | 506.26 | 547.46 | Surged Relax Interventions 50% | Afghanistan | AFG | 2022-01-02 | v8 | TRUE
https://raw.githubusercontent.com/mrc-ide/global-lmic-reports/master/AFG/projections.csv | 2021-02-13 | deaths | 1.33 | 1.42 | 1.5 | 1.5 | 1.58 | 1.71 | Surged Relax Interventions 50% | Afghanistan | AFG | 2022-01-02 | v8 | TRUE
https://raw.githubusercontent.com/mrc-ide/global-lmic-reports/master/AFG/projections.csv | 2021-02-13 | hospital_demand | 44.77 | 47.68 | 50.52 | 50.52 | 52.64 | 57.4 | Surged Relax Interventions 50% | Afghanistan | AFG | 2022-01-02 | v8 | TRUE
https://raw.githubusercontent.com/mrc-ide/global-lmic-reports/master/AFG/projections.csv | 2021-02-13 | ICU_demand | 21.11 | 22.51 | 23.7 | 23.85 | 25.05 | 27.02 | Surged Relax Interventions 50% | Afghanistan | AFG | 2022-01-02 | v8 | TRUE
https://raw.githubusercontent.com/mrc-ide/global-lmic-reports/master/AFG/projections.csv | 2021-02-13 | hospital_incidence | 3.84 | 4.14 | 4.42 | 4.39 | 4.61 | 5.04 | Surged Relax Interventions 50% | Afghanistan | AFG | 2022-01-02 | v8 | TRUE
https://raw.githubusercontent.com/mrc-ide/global-lmic-reports/master/AFG/projections.csv | 2021-02-13 | ICU_incidence | 1.1 | 1.18 | 1.26 | 1.26 | 1.32 | 1.44 | Surged Relax Interventions 50% | Afghanistan | AFG | 2022-01-02 | v8 | TRUE
https://raw.githubusercontent.com/mrc-ide/global-lmic-reports/master/AFG/projections.csv | 2021-02-13 | prevalence | 2852.54 | 3066.89 | 3310.38 | 3302.77 | 3501.24 | 3794.31 | Surged Relax Interventions 50% | Afghanistan | AFG | 2022-01-02 | v8 | TRUE
https://raw.githubusercontent.com/mrc-ide/global-lmic-reports/master/AFG/projections.csv | 2021-02-13 | cumulative_infections | 1013665.95 | 1058415.7 | 1086836.23 | 1086795.08 | 1115343.97 | 1167495.94 | Surged Relax Interventions 50% | Afghanistan | AFG | 2022-01-02 | v8 | TRUE
https://raw.githubusercontent.com/mrc-ide/global-lmic-reports/master/AFG/projections.csv | 2021-02-13 | cumulative_deaths | 2178.57 | 2274.06 | 2336.11 | 2334.97 | 2397.35 | 2507.78 | Surged Relax Interventions 50% | Afghanistan | AFG | 2022-01-02 | v8 | TRUE
https://raw.githubusercontent.com/mrc-ide/global-lmic-reports/master/AFG/projections.csv | 2021-02-13 | Rt | 0.97 | 1 | 1.01 | 1.01 | 1.02 | 1.06 | Surged Relax Interventions 50% | Afghanistan | AFG | 2022-01-02 | v8 | TRUE
https://raw.githubusercontent.com/mrc-ide/global-lmic-reports/master/AFG/projections.csv | 2021-02-13 | Reff | 0.95 | 0.97 | 0.98 | 0.98 | 1 | 1.03 | Surged Relax Interventions 50% | Afghanistan | AFG | 2022-01-02 | v8 | TRUE
https://raw.githubusercontent.com/mrc-ide/global-lmic-reports/master/AFG/projections.csv | 2021-02-14 | infections | 402.73 | 461.43 | 486.57 | 482.29 | 506.94 | 565.73 | Additional 50% Reduction | Afghanistan | AFG | 2022-01-02 | v8 | TRUE
https://raw.githubusercontent.com/mrc-ide/global-lmic-reports/master/AFG/projections.csv | 2021-02-14 | deaths | 1.29 | 1.42 | 1.48 | 1.48 | 1.54 | 1.64 | Additional 50% Reduction | Afghanistan | AFG | 2022-01-02 | v8 | TRUE
https://raw.githubusercontent.com/mrc-ide/global-lmic-reports/master/AFG/projections.csv | 2021-02-14 | hospital_demand | 43.36 | 47.67 | 50.18 | 50.1 | 52.49 | 55.72 | Additional 50% Reduction | Afghanistan | AFG | 2022-01-02 | v8 | TRUE
https://raw.githubusercontent.com/mrc-ide/global-lmic-reports/master/AFG/projections.csv | 2021-02-14 | ICU_demand | 20.58 | 22.73 | 23.6 | 23.44 | 24.35 | 26.01 | Additional 50% Reduction | Afghanistan | AFG | 2022-01-02 | v8 | TRUE
https://raw.githubusercontent.com/mrc-ide/global-lmic-reports/master/AFG/projections.csv | 2021-02-14 | hospital_incidence | 3.7 | 4.2 | 4.43 | 4.43 | 4.69 | 5.14 | Additional 50% Reduction | Afghanistan | AFG | 2022-01-02 | v8 | TRUE
https://raw.githubusercontent.com/mrc-ide/global-lmic-reports/master/AFG/projections.csv | 2021-02-14 | ICU_incidence | 1.06 | 1.2 | 1.27 | 1.27 | 1.34 | 1.47 | Additional 50% Reduction | Afghanistan | AFG | 2022-01-02 | v8 | TRUE
https://raw.githubusercontent.com/mrc-ide/global-lmic-reports/master/AFG/projections.csv | 2021-02-14 | prevalence | 2767.15 | 3202.77 | 3332.85 | 3345.12 | 3538.23 | 3894.61 | Additional 50% Reduction | Afghanistan | AFG | 2022-01-02 | v8 | TRUE
https://raw.githubusercontent.com/mrc-ide/global-lmic-reports/master/AFG/projections.csv | 2021-02-14 | cumulative_infections | 1022773.77 | 1060485.25 | 1095035.9 | 1098654.94 | 1113776.4 | 1214693.68 | Additional 50% Reduction | Afghanistan | AFG | 2022-01-02 | v8 | TRUE
https://raw.githubusercontent.com/mrc-ide/global-lmic-reports/master/AFG/projections.csv | 2021-02-14 | cumulative_deaths | 2197.79 | 2292.6 | 2368.41 | 2374.42 | 2411.17 | 2650.21 | Additional 50% Reduction | Afghanistan | AFG | 2022-01-02 | v8 | TRUE
https://raw.githubusercontent.com/mrc-ide/global-lmic-reports/master/AFG/projections.csv | 2021-02-14 | Rt | 0.95 | 0.99 | 1 | 1 | 1.02 | 1.04 | Additional 50% Reduction | Afghanistan | AFG | 2022-01-02 | v8 | TRUE
https://raw.githubusercontent.com/mrc-ide/global-lmic-reports/master/AFG/projections.csv | 2021-02-14 | Reff | 0.93 | 0.96 | 0.98 | 0.98 | 1 | 1.01 | Additional 50% Reduction | Afghanistan | AFG | 2022-01-02 | v8 | TRUE
https://raw.githubusercontent.com/mrc-ide/global-lmic-reports/master/AFG/projections.csv | 2021-02-14 | infections | 402.73 | 461.43 | 486.57 | 482.29 | 506.94 | 565.73 | Maintain Status Quo | Afghanistan | AFG | 2022-01-02 | v8 | TRUE
https://raw.githubusercontent.com/mrc-ide/global-lmic-reports/master/AFG/projections.csv | 2021-02-14 | deaths | 1.29 | 1.42 | 1.48 | 1.48 | 1.54 | 1.64 | Maintain Status Quo | Afghanistan | AFG | 2022-01-02 | v8 | TRUE
https://raw.githubusercontent.com/mrc-ide/global-lmic-reports/master/AFG/projections.csv | 2021-02-14 | hospital_demand | 43.36 | 47.67 | 50.18 | 50.1 | 52.49 | 55.72 | Maintain Status Quo | Afghanistan | AFG | 2022-01-02 | v8 | TRUE
https://raw.githubusercontent.com/mrc-ide/global-lmic-reports/master/AFG/projections.csv | 2021-02-14 | ICU_demand | 20.58 | 22.73 | 23.6 | 23.44 | 24.35 | 26.01 | Maintain Status Quo | Afghanistan | AFG | 2022-01-02 | v8 | TRUE
https://raw.githubusercontent.com/mrc-ide/global-lmic-reports/master/AFG/projections.csv | 2021-02-14 | hospital_incidence | 3.7 | 4.2 | 4.43 | 4.43 | 4.69 | 5.14 | Maintain Status Quo | Afghanistan | AFG | 2022-01-02 | v8 | TRUE
https://raw.githubusercontent.com/mrc-ide/global-lmic-reports/master/AFG/projections.csv | 2021-02-14 | ICU_incidence | 1.06 | 1.2 | 1.27 | 1.27 | 1.34 | 1.47 | Maintain Status Quo | Afghanistan | AFG | 2022-01-02 | v8 | TRUE
https://raw.githubusercontent.com/mrc-ide/global-lmic-reports/master/AFG/projections.csv | 2021-02-14 | prevalence | 2767.15 | 3202.77 | 3332.85 | 3345.12 | 3538.23 | 3894.61 | Maintain Status Quo | Afghanistan | AFG | 2022-01-02 | v8 | TRUE
https://raw.githubusercontent.com/mrc-ide/global-lmic-reports/master/AFG/projections.csv | 2021-02-14 | cumulative_infections | 1022773.77 | 1060485.25 | 1095035.9 | 1098654.94 | 1113776.4 | 1214693.68 | Maintain Status Quo | Afghanistan | AFG | 2022-01-02 | v8 | TRUE
https://raw.githubusercontent.com/mrc-ide/global-lmic-reports/master/AFG/projections.csv | 2021-02-14 | cumulative_deaths | 2197.79 | 2292.6 | 2368.41 | 2374.42 | 2411.17 | 2650.21 | Maintain Status Quo | Afghanistan | AFG | 2022-01-02 | v8 | TRUE
https://raw.githubusercontent.com/mrc-ide/global-lmic-reports/master/AFG/projections.csv | 2021-02-14 | Rt | 0.95 | 0.99 | 1 | 1 | 1.02 | 1.04 | Maintain Status Quo | Afghanistan | AFG | 2022-01-02 | v8 | TRUE
https://raw.githubusercontent.com/mrc-ide/global-lmic-reports/master/AFG/projections.csv | 2021-02-14 | Reff | 0.93 | 0.96 | 0.98 | 0.98 | 1 | 1.01 | Maintain Status Quo | Afghanistan | AFG | 2022-01-02 | v8 | TRUE
https://raw.githubusercontent.com/mrc-ide/global-lmic-reports/master/AFG/projections.csv | 2021-02-14 | infections | 402.73 | 461.43 | 486.57 | 482.29 | 506.94 | 565.73 | Optimistic | Afghanistan | AFG | 2022-01-02 | v8 | TRUE
https://raw.githubusercontent.com/mrc-ide/global-lmic-reports/master/AFG/projections.csv | 2021-02-14 | deaths | 1.29 | 1.42 | 1.48 | 1.48 | 1.54 | 1.64 | Optimistic | Afghanistan | AFG | 2022-01-02 | v8 | TRUE
https://raw.githubusercontent.com/mrc-ide/global-lmic-reports/master/AFG/projections.csv | 2021-02-14 | hospital_demand | 43.36 | 47.67 | 50.18 | 50.1 | 52.49 | 55.72 | Optimistic | Afghanistan | AFG | 2022-01-02 | v8 | TRUE
https://raw.githubusercontent.com/mrc-ide/global-lmic-reports/master/AFG/projections.csv | 2021-02-14 | ICU_demand | 20.58 | 22.73 | 23.6 | 23.44 | 24.35 | 26.01 | Optimistic | Afghanistan | AFG | 2022-01-02 | v8 | TRUE
https://raw.githubusercontent.com/mrc-ide/global-lmic-reports/master/AFG/projections.csv | 2021-02-14 | hospital_incidence | 3.7 | 4.2 | 4.43 | 4.43 | 4.69 | 5.14 | Optimistic | Afghanistan | AFG | 2022-01-02 | v8 | TRUE
https://raw.githubusercontent.com/mrc-ide/global-lmic-reports/master/AFG/projections.csv | 2021-02-14 | ICU_incidence | 1.06 | 1.2 | 1.27 | 1.27 | 1.34 | 1.47 | Optimistic | Afghanistan | AFG | 2022-01-02 | v8 | TRUE
https://raw.githubusercontent.com/mrc-ide/global-lmic-reports/master/AFG/projections.csv | 2021-02-14 | prevalence | 2767.15 | 3202.77 | 3332.85 | 3345.12 | 3538.23 | 3894.61 | Optimistic | Afghanistan | AFG | 2022-01-02 | v8 | TRUE
https://raw.githubusercontent.com/mrc-ide/global-lmic-reports/master/AFG/projections.csv | 2021-02-14 | cumulative_infections | 1022773.77 | 1060485.25 | 1095035.9 | 1098654.94 | 1113776.4 | 1214693.68 | Optimistic | Afghanistan | AFG | 2022-01-02 | v8 | TRUE
https://raw.githubusercontent.com/mrc-ide/global-lmic-reports/master/AFG/projections.csv | 2021-02-14 | cumulative_deaths | 2197.79 | 2292.6 | 2368.41 | 2374.42 | 2411.17 | 2650.21 | Optimistic | Afghanistan | AFG | 2022-01-02 | v8 | TRUE
https://raw.githubusercontent.com/mrc-ide/global-lmic-reports/master/AFG/projections.csv | 2021-02-14 | Rt | 0.95 | 0.99 | 1 | 1 | 1.02 | 1.04 | Optimistic | Afghanistan | AFG | 2022-01-02 | v8 | TRUE
https://raw.githubusercontent.com/mrc-ide/global-lmic-reports/master/AFG/projections.csv | 2021-02-14 | Reff | 0.93 | 0.96 | 0.98 | 0.98 | 1 | 1.01 | Optimistic | Afghanistan | AFG | 2022-01-02 | v8 | TRUE
https://raw.githubusercontent.com/mrc-ide/global-lmic-reports/master/AFG/projections.csv | 2021-02-14 | infections | 402.73 | 461.43 | 486.57 | 482.29 | 506.94 | 565.73 | Pessimistic | Afghanistan | AFG | 2022-01-02 | v8 | TRUE
https://raw.githubusercontent.com/mrc-ide/global-lmic-reports/master/AFG/projections.csv | 2021-02-14 | deaths | 1.29 | 1.42 | 1.48 | 1.48 | 1.54 | 1.64 | Pessimistic | Afghanistan | AFG | 2022-01-02 | v8 | TRUE
https://raw.githubusercontent.com/mrc-ide/global-lmic-reports/master/AFG/projections.csv | 2021-02-14 | hospital_demand | 43.36 | 47.67 | 50.18 | 50.1 | 52.49 | 55.72 | Pessimistic | Afghanistan | AFG | 2022-01-02 | v8 | TRUE
https://raw.githubusercontent.com/mrc-ide/global-lmic-reports/master/AFG/projections.csv | 2021-02-14 | ICU_demand | 20.58 | 22.73 | 23.6 | 23.44 | 24.35 | 26.01 | Pessimistic | Afghanistan | AFG | 2022-01-02 | v8 | TRUE
https://raw.githubusercontent.com/mrc-ide/global-lmic-reports/master/AFG/projections.csv | 2021-02-14 | hospital_incidence | 3.7 | 4.2 | 4.43 | 4.43 | 4.69 | 5.14 | Pessimistic | Afghanistan | AFG | 2022-01-02 | v8 | TRUE
https://raw.githubusercontent.com/mrc-ide/global-lmic-reports/master/AFG/projections.csv | 2021-02-14 | ICU_incidence | 1.06 | 1.2 | 1.27 | 1.27 | 1.34 | 1.47 | Pessimistic | Afghanistan | AFG | 2022-01-02 | v8 | TRUE
https://raw.githubusercontent.com/mrc-ide/global-lmic-reports/master/AFG/projections.csv | 2021-02-14 | prevalence | 2767.15 | 3202.77 | 3332.85 | 3345.12 | 3538.23 | 3894.61 | Pessimistic | Afghanistan | AFG | 2022-01-02 | v8 | TRUE
https://raw.githubusercontent.com/mrc-ide/global-lmic-reports/master/AFG/projections.csv | 2021-02-14 | cumulative_infections | 1022773.77 | 1060485.25 | 1095035.9 | 1098654.94 | 1113776.4 | 1214693.68 | Pessimistic | Afghanistan | AFG | 2022-01-02 | v8 | TRUE
https://raw.githubusercontent.com/mrc-ide/global-lmic-reports/master/AFG/projections.csv | 2021-02-14 | cumulative_deaths | 2197.79 | 2292.6 | 2368.41 | 2374.42 | 2411.17 | 2650.21 | Pessimistic | Afghanistan | AFG | 2022-01-02 | v8 | TRUE
https://raw.githubusercontent.com/mrc-ide/global-lmic-reports/master/AFG/projections.csv | 2021-02-14 | Rt | 0.95 | 0.99 | 1 | 1 | 1.02 | 1.04 | Pessimistic | Afghanistan | AFG | 2022-01-02 | v8 | TRUE
https://raw.githubusercontent.com/mrc-ide/global-lmic-reports/master/AFG/projections.csv | 2021-02-14 | Reff | 0.93 | 0.96 | 0.98 | 0.98 | 1 | 1.01 | Pessimistic | Afghanistan | AFG | 2022-01-02 | v8 | TRUE
https://raw.githubusercontent.com/mrc-ide/global-lmic-reports/master/AFG/projections.csv | 2021-02-14 | infections | 402.73 | 461.43 | 486.57 | 482.29 | 506.94 | 565.73 | Relax Interventions 50% | Afghanistan | AFG | 2022-01-02 | v8 | TRUE
https://raw.githubusercontent.com/mrc-ide/global-lmic-reports/master/AFG/projections.csv | 2021-02-14 | deaths | 1.29 | 1.42 | 1.48 | 1.48 | 1.54 | 1.64 | Relax Interventions 50% | Afghanistan | AFG | 2022-01-02 | v8 | TRUE
https://raw.githubusercontent.com/mrc-ide/global-lmic-reports/master/AFG/projections.csv | 2021-02-14 | hospital_demand | 43.36 | 47.67 | 50.18 | 50.1 | 52.49 | 55.72 | Relax Interventions 50% | Afghanistan | AFG | 2022-01-02 | v8 | TRUE
https://raw.githubusercontent.com/mrc-ide/global-lmic-reports/master/AFG/projections.csv | 2021-02-14 | ICU_demand | 20.58 | 22.73 | 23.6 | 23.44 | 24.35 | 26.01 | Relax Interventions 50% | Afghanistan | AFG | 2022-01-02 | v8 | TRUE
https://raw.githubusercontent.com/mrc-ide/global-lmic-reports/master/AFG/projections.csv | 2021-02-14 | hospital_incidence | 3.7 | 4.2 | 4.43 | 4.43 | 4.69 | 5.14 | Relax Interventions 50% | Afghanistan | AFG | 2022-01-02 | v8 | TRUE
https://raw.githubusercontent.com/mrc-ide/global-lmic-reports/master/AFG/projections.csv | 2021-02-14 | ICU_incidence | 1.06 | 1.2 | 1.27 | 1.27 | 1.34 | 1.47 | Relax Interventions 50% | Afghanistan | AFG | 2022-01-02 | v8 | TRUE
https://raw.githubusercontent.com/mrc-ide/global-lmic-reports/master/AFG/projections.csv | 2021-02-14 | prevalence | 2767.15 | 3202.77 | 3332.85 | 3345.12 | 3538.23 | 3894.61 | Relax Interventions 50% | Afghanistan | AFG | 2022-01-02 | v8 | TRUE
https://raw.githubusercontent.com/mrc-ide/global-lmic-reports/master/AFG/projections.csv | 2021-02-14 | cumulative_infections | 1022773.77 | 1060485.25 | 1095035.9 | 1098654.94 | 1113776.4 | 1214693.68 | Relax Interventions 50% | Afghanistan | AFG | 2022-01-02 | v8 | TRUE
https://raw.githubusercontent.com/mrc-ide/global-lmic-reports/master/AFG/projections.csv | 2021-02-14 | cumulative_deaths | 2197.79 | 2292.6 | 2368.41 | 2374.42 | 2411.17 | 2650.21 | Relax Interventions 50% | Afghanistan | AFG | 2022-01-02 | v8 | TRUE
https://raw.githubusercontent.com/mrc-ide/global-lmic-reports/master/AFG/projections.csv | 2021-02-14 | Rt | 0.95 | 0.99 | 1 | 1 | 1.02 | 1.04 | Relax Interventions 50% | Afghanistan | AFG | 2022-01-02 | v8 | TRUE
https://raw.githubusercontent.com/mrc-ide/global-lmic-reports/master/AFG/projections.csv | 2021-02-14 | Reff | 0.93 | 0.96 | 0.98 | 0.98 | 1 | 1.01 | Relax Interventions 50% | Afghanistan | AFG | 2022-01-02 | v8 | TRUE
https://raw.githubusercontent.com/mrc-ide/global-lmic-reports/master/AFG/projections.csv | 2021-02-14 | infections | 410.01 | 445.2 | 477.56 | 475.87 | 501.79 | 541.42 | Surged Additional 50% Reduction | Afghanistan | AFG | 2022-01-02 | v8 | TRUE
https://raw.githubusercontent.com/mrc-ide/global-lmic-reports/master/AFG/projections.csv | 2021-02-14 | deaths | 1.28 | 1.37 | 1.44 | 1.45 | 1.52 | 1.64 | Surged Additional 50% Reduction | Afghanistan | AFG | 2022-01-02 | v8 | TRUE
https://raw.githubusercontent.com/mrc-ide/global-lmic-reports/master/AFG/projections.csv | 2021-02-14 | hospital_demand | 43.6 | 46.42 | 49.17 | 49.22 | 51.16 | 55.96 | Surged Additional 50% Reduction | Afghanistan | AFG | 2022-01-02 | v8 | TRUE
https://raw.githubusercontent.com/mrc-ide/global-lmic-reports/master/AFG/projections.csv | 2021-02-14 | ICU_demand | 20.4 | 21.75 | 22.91 | 23.02 | 24.18 | 26.1 | Surged Additional 50% Reduction | Afghanistan | AFG | 2022-01-02 | v8 | TRUE
https://raw.githubusercontent.com/mrc-ide/global-lmic-reports/master/AFG/projections.csv | 2021-02-14 | hospital_incidence | 3.8 | 4.08 | 4.39 | 4.36 | 4.58 | 5.01 | Surged Additional 50% Reduction | Afghanistan | AFG | 2022-01-02 | v8 | TRUE
https://raw.githubusercontent.com/mrc-ide/global-lmic-reports/master/AFG/projections.csv | 2021-02-14 | ICU_incidence | 1.09 | 1.17 | 1.26 | 1.25 | 1.31 | 1.43 | Surged Additional 50% Reduction | Afghanistan | AFG | 2022-01-02 | v8 | TRUE
https://raw.githubusercontent.com/mrc-ide/global-lmic-reports/master/AFG/projections.csv | 2021-02-14 | prevalence | 2840.84 | 3061.17 | 3306.42 | 3292.23 | 3475.66 | 3767.06 | Surged Additional 50% Reduction | Afghanistan | AFG | 2022-01-02 | v8 | TRUE
https://raw.githubusercontent.com/mrc-ide/global-lmic-reports/master/AFG/projections.csv | 2021-02-14 | cumulative_infections | 1014122.4 | 1058892.12 | 1087307.13 | 1087270.94 | 1115807.06 | 1167970.58 | Surged Additional 50% Reduction | Afghanistan | AFG | 2022-01-02 | v8 | TRUE
https://raw.githubusercontent.com/mrc-ide/global-lmic-reports/master/AFG/projections.csv | 2021-02-14 | cumulative_deaths | 2179.92 | 2275.49 | 2337.5 | 2336.42 | 2398.73 | 2509.32 | Surged Additional 50% Reduction | Afghanistan | AFG | 2022-01-02 | v8 | TRUE
https://raw.githubusercontent.com/mrc-ide/global-lmic-reports/master/AFG/projections.csv | 2021-02-14 | Rt | 0.97 | 0.99 | 1 | 1.01 | 1.02 | 1.06 | Surged Additional 50% Reduction | Afghanistan | AFG | 2022-01-02 | v8 | TRUE
https://raw.githubusercontent.com/mrc-ide/global-lmic-reports/master/AFG/projections.csv | 2021-02-14 | Reff | 0.94 | 0.97 | 0.98 | 0.98 | 0.99 | 1.03 | Surged Additional 50% Reduction | Afghanistan | AFG | 2022-01-02 | v8 | TRUE
https://raw.githubusercontent.com/mrc-ide/global-lmic-reports/master/AFG/projections.csv | 2021-02-14 | infections | 410.01 | 445.2 | 477.56 | 475.87 | 501.79 | 541.42 | Surged Maintain Status Quo | Afghanistan | AFG | 2022-01-02 | v8 | TRUE
https://raw.githubusercontent.com/mrc-ide/global-lmic-reports/master/AFG/projections.csv | 2021-02-14 | deaths | 1.28 | 1.37 | 1.44 | 1.45 | 1.52 | 1.64 | Surged Maintain Status Quo | Afghanistan | AFG | 2022-01-02 | v8 | TRUE
https://raw.githubusercontent.com/mrc-ide/global-lmic-reports/master/AFG/projections.csv | 2021-02-14 | hospital_demand | 43.6 | 46.42 | 49.17 | 49.22 | 51.16 | 55.96 | Surged Maintain Status Quo | Afghanistan | AFG | 2022-01-02 | v8 | TRUE
https://raw.githubusercontent.com/mrc-ide/global-lmic-reports/master/AFG/projections.csv | 2021-02-14 | ICU_demand | 20.4 | 21.75 | 22.91 | 23.02 | 24.18 | 26.1 | Surged Maintain Status Quo | Afghanistan | AFG | 2022-01-02 | v8 | TRUE
https://raw.githubusercontent.com/mrc-ide/global-lmic-reports/master/AFG/projections.csv | 2021-02-14 | hospital_incidence | 3.8 | 4.08 | 4.39 | 4.36 | 4.58 | 5.01 | Surged Maintain Status Quo | Afghanistan | AFG | 2022-01-02 | v8 | TRUE
https://raw.githubusercontent.com/mrc-ide/global-lmic-reports/master/AFG/projections.csv | 2021-02-14 | ICU_incidence | 1.09 | 1.17 | 1.26 | 1.25 | 1.31 | 1.43 | Surged Maintain Status Quo | Afghanistan | AFG | 2022-01-02 | v8 | TRUE
https://raw.githubusercontent.com/mrc-ide/global-lmic-reports/master/AFG/projections.csv | 2021-02-14 | prevalence | 2840.84 | 3061.17 | 3306.42 | 3292.23 | 3475.66 | 3767.06 | Surged Maintain Status Quo | Afghanistan | AFG | 2022-01-02 | v8 | TRUE
https://raw.githubusercontent.com/mrc-ide/global-lmic-reports/master/AFG/projections.csv | 2021-02-14 | cumulative_infections | 1014122.4 | 1058892.12 | 1087307.13 | 1087270.94 | 1115807.06 | 1167970.58 | Surged Maintain Status Quo | Afghanistan | AFG | 2022-01-02 | v8 | TRUE
https://raw.githubusercontent.com/mrc-ide/global-lmic-reports/master/AFG/projections.csv | 2021-02-14 | cumulative_deaths | 2179.92 | 2275.49 | 2337.5 | 2336.42 | 2398.73 | 2509.32 | Surged Maintain Status Quo | Afghanistan | AFG | 2022-01-02 | v8 | TRUE
https://raw.githubusercontent.com/mrc-ide/global-lmic-reports/master/AFG/projections.csv | 2021-02-14 | Rt | 0.97 | 0.99 | 1 | 1.01 | 1.02 | 1.06 | Surged Maintain Status Quo | Afghanistan | AFG | 2022-01-02 | v8 | TRUE
https://raw.githubusercontent.com/mrc-ide/global-lmic-reports/master/AFG/projections.csv | 2021-02-14 | Reff | 0.94 | 0.97 | 0.98 | 0.98 | 0.99 | 1.03 | Surged Maintain Status Quo | Afghanistan | AFG | 2022-01-02 | v8 | TRUE
https://raw.githubusercontent.com/mrc-ide/global-lmic-reports/master/AFG/projections.csv | 2021-02-14 | infections | 410.01 | 445.2 | 477.56 | 475.87 | 501.79 | 541.42 | Surged Optimistic | Afghanistan | AFG | 2022-01-02 | v8 | TRUE
https://raw.githubusercontent.com/mrc-ide/global-lmic-reports/master/AFG/projections.csv | 2021-02-14 | deaths | 1.28 | 1.37 | 1.44 | 1.45 | 1.52 | 1.64 | Surged Optimistic | Afghanistan | AFG | 2022-01-02 | v8 | TRUE
https://raw.githubusercontent.com/mrc-ide/global-lmic-reports/master/AFG/projections.csv | 2021-02-14 | hospital_demand | 43.6 | 46.42 | 49.17 | 49.22 | 51.16 | 55.96 | Surged Optimistic | Afghanistan | AFG | 2022-01-02 | v8 | TRUE
https://raw.githubusercontent.com/mrc-ide/global-lmic-reports/master/AFG/projections.csv | 2021-02-14 | ICU_demand | 20.4 | 21.75 | 22.91 | 23.02 | 24.18 | 26.1 | Surged Optimistic | Afghanistan | AFG | 2022-01-02 | v8 | TRUE
https://raw.githubusercontent.com/mrc-ide/global-lmic-reports/master/AFG/projections.csv | 2021-02-14 | hospital_incidence | 3.8 | 4.08 | 4.39 | 4.36 | 4.58 | 5.01 | Surged Optimistic | Afghanistan | AFG | 2022-01-02 | v8 | TRUE
https://raw.githubusercontent.com/mrc-ide/global-lmic-reports/master/AFG/projections.csv | 2021-02-14 | ICU_incidence | 1.09 | 1.17 | 1.26 | 1.25 | 1.31 | 1.43 | Surged Optimistic | Afghanistan | AFG | 2022-01-02 | v8 | TRUE
https://raw.githubusercontent.com/mrc-ide/global-lmic-reports/master/AFG/projections.csv | 2021-02-14 | prevalence | 2840.84 | 3061.17 | 3306.42 | 3292.23 | 3475.66 | 3767.06 | Surged Optimistic | Afghanistan | AFG | 2022-01-02 | v8 | TRUE
https://raw.githubusercontent.com/mrc-ide/global-lmic-reports/master/AFG/projections.csv | 2021-02-14 | cumulative_infections | 1014122.4 | 1058892.12 | 1087307.13 | 1087270.94 | 1115807.06 | 1167970.58 | Surged Optimistic | Afghanistan | AFG | 2022-01-02 | v8 | TRUE
https://raw.githubusercontent.com/mrc-ide/global-lmic-reports/master/AFG/projections.csv | 2021-02-14 | cumulative_deaths | 2179.92 | 2275.49 | 2337.5 | 2336.42 | 2398.73 | 2509.32 | Surged Optimistic | Afghanistan | AFG | 2022-01-02 | v8 | TRUE
https://raw.githubusercontent.com/mrc-ide/global-lmic-reports/master/AFG/projections.csv | 2021-02-14 | Rt | 0.97 | 0.99 | 1 | 1.01 | 1.02 | 1.06 | Surged Optimistic | Afghanistan | AFG | 2022-01-02 | v8 | TRUE
https://raw.githubusercontent.com/mrc-ide/global-lmic-reports/master/AFG/projections.csv | 2021-02-14 | Reff | 0.94 | 0.97 | 0.98 | 0.98 | 0.99 | 1.03 | Surged Optimistic | Afghanistan | AFG | 2022-01-02 | v8 | TRUE
https://raw.githubusercontent.com/mrc-ide/global-lmic-reports/master/AFG/projections.csv | 2021-02-14 | infections | 410.01 | 445.2 | 477.56 | 475.87 | 501.79 | 541.42 | Surged Pessimistic | Afghanistan | AFG | 2022-01-02 | v8 | TRUE
https://raw.githubusercontent.com/mrc-ide/global-lmic-reports/master/AFG/projections.csv | 2021-02-14 | deaths | 1.28 | 1.37 | 1.44 | 1.45 | 1.52 | 1.64 | Surged Pessimistic | Afghanistan | AFG | 2022-01-02 | v8 | TRUE
https://raw.githubusercontent.com/mrc-ide/global-lmic-reports/master/AFG/projections.csv | 2021-02-14 | hospital_demand | 43.6 | 46.42 | 49.17 | 49.22 | 51.16 | 55.96 | Surged Pessimistic | Afghanistan | AFG | 2022-01-02 | v8 | TRUE
https://raw.githubusercontent.com/mrc-ide/global-lmic-reports/master/AFG/projections.csv | 2021-02-14 | ICU_demand | 20.4 | 21.75 | 22.91 | 23.02 | 24.18 | 26.1 | Surged Pessimistic | Afghanistan | AFG | 2022-01-02 | v8 | TRUE
https://raw.githubusercontent.com/mrc-ide/global-lmic-reports/master/AFG/projections.csv | 2021-02-14 | hospital_incidence | 3.8 | 4.08 | 4.39 | 4.36 | 4.58 | 5.01 | Surged Pessimistic | Afghanistan | AFG | 2022-01-02 | v8 | TRUE
https://raw.githubusercontent.com/mrc-ide/global-lmic-reports/master/AFG/projections.csv | 2021-02-14 | ICU_incidence | 1.09 | 1.17 | 1.26 | 1.25 | 1.31 | 1.43 | Surged Pessimistic | Afghanistan | AFG | 2022-01-02 | v8 | TRUE
https://raw.githubusercontent.com/mrc-ide/global-lmic-reports/master/AFG/projections.csv | 2021-02-14 | prevalence | 2840.84 | 3061.17 | 3306.42 | 3292.23 | 3475.66 | 3767.06 | Surged Pessimistic | Afghanistan | AFG | 2022-01-02 | v8 | TRUE
https://raw.githubusercontent.com/mrc-ide/global-lmic-reports/master/AFG/projections.csv | 2021-02-14 | cumulative_infections | 1014122.4 | 1058892.12 | 1087307.13 | 1087270.94 | 1115807.06 | 1167970.58 | Surged Pessimistic | Afghanistan | AFG | 2022-01-02 | v8 | TRUE
https://raw.githubusercontent.com/mrc-ide/global-lmic-reports/master/AFG/projections.csv | 2021-02-14 | cumulative_deaths | 2179.92 | 2275.49 | 2337.5 | 2336.42 | 2398.73 | 2509.32 | Surged Pessimistic | Afghanistan | AFG | 2022-01-02 | v8 | TRUE
https://raw.githubusercontent.com/mrc-ide/global-lmic-reports/master/AFG/projections.csv | 2021-02-14 | Rt | 0.97 | 0.99 | 1 | 1.01 | 1.02 | 1.06 | Surged Pessimistic | Afghanistan | AFG | 2022-01-02 | v8 | TRUE
https://raw.githubusercontent.com/mrc-ide/global-lmic-reports/master/AFG/projections.csv | 2021-02-14 | Reff | 0.94 | 0.97 | 0.98 | 0.98 | 0.99 | 1.03 | Surged Pessimistic | Afghanistan | AFG | 2022-01-02 | v8 | TRUE
https://raw.githubusercontent.com/mrc-ide/global-lmic-reports/master/AFG/projections.csv | 2021-02-14 | infections | 410.01 | 445.2 | 477.56 | 475.87 | 501.79 | 541.42 | Surged Relax Interventions 50% | Afghanistan | AFG | 2022-01-02 | v8 | TRUE
https://raw.githubusercontent.com/mrc-ide/global-lmic-reports/master/AFG/projections.csv | 2021-02-14 | deaths | 1.28 | 1.37 | 1.44 | 1.45 | 1.52 | 1.64 | Surged Relax Interventions 50% | Afghanistan | AFG | 2022-01-02 | v8 | TRUE
https://raw.githubusercontent.com/mrc-ide/global-lmic-reports/master/AFG/projections.csv | 2021-02-14 | hospital_demand | 43.6 | 46.42 | 49.17 | 49.22 | 51.16 | 55.96 | Surged Relax Interventions 50% | Afghanistan | AFG | 2022-01-02 | v8 | TRUE
https://raw.githubusercontent.com/mrc-ide/global-lmic-reports/master/AFG/projections.csv | 2021-02-14 | ICU_demand | 20.4 | 21.75 | 22.91 | 23.02 | 24.18 | 26.1 | Surged Relax Interventions 50% | Afghanistan | AFG | 2022-01-02 | v8 | TRUE
https://raw.githubusercontent.com/mrc-ide/global-lmic-reports/master/AFG/projections.csv | 2021-02-14 | hospital_incidence | 3.8 | 4.08 | 4.39 | 4.36 | 4.58 | 5.01 | Surged Relax Interventions 50% | Afghanistan | AFG | 2022-01-02 | v8 | TRUE
https://raw.githubusercontent.com/mrc-ide/global-lmic-reports/master/AFG/projections.csv | 2021-02-14 | ICU_incidence | 1.09 | 1.17 | 1.26 | 1.25 | 1.31 | 1.43 | Surged Relax Interventions 50% | Afghanistan | AFG | 2022-01-02 | v8 | TRUE
https://raw.githubusercontent.com/mrc-ide/global-lmic-reports/master/AFG/projections.csv | 2021-02-14 | prevalence | 2840.84 | 3061.17 | 3306.42 | 3292.23 | 3475.66 | 3767.06 | Surged Relax Interventions 50% | Afghanistan | AFG | 2022-01-02 | v8 | TRUE
https://raw.githubusercontent.com/mrc-ide/global-lmic-reports/master/AFG/projections.csv | 2021-02-14 | cumulative_infections | 1014122.4 | 1058892.12 | 1087307.13 | 1087270.94 | 1115807.06 | 1167970.58 | Surged Relax Interventions 50% | Afghanistan | AFG | 2022-01-02 | v8 | TRUE
https://raw.githubusercontent.com/mrc-ide/global-lmic-reports/master/AFG/projections.csv | 2021-02-14 | cumulative_deaths | 2179.92 | 2275.49 | 2337.5 | 2336.42 | 2398.73 | 2509.32 | Surged Relax Interventions 50% | Afghanistan | AFG | 2022-01-02 | v8 | TRUE
https://raw.githubusercontent.com/mrc-ide/global-lmic-reports/master/AFG/projections.csv | 2021-02-14 | Rt | 0.97 | 0.99 | 1 | 1.01 | 1.02 | 1.06 | Surged Relax Interventions 50% | Afghanistan | AFG | 2022-01-02 | v8 | TRUE
https://raw.githubusercontent.com/mrc-ide/global-lmic-reports/master/AFG/projections.csv | 2021-02-14 | Reff | 0.94 | 0.97 | 0.98 | 0.98 | 0.99 | 1.03 | Surged Relax Interventions 50% | Afghanistan | AFG | 2022-01-02 | v8 | TRUE
https://raw.githubusercontent.com/mrc-ide/global-lmic-reports/master/AFG/projections.csv | 2021-02-15 | infections | 396.6 | 458.6 | 482.74 | 478.64 | 503.22 | 562.58 | Additional 50% Reduction | Afghanistan | AFG | 2022-01-02 | v8 | TRUE
https://raw.githubusercontent.com/mrc-ide/global-lmic-reports/master/AFG/projections.csv | 2021-02-15 | deaths | 1.24 | 1.37 | 1.42 | 1.43 | 1.48 | 1.59 | Additional 50% Reduction | Afghanistan | AFG | 2022-01-02 | v8 | TRUE
https://raw.githubusercontent.com/mrc-ide/global-lmic-reports/master/AFG/projections.csv | 2021-02-15 | hospital_demand | 42.15 | 46.35 | 48.91 | 48.91 | 51.19 | 54.41 | Additional 50% Reduction | Afghanistan | AFG | 2022-01-02 | v8 | TRUE
https://raw.githubusercontent.com/mrc-ide/global-lmic-reports/master/AFG/projections.csv | 2021-02-15 | ICU_demand | 19.85 | 21.89 | 22.76 | 22.68 | 23.53 | 25.12 | Additional 50% Reduction | Afghanistan | AFG | 2022-01-02 | v8 | TRUE
https://raw.githubusercontent.com/mrc-ide/global-lmic-reports/master/AFG/projections.csv | 2021-02-15 | hospital_incidence | 3.66 | 4.19 | 4.4 | 4.4 | 4.66 | 5.12 | Additional 50% Reduction | Afghanistan | AFG | 2022-01-02 | v8 | TRUE
https://raw.githubusercontent.com/mrc-ide/global-lmic-reports/master/AFG/projections.csv | 2021-02-15 | ICU_incidence | 1.05 | 1.2 | 1.26 | 1.26 | 1.33 | 1.46 | Additional 50% Reduction | Afghanistan | AFG | 2022-01-02 | v8 | TRUE
https://raw.githubusercontent.com/mrc-ide/global-lmic-reports/master/AFG/projections.csv | 2021-02-15 | prevalence | 2760.77 | 3192.58 | 3325.8 | 3331.92 | 3525.88 | 3888.3 | Additional 50% Reduction | Afghanistan | AFG | 2022-01-02 | v8 | TRUE
https://raw.githubusercontent.com/mrc-ide/global-lmic-reports/master/AFG/projections.csv | 2021-02-15 | cumulative_infections | 1023238.77 | 1060923.14 | 1095514.32 | 1099133.59 | 1114304.36 | 1215167.36 | Additional 50% Reduction | Afghanistan | AFG | 2022-01-02 | v8 | TRUE
https://raw.githubusercontent.com/mrc-ide/global-lmic-reports/master/AFG/projections.csv | 2021-02-15 | cumulative_deaths | 2199.17 | 2293.93 | 2369.82 | 2375.84 | 2412.67 | 2651.74 | Additional 50% Reduction | Afghanistan | AFG | 2022-01-02 | v8 | TRUE
https://raw.githubusercontent.com/mrc-ide/global-lmic-reports/master/AFG/projections.csv | 2021-02-15 | Rt | 1.01 | 1.04 | 1.05 | 1.05 | 1.06 | 1.08 | Additional 50% Reduction | Afghanistan | AFG | 2022-01-02 | v8 | TRUE
https://raw.githubusercontent.com/mrc-ide/global-lmic-reports/master/AFG/projections.csv | 2021-02-15 | Reff | 0.98 | 1.01 | 1.02 | 1.02 | 1.03 | 1.05 | Additional 50% Reduction | Afghanistan | AFG | 2022-01-02 | v8 | TRUE
https://raw.githubusercontent.com/mrc-ide/global-lmic-reports/master/AFG/projections.csv | 2021-02-15 | infections | 396.6 | 458.6 | 482.74 | 478.64 | 503.22 | 562.58 | Maintain Status Quo | Afghanistan | AFG | 2022-01-02 | v8 | TRUE
https://raw.githubusercontent.com/mrc-ide/global-lmic-reports/master/AFG/projections.csv | 2021-02-15 | deaths | 1.24 | 1.37 | 1.42 | 1.43 | 1.48 | 1.59 | Maintain Status Quo | Afghanistan | AFG | 2022-01-02 | v8 | TRUE
https://raw.githubusercontent.com/mrc-ide/global-lmic-reports/master/AFG/projections.csv | 2021-02-15 | hospital_demand | 42.15 | 46.35 | 48.91 | 48.91 | 51.19 | 54.41 | Maintain Status Quo | Afghanistan | AFG | 2022-01-02 | v8 | TRUE
https://raw.githubusercontent.com/mrc-ide/global-lmic-reports/master/AFG/projections.csv | 2021-02-15 | ICU_demand | 19.85 | 21.89 | 22.76 | 22.68 | 23.53 | 25.12 | Maintain Status Quo | Afghanistan | AFG | 2022-01-02 | v8 | TRUE
https://raw.githubusercontent.com/mrc-ide/global-lmic-reports/master/AFG/projections.csv | 2021-02-15 | hospital_incidence | 3.66 | 4.19 | 4.4 | 4.4 | 4.66 | 5.12 | Maintain Status Quo | Afghanistan | AFG | 2022-01-02 | v8 | TRUE
https://raw.githubusercontent.com/mrc-ide/global-lmic-reports/master/AFG/projections.csv | 2021-02-15 | ICU_incidence | 1.05 | 1.2 | 1.26 | 1.26 | 1.33 | 1.46 | Maintain Status Quo | Afghanistan | AFG | 2022-01-02 | v8 | TRUE
https://raw.githubusercontent.com/mrc-ide/global-lmic-reports/master/AFG/projections.csv | 2021-02-15 | prevalence | 2760.77 | 3192.58 | 3325.8 | 3331.92 | 3525.88 | 3888.3 | Maintain Status Quo | Afghanistan | AFG | 2022-01-02 | v8 | TRUE
https://raw.githubusercontent.com/mrc-ide/global-lmic-reports/master/AFG/projections.csv | 2021-02-15 | cumulative_infections | 1023238.77 | 1060923.14 | 1095514.32 | 1099133.59 | 1114304.36 | 1215167.36 | Maintain Status Quo | Afghanistan | AFG | 2022-01-02 | v8 | TRUE
https://raw.githubusercontent.com/mrc-ide/global-lmic-reports/master/AFG/projections.csv | 2021-02-15 | cumulative_deaths | 2199.17 | 2293.93 | 2369.82 | 2375.84 | 2412.67 | 2651.74 | Maintain Status Quo | Afghanistan | AFG | 2022-01-02 | v8 | TRUE
https://raw.githubusercontent.com/mrc-ide/global-lmic-reports/master/AFG/projections.csv | 2021-02-15 | Rt | 1.01 | 1.04 | 1.05 | 1.05 | 1.06 | 1.08 | Maintain Status Quo | Afghanistan | AFG | 2022-01-02 | v8 | TRUE
https://raw.githubusercontent.com/mrc-ide/global-lmic-reports/master/AFG/projections.csv | 2021-02-15 | Reff | 0.98 | 1.01 | 1.02 | 1.02 | 1.03 | 1.05 | Maintain Status Quo | Afghanistan | AFG | 2022-01-02 | v8 | TRUE
https://raw.githubusercontent.com/mrc-ide/global-lmic-reports/master/AFG/projections.csv | 2021-02-15 | infections | 396.6 | 458.6 | 482.74 | 478.64 | 503.22 | 562.58 | Optimistic | Afghanistan | AFG | 2022-01-02 | v8 | TRUE
https://raw.githubusercontent.com/mrc-ide/global-lmic-reports/master/AFG/projections.csv | 2021-02-15 | deaths | 1.24 | 1.37 | 1.42 | 1.43 | 1.48 | 1.59 | Optimistic | Afghanistan | AFG | 2022-01-02 | v8 | TRUE
https://raw.githubusercontent.com/mrc-ide/global-lmic-reports/master/AFG/projections.csv | 2021-02-15 | hospital_demand | 42.15 | 46.35 | 48.91 | 48.91 | 51.19 | 54.41 | Optimistic | Afghanistan | AFG | 2022-01-02 | v8 | TRUE
https://raw.githubusercontent.com/mrc-ide/global-lmic-reports/master/AFG/projections.csv | 2021-02-15 | ICU_demand | 19.85 | 21.89 | 22.76 | 22.68 | 23.53 | 25.12 | Optimistic | Afghanistan | AFG | 2022-01-02 | v8 | TRUE
https://raw.githubusercontent.com/mrc-ide/global-lmic-reports/master/AFG/projections.csv | 2021-02-15 | hospital_incidence | 3.66 | 4.19 | 4.4 | 4.4 | 4.66 | 5.12 | Optimistic | Afghanistan | AFG | 2022-01-02 | v8 | TRUE
https://raw.githubusercontent.com/mrc-ide/global-lmic-reports/master/AFG/projections.csv | 2021-02-15 | ICU_incidence | 1.05 | 1.2 | 1.26 | 1.26 | 1.33 | 1.46 | Optimistic | Afghanistan | AFG | 2022-01-02 | v8 | TRUE
https://raw.githubusercontent.com/mrc-ide/global-lmic-reports/master/AFG/projections.csv | 2021-02-15 | prevalence | 2760.77 | 3192.58 | 3325.8 | 3331.92 | 3525.88 | 3888.3 | Optimistic | Afghanistan | AFG | 2022-01-02 | v8 | TRUE
https://raw.githubusercontent.com/mrc-ide/global-lmic-reports/master/AFG/projections.csv | 2021-02-15 | cumulative_infections | 1023238.77 | 1060923.14 | 1095514.32 | 1099133.59 | 1114304.36 | 1215167.36 | Optimistic | Afghanistan | AFG | 2022-01-02 | v8 | TRUE
https://raw.githubusercontent.com/mrc-ide/global-lmic-reports/master/AFG/projections.csv | 2021-02-15 | cumulative_deaths | 2199.17 | 2293.93 | 2369.82 | 2375.84 | 2412.67 | 2651.74 | Optimistic | Afghanistan | AFG | 2022-01-02 | v8 | TRUE
https://raw.githubusercontent.com/mrc-ide/global-lmic-reports/master/AFG/projections.csv | 2021-02-15 | Rt | 1.01 | 1.04 | 1.05 | 1.05 | 1.06 | 1.08 | Optimistic | Afghanistan | AFG | 2022-01-02 | v8 | TRUE
https://raw.githubusercontent.com/mrc-ide/global-lmic-reports/master/AFG/projections.csv | 2021-02-15 | Reff | 0.98 | 1.01 | 1.02 | 1.02 | 1.03 | 1.05 | Optimistic | Afghanistan | AFG | 2022-01-02 | v8 | TRUE
https://raw.githubusercontent.com/mrc-ide/global-lmic-reports/master/AFG/projections.csv | 2021-02-15 | infections | 396.6 | 458.6 | 482.74 | 478.64 | 503.22 | 562.58 | Pessimistic | Afghanistan | AFG | 2022-01-02 | v8 | TRUE
https://raw.githubusercontent.com/mrc-ide/global-lmic-reports/master/AFG/projections.csv | 2021-02-15 | deaths | 1.24 | 1.37 | 1.42 | 1.43 | 1.48 | 1.59 | Pessimistic | Afghanistan | AFG | 2022-01-02 | v8 | TRUE
https://raw.githubusercontent.com/mrc-ide/global-lmic-reports/master/AFG/projections.csv | 2021-02-15 | hospital_demand | 42.15 | 46.35 | 48.91 | 48.91 | 51.19 | 54.41 | Pessimistic | Afghanistan | AFG | 2022-01-02 | v8 | TRUE
https://raw.githubusercontent.com/mrc-ide/global-lmic-reports/master/AFG/projections.csv | 2021-02-15 | ICU_demand | 19.85 | 21.89 | 22.76 | 22.68 | 23.53 | 25.12 | Pessimistic | Afghanistan | AFG | 2022-01-02 | v8 | TRUE
https://raw.githubusercontent.com/mrc-ide/global-lmic-reports/master/AFG/projections.csv | 2021-02-15 | hospital_incidence | 3.66 | 4.19 | 4.4 | 4.4 | 4.66 | 5.12 | Pessimistic | Afghanistan | AFG | 2022-01-02 | v8 | TRUE
https://raw.githubusercontent.com/mrc-ide/global-lmic-reports/master/AFG/projections.csv | 2021-02-15 | ICU_incidence | 1.05 | 1.2 | 1.26 | 1.26 | 1.33 | 1.46 | Pessimistic | Afghanistan | AFG | 2022-01-02 | v8 | TRUE
https://raw.githubusercontent.com/mrc-ide/global-lmic-reports/master/AFG/projections.csv | 2021-02-15 | prevalence | 2760.77 | 3192.58 | 3325.8 | 3331.92 | 3525.88 | 3888.3 | Pessimistic | Afghanistan | AFG | 2022-01-02 | v8 | TRUE
https://raw.githubusercontent.com/mrc-ide/global-lmic-reports/master/AFG/projections.csv | 2021-02-15 | cumulative_infections | 1023238.77 | 1060923.14 | 1095514.32 | 1099133.59 | 1114304.36 | 1215167.36 | Pessimistic | Afghanistan | AFG | 2022-01-02 | v8 | TRUE
https://raw.githubusercontent.com/mrc-ide/global-lmic-reports/master/AFG/projections.csv | 2021-02-15 | cumulative_deaths | 2199.17 | 2293.93 | 2369.82 | 2375.84 | 2412.67 | 2651.74 | Pessimistic | Afghanistan | AFG | 2022-01-02 | v8 | TRUE
https://raw.githubusercontent.com/mrc-ide/global-lmic-reports/master/AFG/projections.csv | 2021-02-15 | Rt | 1.01 | 1.04 | 1.05 | 1.05 | 1.06 | 1.08 | Pessimistic | Afghanistan | AFG | 2022-01-02 | v8 | TRUE
https://raw.githubusercontent.com/mrc-ide/global-lmic-reports/master/AFG/projections.csv | 2021-02-15 | Reff | 0.98 | 1.01 | 1.02 | 1.02 | 1.03 | 1.05 | Pessimistic | Afghanistan | AFG | 2022-01-02 | v8 | TRUE
https://raw.githubusercontent.com/mrc-ide/global-lmic-reports/master/AFG/projections.csv | 2021-02-15 | infections | 396.6 | 458.6 | 482.74 | 478.64 | 503.22 | 562.58 | Relax Interventions 50% | Afghanistan | AFG | 2022-01-02 | v8 | TRUE
https://raw.githubusercontent.com/mrc-ide/global-lmic-reports/master/AFG/projections.csv | 2021-02-15 | deaths | 1.24 | 1.37 | 1.42 | 1.43 | 1.48 | 1.59 | Relax Interventions 50% | Afghanistan | AFG | 2022-01-02 | v8 | TRUE
https://raw.githubusercontent.com/mrc-ide/global-lmic-reports/master/AFG/projections.csv | 2021-02-15 | hospital_demand | 42.15 | 46.35 | 48.91 | 48.91 | 51.19 | 54.41 | Relax Interventions 50% | Afghanistan | AFG | 2022-01-02 | v8 | TRUE
https://raw.githubusercontent.com/mrc-ide/global-lmic-reports/master/AFG/projections.csv | 2021-02-15 | ICU_demand | 19.85 | 21.89 | 22.76 | 22.68 | 23.53 | 25.12 | Relax Interventions 50% | Afghanistan | AFG | 2022-01-02 | v8 | TRUE
https://raw.githubusercontent.com/mrc-ide/global-lmic-reports/master/AFG/projections.csv | 2021-02-15 | hospital_incidence | 3.66 | 4.19 | 4.4 | 4.4 | 4.66 | 5.12 | Relax Interventions 50% | Afghanistan | AFG | 2022-01-02 | v8 | TRUE
https://raw.githubusercontent.com/mrc-ide/global-lmic-reports/master/AFG/projections.csv | 2021-02-15 | ICU_incidence | 1.05 | 1.2 | 1.26 | 1.26 | 1.33 | 1.46 | Relax Interventions 50% | Afghanistan | AFG | 2022-01-02 | v8 | TRUE
https://raw.githubusercontent.com/mrc-ide/global-lmic-reports/master/AFG/projections.csv | 2021-02-15 | prevalence | 2760.77 | 3192.58 | 3325.8 | 3331.92 | 3525.88 | 3888.3 | Relax Interventions 50% | Afghanistan | AFG | 2022-01-02 | v8 | TRUE
https://raw.githubusercontent.com/mrc-ide/global-lmic-reports/master/AFG/projections.csv | 2021-02-15 | cumulative_infections | 1023238.77 | 1060923.14 | 1095514.32 | 1099133.59 | 1114304.36 | 1215167.36 | Relax Interventions 50% | Afghanistan | AFG | 2022-01-02 | v8 | TRUE
https://raw.githubusercontent.com/mrc-ide/global-lmic-reports/master/AFG/projections.csv | 2021-02-15 | cumulative_deaths | 2199.17 | 2293.93 | 2369.82 | 2375.84 | 2412.67 | 2651.74 | Relax Interventions 50% | Afghanistan | AFG | 2022-01-02 | v8 | TRUE
https://raw.githubusercontent.com/mrc-ide/global-lmic-reports/master/AFG/projections.csv | 2021-02-15 | Rt | 1.01 | 1.04 | 1.05 | 1.05 | 1.06 | 1.08 | Relax Interventions 50% | Afghanistan | AFG | 2022-01-02 | v8 | TRUE
https://raw.githubusercontent.com/mrc-ide/global-lmic-reports/master/AFG/projections.csv | 2021-02-15 | Reff | 0.98 | 1.01 | 1.02 | 1.02 | 1.03 | 1.05 | Relax Interventions 50% | Afghanistan | AFG | 2022-01-02 | v8 | TRUE
https://raw.githubusercontent.com/mrc-ide/global-lmic-reports/master/AFG/projections.csv | 2021-02-15 | infections | 406.07 | 442.09 | 473.5 | 472.33 | 498.44 | 537.12 | Surged Additional 50% Reduction | Afghanistan | AFG | 2022-01-02 | v8 | TRUE
https://raw.githubusercontent.com/mrc-ide/global-lmic-reports/master/AFG/projections.csv | 2021-02-15 | deaths | 1.24 | 1.32 | 1.4 | 1.4 | 1.46 | 1.59 | Surged Additional 50% Reduction | Afghanistan | AFG | 2022-01-02 | v8 | TRUE
https://raw.githubusercontent.com/mrc-ide/global-lmic-reports/master/AFG/projections.csv | 2021-02-15 | hospital_demand | 42.45 | 45.38 | 48.08 | 48.06 | 49.98 | 54.67 | Surged Additional 50% Reduction | Afghanistan | AFG | 2022-01-02 | v8 | TRUE
https://raw.githubusercontent.com/mrc-ide/global-lmic-reports/master/AFG/projections.csv | 2021-02-15 | ICU_demand | 19.76 | 21.07 | 22.21 | 22.27 | 23.35 | 25.26 | Surged Additional 50% Reduction | Afghanistan | AFG | 2022-01-02 | v8 | TRUE
https://raw.githubusercontent.com/mrc-ide/global-lmic-reports/master/AFG/projections.csv | 2021-02-15 | hospital_incidence | 3.77 | 4.04 | 4.36 | 4.33 | 4.56 | 4.97 | Surged Additional 50% Reduction | Afghanistan | AFG | 2022-01-02 | v8 | TRUE
https://raw.githubusercontent.com/mrc-ide/global-lmic-reports/master/AFG/projections.csv | 2021-02-15 | ICU_incidence | 1.08 | 1.15 | 1.25 | 1.24 | 1.3 | 1.42 | Surged Additional 50% Reduction | Afghanistan | AFG | 2022-01-02 | v8 | TRUE
https://raw.githubusercontent.com/mrc-ide/global-lmic-reports/master/AFG/projections.csv | 2021-02-15 | prevalence | 2828.49 | 3057.1 | 3297.52 | 3280.81 | 3449.98 | 3739.22 | Surged Additional 50% Reduction | Afghanistan | AFG | 2022-01-02 | v8 | TRUE
https://raw.githubusercontent.com/mrc-ide/global-lmic-reports/master/AFG/projections.csv | 2021-02-15 | cumulative_infections | 1014576.7 | 1059365.17 | 1087775.53 | 1087743.28 | 1116266.84 | 1168439.54 | Surged Additional 50% Reduction | Afghanistan | AFG | 2022-01-02 | v8 | TRUE
https://raw.githubusercontent.com/mrc-ide/global-lmic-reports/master/AFG/projections.csv | 2021-02-15 | cumulative_deaths | 2181.24 | 2276.87 | 2338.85 | 2337.82 | 2400.05 | 2510.8 | Surged Additional 50% Reduction | Afghanistan | AFG | 2022-01-02 | v8 | TRUE
https://raw.githubusercontent.com/mrc-ide/global-lmic-reports/master/AFG/projections.csv | 2021-02-15 | Rt | 1.02 | 1.03 | 1.05 | 1.05 | 1.06 | 1.09 | Surged Additional 50% Reduction | Afghanistan | AFG | 2022-01-02 | v8 | TRUE
https://raw.githubusercontent.com/mrc-ide/global-lmic-reports/master/AFG/projections.csv | 2021-02-15 | Reff | 0.99 | 1.01 | 1.02 | 1.02 | 1.03 | 1.06 | Surged Additional 50% Reduction | Afghanistan | AFG | 2022-01-02 | v8 | TRUE
https://raw.githubusercontent.com/mrc-ide/global-lmic-reports/master/AFG/projections.csv | 2021-02-15 | infections | 406.07 | 442.09 | 473.5 | 472.33 | 498.44 | 537.12 | Surged Maintain Status Quo | Afghanistan | AFG | 2022-01-02 | v8 | TRUE
https://raw.githubusercontent.com/mrc-ide/global-lmic-reports/master/AFG/projections.csv | 2021-02-15 | deaths | 1.24 | 1.32 | 1.4 | 1.4 | 1.46 | 1.59 | Surged Maintain Status Quo | Afghanistan | AFG | 2022-01-02 | v8 | TRUE
https://raw.githubusercontent.com/mrc-ide/global-lmic-reports/master/AFG/projections.csv | 2021-02-15 | hospital_demand | 42.45 | 45.38 | 48.08 | 48.06 | 49.98 | 54.67 | Surged Maintain Status Quo | Afghanistan | AFG | 2022-01-02 | v8 | TRUE
https://raw.githubusercontent.com/mrc-ide/global-lmic-reports/master/AFG/projections.csv | 2021-02-15 | ICU_demand | 19.76 | 21.07 | 22.21 | 22.27 | 23.35 | 25.26 | Surged Maintain Status Quo | Afghanistan | AFG | 2022-01-02 | v8 | TRUE
https://raw.githubusercontent.com/mrc-ide/global-lmic-reports/master/AFG/projections.csv | 2021-02-15 | hospital_incidence | 3.77 | 4.04 | 4.36 | 4.33 | 4.56 | 4.97 | Surged Maintain Status Quo | Afghanistan | AFG | 2022-01-02 | v8 | TRUE
https://raw.githubusercontent.com/mrc-ide/global-lmic-reports/master/AFG/projections.csv | 2021-02-15 | ICU_incidence | 1.08 | 1.15 | 1.25 | 1.24 | 1.3 | 1.42 | Surged Maintain Status Quo | Afghanistan | AFG | 2022-01-02 | v8 | TRUE
https://raw.githubusercontent.com/mrc-ide/global-lmic-reports/master/AFG/projections.csv | 2021-02-15 | prevalence | 2828.49 | 3057.1 | 3297.52 | 3280.81 | 3449.98 | 3739.22 | Surged Maintain Status Quo | Afghanistan | AFG | 2022-01-02 | v8 | TRUE
https://raw.githubusercontent.com/mrc-ide/global-lmic-reports/master/AFG/projections.csv | 2021-02-15 | cumulative_infections | 1014576.7 | 1059365.17 | 1087775.53 | 1087743.28 | 1116266.84 | 1168439.54 | Surged Maintain Status Quo | Afghanistan | AFG | 2022-01-02 | v8 | TRUE
https://raw.githubusercontent.com/mrc-ide/global-lmic-reports/master/AFG/projections.csv | 2021-02-15 | cumulative_deaths | 2181.24 | 2276.87 | 2338.85 | 2337.82 | 2400.05 | 2510.8 | Surged Maintain Status Quo | Afghanistan | AFG | 2022-01-02 | v8 | TRUE
https://raw.githubusercontent.com/mrc-ide/global-lmic-reports/master/AFG/projections.csv | 2021-02-15 | Rt | 1.02 | 1.03 | 1.05 | 1.05 | 1.06 | 1.09 | Surged Maintain Status Quo | Afghanistan | AFG | 2022-01-02 | v8 | TRUE
https://raw.githubusercontent.com/mrc-ide/global-lmic-reports/master/AFG/projections.csv | 2021-02-15 | Reff | 0.99 | 1.01 | 1.02 | 1.02 | 1.03 | 1.06 | Surged Maintain Status Quo | Afghanistan | AFG | 2022-01-02 | v8 | TRUE
https://raw.githubusercontent.com/mrc-ide/global-lmic-reports/master/AFG/projections.csv | 2021-02-15 | infections | 406.07 | 442.09 | 473.5 | 472.33 | 498.44 | 537.12 | Surged Optimistic | Afghanistan | AFG | 2022-01-02 | v8 | TRUE
https://raw.githubusercontent.com/mrc-ide/global-lmic-reports/master/AFG/projections.csv | 2021-02-15 | deaths | 1.24 | 1.32 | 1.4 | 1.4 | 1.46 | 1.59 | Surged Optimistic | Afghanistan | AFG | 2022-01-02 | v8 | TRUE
https://raw.githubusercontent.com/mrc-ide/global-lmic-reports/master/AFG/projections.csv | 2021-02-15 | hospital_demand | 42.45 | 45.38 | 48.08 | 48.06 | 49.98 | 54.67 | Surged Optimistic | Afghanistan | AFG | 2022-01-02 | v8 | TRUE
https://raw.githubusercontent.com/mrc-ide/global-lmic-reports/master/AFG/projections.csv | 2021-02-15 | ICU_demand | 19.76 | 21.07 | 22.21 | 22.27 | 23.35 | 25.26 | Surged Optimistic | Afghanistan | AFG | 2022-01-02 | v8 | TRUE
https://raw.githubusercontent.com/mrc-ide/global-lmic-reports/master/AFG/projections.csv | 2021-02-15 | hospital_incidence | 3.77 | 4.04 | 4.36 | 4.33 | 4.56 | 4.97 | Surged Optimistic | Afghanistan | AFG | 2022-01-02 | v8 | TRUE
https://raw.githubusercontent.com/mrc-ide/global-lmic-reports/master/AFG/projections.csv | 2021-02-15 | ICU_incidence | 1.08 | 1.15 | 1.25 | 1.24 | 1.3 | 1.42 | Surged Optimistic | Afghanistan | AFG | 2022-01-02 | v8 | TRUE
https://raw.githubusercontent.com/mrc-ide/global-lmic-reports/master/AFG/projections.csv | 2021-02-15 | prevalence | 2828.49 | 3057.1 | 3297.52 | 3280.81 | 3449.98 | 3739.22 | Surged Optimistic | Afghanistan | AFG | 2022-01-02 | v8 | TRUE
https://raw.githubusercontent.com/mrc-ide/global-lmic-reports/master/AFG/projections.csv | 2021-02-15 | cumulative_infections | 1014576.7 | 1059365.17 | 1087775.53 | 1087743.28 | 1116266.84 | 1168439.54 | Surged Optimistic | Afghanistan | AFG | 2022-01-02 | v8 | TRUE
https://raw.githubusercontent.com/mrc-ide/global-lmic-reports/master/AFG/projections.csv | 2021-02-15 | cumulative_deaths | 2181.24 | 2276.87 | 2338.85 | 2337.82 | 2400.05 | 2510.8 | Surged Optimistic | Afghanistan | AFG | 2022-01-02 | v8 | TRUE
https://raw.githubusercontent.com/mrc-ide/global-lmic-reports/master/AFG/projections.csv | 2021-02-15 | Rt | 1.02 | 1.03 | 1.05 | 1.05 | 1.06 | 1.09 | Surged Optimistic | Afghanistan | AFG | 2022-01-02 | v8 | TRUE
https://raw.githubusercontent.com/mrc-ide/global-lmic-reports/master/AFG/projections.csv | 2021-02-15 | Reff | 0.99 | 1.01 | 1.02 | 1.02 | 1.03 | 1.06 | Surged Optimistic | Afghanistan | AFG | 2022-01-02 | v8 | TRUE
https://raw.githubusercontent.com/mrc-ide/global-lmic-reports/master/AFG/projections.csv | 2021-02-15 | infections | 406.07 | 442.09 | 473.5 | 472.33 | 498.44 | 537.12 | Surged Pessimistic | Afghanistan | AFG | 2022-01-02 | v8 | TRUE
https://raw.githubusercontent.com/mrc-ide/global-lmic-reports/master/AFG/projections.csv | 2021-02-15 | deaths | 1.24 | 1.32 | 1.4 | 1.4 | 1.46 | 1.59 | Surged Pessimistic | Afghanistan | AFG | 2022-01-02 | v8 | TRUE
https://raw.githubusercontent.com/mrc-ide/global-lmic-reports/master/AFG/projections.csv | 2021-02-15 | hospital_demand | 42.45 | 45.38 | 48.08 | 48.06 | 49.98 | 54.67 | Surged Pessimistic | Afghanistan | AFG | 2022-01-02 | v8 | TRUE
https://raw.githubusercontent.com/mrc-ide/global-lmic-reports/master/AFG/projections.csv | 2021-02-15 | ICU_demand | 19.76 | 21.07 | 22.21 | 22.27 | 23.35 | 25.26 | Surged Pessimistic | Afghanistan | AFG | 2022-01-02 | v8 | TRUE
https://raw.githubusercontent.com/mrc-ide/global-lmic-reports/master/AFG/projections.csv | 2021-02-15 | hospital_incidence | 3.77 | 4.04 | 4.36 | 4.33 | 4.56 | 4.97 | Surged Pessimistic | Afghanistan | AFG | 2022-01-02 | v8 | TRUE
https://raw.githubusercontent.com/mrc-ide/global-lmic-reports/master/AFG/projections.csv | 2021-02-15 | ICU_incidence | 1.08 | 1.15 | 1.25 | 1.24 | 1.3 | 1.42 | Surged Pessimistic | Afghanistan | AFG | 2022-01-02 | v8 | TRUE
https://raw.githubusercontent.com/mrc-ide/global-lmic-reports/master/AFG/projections.csv | 2021-02-15 | prevalence | 2828.49 | 3057.1 | 3297.52 | 3280.81 | 3449.98 | 3739.22 | Surged Pessimistic | Afghanistan | AFG | 2022-01-02 | v8 | TRUE
https://raw.githubusercontent.com/mrc-ide/global-lmic-reports/master/AFG/projections.csv | 2021-02-15 | cumulative_infections | 1014576.7 | 1059365.17 | 1087775.53 | 1087743.28 | 1116266.84 | 1168439.54 | Surged Pessimistic | Afghanistan | AFG | 2022-01-02 | v8 | TRUE
https://raw.githubusercontent.com/mrc-ide/global-lmic-reports/master/AFG/projections.csv | 2021-02-15 | cumulative_deaths | 2181.24 | 2276.87 | 2338.85 | 2337.82 | 2400.05 | 2510.8 | Surged Pessimistic | Afghanistan | AFG | 2022-01-02 | v8 | TRUE
https://raw.githubusercontent.com/mrc-ide/global-lmic-reports/master/AFG/projections.csv | 2021-02-15 | Rt | 1.02 | 1.03 | 1.05 | 1.05 | 1.06 | 1.09 | Surged Pessimistic | Afghanistan | AFG | 2022-01-02 | v8 | TRUE
https://raw.githubusercontent.com/mrc-ide/global-lmic-reports/master/AFG/projections.csv | 2021-02-15 | Reff | 0.99 | 1.01 | 1.02 | 1.02 | 1.03 | 1.06 | Surged Pessimistic | Afghanistan | AFG | 2022-01-02 | v8 | TRUE
https://raw.githubusercontent.com/mrc-ide/global-lmic-reports/master/AFG/projections.csv | 2021-02-15 | infections | 406.07 | 442.09 | 473.5 | 472.33 | 498.44 | 537.12 | Surged Relax Interventions 50% | Afghanistan | AFG | 2022-01-02 | v8 | TRUE
https://raw.githubusercontent.com/mrc-ide/global-lmic-reports/master/AFG/projections.csv | 2021-02-15 | deaths | 1.24 | 1.32 | 1.4 | 1.4 | 1.46 | 1.59 | Surged Relax Interventions 50% | Afghanistan | AFG | 2022-01-02 | v8 | TRUE
https://raw.githubusercontent.com/mrc-ide/global-lmic-reports/master/AFG/projections.csv | 2021-02-15 | hospital_demand | 42.45 | 45.38 | 48.08 | 48.06 | 49.98 | 54.67 | Surged Relax Interventions 50% | Afghanistan | AFG | 2022-01-02 | v8 | TRUE
https://raw.githubusercontent.com/mrc-ide/global-lmic-reports/master/AFG/projections.csv | 2021-02-15 | ICU_demand | 19.76 | 21.07 | 22.21 | 22.27 | 23.35 | 25.26 | Surged Relax Interventions 50% | Afghanistan | AFG | 2022-01-02 | v8 | TRUE
https://raw.githubusercontent.com/mrc-ide/global-lmic-reports/master/AFG/projections.csv | 2021-02-15 | hospital_incidence | 3.77 | 4.04 | 4.36 | 4.33 | 4.56 | 4.97 | Surged Relax Interventions 50% | Afghanistan | AFG | 2022-01-02 | v8 | TRUE
https://raw.githubusercontent.com/mrc-ide/global-lmic-reports/master/AFG/projections.csv | 2021-02-15 | ICU_incidence | 1.08 | 1.15 | 1.25 | 1.24 | 1.3 | 1.42 | Surged Relax Interventions 50% | Afghanistan | AFG | 2022-01-02 | v8 | TRUE
https://raw.githubusercontent.com/mrc-ide/global-lmic-reports/master/AFG/projections.csv | 2021-02-15 | prevalence | 2828.49 | 3057.1 | 3297.52 | 3280.81 | 3449.98 | 3739.22 | Surged Relax Interventions 50% | Afghanistan | AFG | 2022-01-02 | v8 | TRUE
https://raw.githubusercontent.com/mrc-ide/global-lmic-reports/master/AFG/projections.csv | 2021-02-15 | cumulative_infections | 1014576.7 | 1059365.17 | 1087775.53 | 1087743.28 | 1116266.84 | 1168439.54 | Surged Relax Interventions 50% | Afghanistan | AFG | 2022-01-02 | v8 | TRUE
https://raw.githubusercontent.com/mrc-ide/global-lmic-reports/master/AFG/projections.csv | 2021-02-15 | cumulative_deaths | 2181.24 | 2276.87 | 2338.85 | 2337.82 | 2400.05 | 2510.8 | Surged Relax Interventions 50% | Afghanistan | AFG | 2022-01-02 | v8 | TRUE
https://raw.githubusercontent.com/mrc-ide/global-lmic-reports/master/AFG/projections.csv | 2021-02-15 | Rt | 1.02 | 1.03 | 1.05 | 1.05 | 1.06 | 1.09 | Surged Relax Interventions 50% | Afghanistan | AFG | 2022-01-02 | v8 | TRUE
https://raw.githubusercontent.com/mrc-ide/global-lmic-reports/master/AFG/projections.csv | 2021-02-15 | Reff | 0.99 | 1.01 | 1.02 | 1.02 | 1.03 | 1.06 | Surged Relax Interventions 50% | Afghanistan | AFG | 2022-01-02 | v8 | TRUE
https://raw.githubusercontent.com/mrc-ide/global-lmic-reports/master/AFG/projections.csv | 2021-02-16 | infections | 409.78 | 475.63 | 497.25 | 496.39 | 521.04 | 588.75 | Additional 50% Reduction | Afghanistan | AFG | 2022-01-02 | v8 | TRUE
https://raw.githubusercontent.com/mrc-ide/global-lmic-reports/master/AFG/projections.csv | 2021-02-16 | deaths | 1.2 | 1.32 | 1.38 | 1.38 | 1.44 | 1.53 | Additional 50% Reduction | Afghanistan | AFG | 2022-01-02 | v8 | TRUE
https://raw.githubusercontent.com/mrc-ide/global-lmic-reports/master/AFG/projections.csv | 2021-02-16 | hospital_demand | 41.08 | 45.13 | 47.79 | 47.86 | 50.27 | 53.46 | Additional 50% Reduction | Afghanistan | AFG | 2022-01-02 | v8 | TRUE
https://raw.githubusercontent.com/mrc-ide/global-lmic-reports/master/AFG/projections.csv | 2021-02-16 | ICU_demand | 19.19 | 21.11 | 22.04 | 21.98 | 22.88 | 24.32 | Additional 50% Reduction | Afghanistan | AFG | 2022-01-02 | v8 | TRUE
https://raw.githubusercontent.com/mrc-ide/global-lmic-reports/master/AFG/projections.csv | 2021-02-16 | hospital_incidence | 3.63 | 4.17 | 4.37 | 4.38 | 4.63 | 5.09 | Additional 50% Reduction | Afghanistan | AFG | 2022-01-02 | v8 | TRUE
https://raw.githubusercontent.com/mrc-ide/global-lmic-reports/master/AFG/projections.csv | 2021-02-16 | ICU_incidence | 1.04 | 1.19 | 1.25 | 1.25 | 1.32 | 1.46 | Additional 50% Reduction | Afghanistan | AFG | 2022-01-02 | v8 | TRUE
https://raw.githubusercontent.com/mrc-ide/global-lmic-reports/master/AFG/projections.csv | 2021-02-16 | prevalence | 2769.52 | 3205.49 | 3334.22 | 3338.76 | 3525.88 | 3908.67 | Additional 50% Reduction | Afghanistan | AFG | 2022-01-02 | v8 | TRUE
https://raw.githubusercontent.com/mrc-ide/global-lmic-reports/master/AFG/projections.csv | 2021-02-16 | cumulative_infections | 1023725.71 | 1061405.98 | 1096010.26 | 1099629.98 | 1114850.74 | 1215666.57 | Additional 50% Reduction | Afghanistan | AFG | 2022-01-02 | v8 | TRUE
https://raw.githubusercontent.com/mrc-ide/global-lmic-reports/master/AFG/projections.csv | 2021-02-16 | cumulative_deaths | 2200.51 | 2295.21 | 2371.17 | 2377.22 | 2414.12 | 2653.22 | Additional 50% Reduction | Afghanistan | AFG | 2022-01-02 | v8 | TRUE
https://raw.githubusercontent.com/mrc-ide/global-lmic-reports/master/AFG/projections.csv | 2021-02-16 | Rt | 1 | 1.03 | 1.04 | 1.04 | 1.05 | 1.08 | Additional 50% Reduction | Afghanistan | AFG | 2022-01-02 | v8 | TRUE
https://raw.githubusercontent.com/mrc-ide/global-lmic-reports/master/AFG/projections.csv | 2021-02-16 | Reff | 0.98 | 1 | 1.01 | 1.01 | 1.02 | 1.05 | Additional 50% Reduction | Afghanistan | AFG | 2022-01-02 | v8 | TRUE
https://raw.githubusercontent.com/mrc-ide/global-lmic-reports/master/AFG/projections.csv | 2021-02-16 | infections | 409.78 | 475.63 | 497.25 | 496.39 | 521.04 | 588.75 | Maintain Status Quo | Afghanistan | AFG | 2022-01-02 | v8 | TRUE
https://raw.githubusercontent.com/mrc-ide/global-lmic-reports/master/AFG/projections.csv | 2021-02-16 | deaths | 1.2 | 1.32 | 1.38 | 1.38 | 1.44 | 1.53 | Maintain Status Quo | Afghanistan | AFG | 2022-01-02 | v8 | TRUE
https://raw.githubusercontent.com/mrc-ide/global-lmic-reports/master/AFG/projections.csv | 2021-02-16 | hospital_demand | 41.08 | 45.13 | 47.79 | 47.86 | 50.27 | 53.46 | Maintain Status Quo | Afghanistan | AFG | 2022-01-02 | v8 | TRUE
https://raw.githubusercontent.com/mrc-ide/global-lmic-reports/master/AFG/projections.csv | 2021-02-16 | ICU_demand | 19.19 | 21.11 | 22.04 | 21.98 | 22.88 | 24.32 | Maintain Status Quo | Afghanistan | AFG | 2022-01-02 | v8 | TRUE
https://raw.githubusercontent.com/mrc-ide/global-lmic-reports/master/AFG/projections.csv | 2021-02-16 | hospital_incidence | 3.63 | 4.17 | 4.37 | 4.38 | 4.63 | 5.09 | Maintain Status Quo | Afghanistan | AFG | 2022-01-02 | v8 | TRUE
https://raw.githubusercontent.com/mrc-ide/global-lmic-reports/master/AFG/projections.csv | 2021-02-16 | ICU_incidence | 1.04 | 1.19 | 1.25 | 1.25 | 1.32 | 1.46 | Maintain Status Quo | Afghanistan | AFG | 2022-01-02 | v8 | TRUE
https://raw.githubusercontent.com/mrc-ide/global-lmic-reports/master/AFG/projections.csv | 2021-02-16 | prevalence | 2769.52 | 3205.49 | 3334.22 | 3338.76 | 3525.88 | 3908.67 | Maintain Status Quo | Afghanistan | AFG | 2022-01-02 | v8 | TRUE
https://raw.githubusercontent.com/mrc-ide/global-lmic-reports/master/AFG/projections.csv | 2021-02-16 | cumulative_infections | 1023725.71 | 1061405.98 | 1096010.26 | 1099629.98 | 1114850.74 | 1215666.57 | Maintain Status Quo | Afghanistan | AFG | 2022-01-02 | v8 | TRUE
https://raw.githubusercontent.com/mrc-ide/global-lmic-reports/master/AFG/projections.csv | 2021-02-16 | cumulative_deaths | 2200.51 | 2295.21 | 2371.17 | 2377.22 | 2414.12 | 2653.22 | Maintain Status Quo | Afghanistan | AFG | 2022-01-02 | v8 | TRUE
https://raw.githubusercontent.com/mrc-ide/global-lmic-reports/master/AFG/projections.csv | 2021-02-16 | Rt | 1 | 1.03 | 1.04 | 1.04 | 1.05 | 1.08 | Maintain Status Quo | Afghanistan | AFG | 2022-01-02 | v8 | TRUE
https://raw.githubusercontent.com/mrc-ide/global-lmic-reports/master/AFG/projections.csv | 2021-02-16 | Reff | 0.98 | 1 | 1.01 | 1.01 | 1.02 | 1.05 | Maintain Status Quo | Afghanistan | AFG | 2022-01-02 | v8 | TRUE
https://raw.githubusercontent.com/mrc-ide/global-lmic-reports/master/AFG/projections.csv | 2021-02-16 | infections | 409.78 | 475.63 | 497.25 | 496.39 | 521.04 | 588.75 | Optimistic | Afghanistan | AFG | 2022-01-02 | v8 | TRUE
https://raw.githubusercontent.com/mrc-ide/global-lmic-reports/master/AFG/projections.csv | 2021-02-16 | deaths | 1.2 | 1.32 | 1.38 | 1.38 | 1.44 | 1.53 | Optimistic | Afghanistan | AFG | 2022-01-02 | v8 | TRUE
https://raw.githubusercontent.com/mrc-ide/global-lmic-reports/master/AFG/projections.csv | 2021-02-16 | hospital_demand | 41.08 | 45.13 | 47.79 | 47.86 | 50.27 | 53.46 | Optimistic | Afghanistan | AFG | 2022-01-02 | v8 | TRUE
https://raw.githubusercontent.com/mrc-ide/global-lmic-reports/master/AFG/projections.csv | 2021-02-16 | ICU_demand | 19.19 | 21.11 | 22.04 | 21.98 | 22.88 | 24.32 | Optimistic | Afghanistan | AFG | 2022-01-02 | v8 | TRUE
https://raw.githubusercontent.com/mrc-ide/global-lmic-reports/master/AFG/projections.csv | 2021-02-16 | hospital_incidence | 3.63 | 4.17 | 4.37 | 4.38 | 4.63 | 5.09 | Optimistic | Afghanistan | AFG | 2022-01-02 | v8 | TRUE
https://raw.githubusercontent.com/mrc-ide/global-lmic-reports/master/AFG/projections.csv | 2021-02-16 | ICU_incidence | 1.04 | 1.19 | 1.25 | 1.25 | 1.32 | 1.46 | Optimistic | Afghanistan | AFG | 2022-01-02 | v8 | TRUE
https://raw.githubusercontent.com/mrc-ide/global-lmic-reports/master/AFG/projections.csv | 2021-02-16 | prevalence | 2769.52 | 3205.49 | 3334.22 | 3338.76 | 3525.88 | 3908.67 | Optimistic | Afghanistan | AFG | 2022-01-02 | v8 | TRUE
https://raw.githubusercontent.com/mrc-ide/global-lmic-reports/master/AFG/projections.csv | 2021-02-16 | cumulative_infections | 1023725.71 | 1061405.98 | 1096010.26 | 1099629.98 | 1114850.74 | 1215666.57 | Optimistic | Afghanistan | AFG | 2022-01-02 | v8 | TRUE
https://raw.githubusercontent.com/mrc-ide/global-lmic-reports/master/AFG/projections.csv | 2021-02-16 | cumulative_deaths | 2200.51 | 2295.21 | 2371.17 | 2377.22 | 2414.12 | 2653.22 | Optimistic | Afghanistan | AFG | 2022-01-02 | v8 | TRUE
https://raw.githubusercontent.com/mrc-ide/global-lmic-reports/master/AFG/projections.csv | 2021-02-16 | Rt | 1 | 1.03 | 1.04 | 1.04 | 1.05 | 1.08 | Optimistic | Afghanistan | AFG | 2022-01-02 | v8 | TRUE
https://raw.githubusercontent.com/mrc-ide/global-lmic-reports/master/AFG/projections.csv | 2021-02-16 | Reff | 0.98 | 1 | 1.01 | 1.01 | 1.02 | 1.05 | Optimistic | Afghanistan | AFG | 2022-01-02 | v8 | TRUE
https://raw.githubusercontent.com/mrc-ide/global-lmic-reports/master/AFG/projections.csv | 2021-02-16 | infections | 409.78 | 475.63 | 497.25 | 496.39 | 521.04 | 588.75 | Pessimistic | Afghanistan | AFG | 2022-01-02 | v8 | TRUE
https://raw.githubusercontent.com/mrc-ide/global-lmic-reports/master/AFG/projections.csv | 2021-02-16 | deaths | 1.2 | 1.32 | 1.38 | 1.38 | 1.44 | 1.53 | Pessimistic | Afghanistan | AFG | 2022-01-02 | v8 | TRUE
https://raw.githubusercontent.com/mrc-ide/global-lmic-reports/master/AFG/projections.csv | 2021-02-16 | hospital_demand | 41.08 | 45.13 | 47.79 | 47.86 | 50.27 | 53.46 | Pessimistic | Afghanistan | AFG | 2022-01-02 | v8 | TRUE
https://raw.githubusercontent.com/mrc-ide/global-lmic-reports/master/AFG/projections.csv | 2021-02-16 | ICU_demand | 19.19 | 21.11 | 22.04 | 21.98 | 22.88 | 24.32 | Pessimistic | Afghanistan | AFG | 2022-01-02 | v8 | TRUE
https://raw.githubusercontent.com/mrc-ide/global-lmic-reports/master/AFG/projections.csv | 2021-02-16 | hospital_incidence | 3.63 | 4.17 | 4.37 | 4.38 | 4.63 | 5.09 | Pessimistic | Afghanistan | AFG | 2022-01-02 | v8 | TRUE
https://raw.githubusercontent.com/mrc-ide/global-lmic-reports/master/AFG/projections.csv | 2021-02-16 | ICU_incidence | 1.04 | 1.19 | 1.25 | 1.25 | 1.32 | 1.46 | Pessimistic | Afghanistan | AFG | 2022-01-02 | v8 | TRUE
https://raw.githubusercontent.com/mrc-ide/global-lmic-reports/master/AFG/projections.csv | 2021-02-16 | prevalence | 2769.52 | 3205.49 | 3334.22 | 3338.76 | 3525.88 | 3908.67 | Pessimistic | Afghanistan | AFG | 2022-01-02 | v8 | TRUE
https://raw.githubusercontent.com/mrc-ide/global-lmic-reports/master/AFG/projections.csv | 2021-02-16 | cumulative_infections | 1023725.71 | 1061405.98 | 1096010.26 | 1099629.98 | 1114850.74 | 1215666.57 | Pessimistic | Afghanistan | AFG | 2022-01-02 | v8 | TRUE
https://raw.githubusercontent.com/mrc-ide/global-lmic-reports/master/AFG/projections.csv | 2021-02-16 | cumulative_deaths | 2200.51 | 2295.21 | 2371.17 | 2377.22 | 2414.12 | 2653.22 | Pessimistic | Afghanistan | AFG | 2022-01-02 | v8 | TRUE
https://raw.githubusercontent.com/mrc-ide/global-lmic-reports/master/AFG/projections.csv | 2021-02-16 | Rt | 1 | 1.03 | 1.04 | 1.04 | 1.05 | 1.08 | Pessimistic | Afghanistan | AFG | 2022-01-02 | v8 | TRUE
https://raw.githubusercontent.com/mrc-ide/global-lmic-reports/master/AFG/projections.csv | 2021-02-16 | Reff | 0.98 | 1 | 1.01 | 1.01 | 1.02 | 1.05 | Pessimistic | Afghanistan | AFG | 2022-01-02 | v8 | TRUE
https://raw.githubusercontent.com/mrc-ide/global-lmic-reports/master/AFG/projections.csv | 2021-02-16 | infections | 409.78 | 475.63 | 497.25 | 496.39 | 521.04 | 588.75 | Relax Interventions 50% | Afghanistan | AFG | 2022-01-02 | v8 | TRUE
https://raw.githubusercontent.com/mrc-ide/global-lmic-reports/master/AFG/projections.csv | 2021-02-16 | deaths | 1.2 | 1.32 | 1.38 | 1.38 | 1.44 | 1.53 | Relax Interventions 50% | Afghanistan | AFG | 2022-01-02 | v8 | TRUE
https://raw.githubusercontent.com/mrc-ide/global-lmic-reports/master/AFG/projections.csv | 2021-02-16 | hospital_demand | 41.08 | 45.13 | 47.79 | 47.86 | 50.27 | 53.46 | Relax Interventions 50% | Afghanistan | AFG | 2022-01-02 | v8 | TRUE
https://raw.githubusercontent.com/mrc-ide/global-lmic-reports/master/AFG/projections.csv | 2021-02-16 | ICU_demand | 19.19 | 21.11 | 22.04 | 21.98 | 22.88 | 24.32 | Relax Interventions 50% | Afghanistan | AFG | 2022-01-02 | v8 | TRUE
https://raw.githubusercontent.com/mrc-ide/global-lmic-reports/master/AFG/projections.csv | 2021-02-16 | hospital_incidence | 3.63 | 4.17 | 4.37 | 4.38 | 4.63 | 5.09 | Relax Interventions 50% | Afghanistan | AFG | 2022-01-02 | v8 | TRUE
https://raw.githubusercontent.com/mrc-ide/global-lmic-reports/master/AFG/projections.csv | 2021-02-16 | ICU_incidence | 1.04 | 1.19 | 1.25 | 1.25 | 1.32 | 1.46 | Relax Interventions 50% | Afghanistan | AFG | 2022-01-02 | v8 | TRUE
https://raw.githubusercontent.com/mrc-ide/global-lmic-reports/master/AFG/projections.csv | 2021-02-16 | prevalence | 2769.52 | 3205.49 | 3334.22 | 3338.76 | 3525.88 | 3908.67 | Relax Interventions 50% | Afghanistan | AFG | 2022-01-02 | v8 | TRUE
https://raw.githubusercontent.com/mrc-ide/global-lmic-reports/master/AFG/projections.csv | 2021-02-16 | cumulative_infections | 1023725.71 | 1061405.98 | 1096010.26 | 1099629.98 | 1114850.74 | 1215666.57 | Relax Interventions 50% | Afghanistan | AFG | 2022-01-02 | v8 | TRUE
https://raw.githubusercontent.com/mrc-ide/global-lmic-reports/master/AFG/projections.csv | 2021-02-16 | cumulative_deaths | 2200.51 | 2295.21 | 2371.17 | 2377.22 | 2414.12 | 2653.22 | Relax Interventions 50% | Afghanistan | AFG | 2022-01-02 | v8 | TRUE
https://raw.githubusercontent.com/mrc-ide/global-lmic-reports/master/AFG/projections.csv | 2021-02-16 | Rt | 1 | 1.03 | 1.04 | 1.04 | 1.05 | 1.08 | Relax Interventions 50% | Afghanistan | AFG | 2022-01-02 | v8 | TRUE
https://raw.githubusercontent.com/mrc-ide/global-lmic-reports/master/AFG/projections.csv | 2021-02-16 | Reff | 0.98 | 1 | 1.01 | 1.01 | 1.02 | 1.05 | Relax Interventions 50% | Afghanistan | AFG | 2022-01-02 | v8 | TRUE
https://raw.githubusercontent.com/mrc-ide/global-lmic-reports/master/AFG/projections.csv | 2021-02-16 | infections | 418.86 | 456.54 | 488.12 | 489.06 | 520.76 | 564.33 | Surged Additional 50% Reduction | Afghanistan | AFG | 2022-01-02 | v8 | TRUE
https://raw.githubusercontent.com/mrc-ide/global-lmic-reports/master/AFG/projections.csv | 2021-02-16 | deaths | 1.2 | 1.28 | 1.36 | 1.36 | 1.41 | 1.54 | Surged Additional 50% Reduction | Afghanistan | AFG | 2022-01-02 | v8 | TRUE
https://raw.githubusercontent.com/mrc-ide/global-lmic-reports/master/AFG/projections.csv | 2021-02-16 | hospital_demand | 41.41 | 44.51 | 47.13 | 47.03 | 49.05 | 53.54 | Surged Additional 50% Reduction | Afghanistan | AFG | 2022-01-02 | v8 | TRUE
https://raw.githubusercontent.com/mrc-ide/global-lmic-reports/master/AFG/projections.csv | 2021-02-16 | ICU_demand | 19.18 | 20.4 | 21.59 | 21.59 | 22.59 | 24.5 | Surged Additional 50% Reduction | Afghanistan | AFG | 2022-01-02 | v8 | TRUE
https://raw.githubusercontent.com/mrc-ide/global-lmic-reports/master/AFG/projections.csv | 2021-02-16 | hospital_incidence | 3.73 | 4.01 | 4.32 | 4.31 | 4.53 | 4.94 | Surged Additional 50% Reduction | Afghanistan | AFG | 2022-01-02 | v8 | TRUE
https://raw.githubusercontent.com/mrc-ide/global-lmic-reports/master/AFG/projections.csv | 2021-02-16 | ICU_incidence | 1.07 | 1.15 | 1.24 | 1.23 | 1.3 | 1.41 | Surged Additional 50% Reduction | Afghanistan | AFG | 2022-01-02 | v8 | TRUE
https://raw.githubusercontent.com/mrc-ide/global-lmic-reports/master/AFG/projections.csv | 2021-02-16 | prevalence | 2829.58 | 3058.54 | 3297.2 | 3288.18 | 3465.1 | 3753.04 | Surged Additional 50% Reduction | Afghanistan | AFG | 2022-01-02 | v8 | TRUE
https://raw.githubusercontent.com/mrc-ide/global-lmic-reports/master/AFG/projections.csv | 2021-02-16 | cumulative_infections | 1015050.89 | 1059856.58 | 1088256.88 | 1088232.33 | 1116739.96 | 1168932.33 | Surged Additional 50% Reduction | Afghanistan | AFG | 2022-01-02 | v8 | TRUE
https://raw.githubusercontent.com/mrc-ide/global-lmic-reports/master/AFG/projections.csv | 2021-02-16 | cumulative_deaths | 2182.51 | 2278.2 | 2340.15 | 2339.17 | 2401.32 | 2512.23 | Surged Additional 50% Reduction | Afghanistan | AFG | 2022-01-02 | v8 | TRUE
https://raw.githubusercontent.com/mrc-ide/global-lmic-reports/master/AFG/projections.csv | 2021-02-16 | Rt | 1.01 | 1.03 | 1.04 | 1.04 | 1.05 | 1.08 | Surged Additional 50% Reduction | Afghanistan | AFG | 2022-01-02 | v8 | TRUE
https://raw.githubusercontent.com/mrc-ide/global-lmic-reports/master/AFG/projections.csv | 2021-02-16 | Reff | 0.98 | 1 | 1.01 | 1.01 | 1.03 | 1.05 | Surged Additional 50% Reduction | Afghanistan | AFG | 2022-01-02 | v8 | TRUE
https://raw.githubusercontent.com/mrc-ide/global-lmic-reports/master/AFG/projections.csv | 2021-02-16 | infections | 418.86 | 456.54 | 488.12 | 489.06 | 520.76 | 564.33 | Surged Maintain Status Quo | Afghanistan | AFG | 2022-01-02 | v8 | TRUE
https://raw.githubusercontent.com/mrc-ide/global-lmic-reports/master/AFG/projections.csv | 2021-02-16 | deaths | 1.2 | 1.28 | 1.36 | 1.36 | 1.41 | 1.54 | Surged Maintain Status Quo | Afghanistan | AFG | 2022-01-02 | v8 | TRUE
https://raw.githubusercontent.com/mrc-ide/global-lmic-reports/master/AFG/projections.csv | 2021-02-16 | hospital_demand | 41.41 | 44.51 | 47.13 | 47.03 | 49.05 | 53.54 | Surged Maintain Status Quo | Afghanistan | AFG | 2022-01-02 | v8 | TRUE
https://raw.githubusercontent.com/mrc-ide/global-lmic-reports/master/AFG/projections.csv | 2021-02-16 | ICU_demand | 19.18 | 20.4 | 21.59 | 21.59 | 22.59 | 24.5 | Surged Maintain Status Quo | Afghanistan | AFG | 2022-01-02 | v8 | TRUE
https://raw.githubusercontent.com/mrc-ide/global-lmic-reports/master/AFG/projections.csv | 2021-02-16 | hospital_incidence | 3.73 | 4.01 | 4.32 | 4.31 | 4.53 | 4.94 | Surged Maintain Status Quo | Afghanistan | AFG | 2022-01-02 | v8 | TRUE
https://raw.githubusercontent.com/mrc-ide/global-lmic-reports/master/AFG/projections.csv | 2021-02-16 | ICU_incidence | 1.07 | 1.15 | 1.24 | 1.23 | 1.3 | 1.41 | Surged Maintain Status Quo | Afghanistan | AFG | 2022-01-02 | v8 | TRUE
https://raw.githubusercontent.com/mrc-ide/global-lmic-reports/master/AFG/projections.csv | 2021-02-16 | prevalence | 2829.58 | 3058.54 | 3297.2 | 3288.18 | 3465.1 | 3753.04 | Surged Maintain Status Quo | Afghanistan | AFG | 2022-01-02 | v8 | TRUE
https://raw.githubusercontent.com/mrc-ide/global-lmic-reports/master/AFG/projections.csv | 2021-02-16 | cumulative_infections | 1015050.89 | 1059856.58 | 1088256.88 | 1088232.33 | 1116739.96 | 1168932.33 | Surged Maintain Status Quo | Afghanistan | AFG | 2022-01-02 | v8 | TRUE
https://raw.githubusercontent.com/mrc-ide/global-lmic-reports/master/AFG/projections.csv | 2021-02-16 | cumulative_deaths | 2182.51 | 2278.2 | 2340.15 | 2339.17 | 2401.32 | 2512.23 | Surged Maintain Status Quo | Afghanistan | AFG | 2022-01-02 | v8 | TRUE
https://raw.githubusercontent.com/mrc-ide/global-lmic-reports/master/AFG/projections.csv | 2021-02-16 | Rt | 1.01 | 1.03 | 1.04 | 1.04 | 1.05 | 1.08 | Surged Maintain Status Quo | Afghanistan | AFG | 2022-01-02 | v8 | TRUE
https://raw.githubusercontent.com/mrc-ide/global-lmic-reports/master/AFG/projections.csv | 2021-02-16 | Reff | 0.98 | 1 | 1.01 | 1.01 | 1.03 | 1.05 | Surged Maintain Status Quo | Afghanistan | AFG | 2022-01-02 | v8 | TRUE
https://raw.githubusercontent.com/mrc-ide/global-lmic-reports/master/AFG/projections.csv | 2021-02-16 | infections | 418.86 | 456.54 | 488.12 | 489.06 | 520.76 | 564.33 | Surged Optimistic | Afghanistan | AFG | 2022-01-02 | v8 | TRUE
https://raw.githubusercontent.com/mrc-ide/global-lmic-reports/master/AFG/projections.csv | 2021-02-16 | deaths | 1.2 | 1.28 | 1.36 | 1.36 | 1.41 | 1.54 | Surged Optimistic | Afghanistan | AFG | 2022-01-02 | v8 | TRUE
https://raw.githubusercontent.com/mrc-ide/global-lmic-reports/master/AFG/projections.csv | 2021-02-16 | hospital_demand | 41.41 | 44.51 | 47.13 | 47.03 | 49.05 | 53.54 | Surged Optimistic | Afghanistan | AFG | 2022-01-02 | v8 | TRUE
https://raw.githubusercontent.com/mrc-ide/global-lmic-reports/master/AFG/projections.csv | 2021-02-16 | ICU_demand | 19.18 | 20.4 | 21.59 | 21.59 | 22.59 | 24.5 | Surged Optimistic | Afghanistan | AFG | 2022-01-02 | v8 | TRUE
https://raw.githubusercontent.com/mrc-ide/global-lmic-reports/master/AFG/projections.csv | 2021-02-16 | hospital_incidence | 3.73 | 4.01 | 4.32 | 4.31 | 4.53 | 4.94 | Surged Optimistic | Afghanistan | AFG | 2022-01-02 | v8 | TRUE
https://raw.githubusercontent.com/mrc-ide/global-lmic-reports/master/AFG/projections.csv | 2021-02-16 | ICU_incidence | 1.07 | 1.15 | 1.24 | 1.23 | 1.3 | 1.41 | Surged Optimistic | Afghanistan | AFG | 2022-01-02 | v8 | TRUE
https://raw.githubusercontent.com/mrc-ide/global-lmic-reports/master/AFG/projections.csv | 2021-02-16 | prevalence | 2829.58 | 3058.54 | 3297.2 | 3288.18 | 3465.1 | 3753.04 | Surged Optimistic | Afghanistan | AFG | 2022-01-02 | v8 | TRUE
https://raw.githubusercontent.com/mrc-ide/global-lmic-reports/master/AFG/projections.csv | 2021-02-16 | cumulative_infections | 1015050.89 | 1059856.58 | 1088256.88 | 1088232.33 | 1116739.96 | 1168932.33 | Surged Optimistic | Afghanistan | AFG | 2022-01-02 | v8 | TRUE
https://raw.githubusercontent.com/mrc-ide/global-lmic-reports/master/AFG/projections.csv | 2021-02-16 | cumulative_deaths | 2182.51 | 2278.2 | 2340.15 | 2339.17 | 2401.32 | 2512.23 | Surged Optimistic | Afghanistan | AFG | 2022-01-02 | v8 | TRUE
https://raw.githubusercontent.com/mrc-ide/global-lmic-reports/master/AFG/projections.csv | 2021-02-16 | Rt | 1.01 | 1.03 | 1.04 | 1.04 | 1.05 | 1.08 | Surged Optimistic | Afghanistan | AFG | 2022-01-02 | v8 | TRUE
https://raw.githubusercontent.com/mrc-ide/global-lmic-reports/master/AFG/projections.csv | 2021-02-16 | Reff | 0.98 | 1 | 1.01 | 1.01 | 1.03 | 1.05 | Surged Optimistic | Afghanistan | AFG | 2022-01-02 | v8 | TRUE
https://raw.githubusercontent.com/mrc-ide/global-lmic-reports/master/AFG/projections.csv | 2021-02-16 | infections | 418.86 | 456.54 | 488.12 | 489.06 | 520.76 | 564.33 | Surged Pessimistic | Afghanistan | AFG | 2022-01-02 | v8 | TRUE
https://raw.githubusercontent.com/mrc-ide/global-lmic-reports/master/AFG/projections.csv | 2021-02-16 | deaths | 1.2 | 1.28 | 1.36 | 1.36 | 1.41 | 1.54 | Surged Pessimistic | Afghanistan | AFG | 2022-01-02 | v8 | TRUE
https://raw.githubusercontent.com/mrc-ide/global-lmic-reports/master/AFG/projections.csv | 2021-02-16 | hospital_demand | 41.41 | 44.51 | 47.13 | 47.03 | 49.05 | 53.54 | Surged Pessimistic | Afghanistan | AFG | 2022-01-02 | v8 | TRUE
https://raw.githubusercontent.com/mrc-ide/global-lmic-reports/master/AFG/projections.csv | 2021-02-16 | ICU_demand | 19.18 | 20.4 | 21.59 | 21.59 | 22.59 | 24.5 | Surged Pessimistic | Afghanistan | AFG | 2022-01-02 | v8 | TRUE
https://raw.githubusercontent.com/mrc-ide/global-lmic-reports/master/AFG/projections.csv | 2021-02-16 | hospital_incidence | 3.73 | 4.01 | 4.32 | 4.31 | 4.53 | 4.94 | Surged Pessimistic | Afghanistan | AFG | 2022-01-02 | v8 | TRUE
https://raw.githubusercontent.com/mrc-ide/global-lmic-reports/master/AFG/projections.csv | 2021-02-16 | ICU_incidence | 1.07 | 1.15 | 1.24 | 1.23 | 1.3 | 1.41 | Surged Pessimistic | Afghanistan | AFG | 2022-01-02 | v8 | TRUE
https://raw.githubusercontent.com/mrc-ide/global-lmic-reports/master/AFG/projections.csv | 2021-02-16 | prevalence | 2829.58 | 3058.54 | 3297.2 | 3288.18 | 3465.1 | 3753.04 | Surged Pessimistic | Afghanistan | AFG | 2022-01-02 | v8 | TRUE
https://raw.githubusercontent.com/mrc-ide/global-lmic-reports/master/AFG/projections.csv | 2021-02-16 | cumulative_infections | 1015050.89 | 1059856.58 | 1088256.88 | 1088232.33 | 1116739.96 | 1168932.33 | Surged Pessimistic | Afghanistan | AFG | 2022-01-02 | v8 | TRUE
https://raw.githubusercontent.com/mrc-ide/global-lmic-reports/master/AFG/projections.csv | 2021-02-16 | cumulative_deaths | 2182.51 | 2278.2 | 2340.15 | 2339.17 | 2401.32 | 2512.23 | Surged Pessimistic | Afghanistan | AFG | 2022-01-02 | v8 | TRUE
https://raw.githubusercontent.com/mrc-ide/global-lmic-reports/master/AFG/projections.csv | 2021-02-16 | Rt | 1.01 | 1.03 | 1.04 | 1.04 | 1.05 | 1.08 | Surged Pessimistic | Afghanistan | AFG | 2022-01-02 | v8 | TRUE
https://raw.githubusercontent.com/mrc-ide/global-lmic-reports/master/AFG/projections.csv | 2021-02-16 | Reff | 0.98 | 1 | 1.01 | 1.01 | 1.03 | 1.05 | Surged Pessimistic | Afghanistan | AFG | 2022-01-02 | v8 | TRUE
https://raw.githubusercontent.com/mrc-ide/global-lmic-reports/master/AFG/projections.csv | 2021-02-16 | infections | 418.86 | 456.54 | 488.12 | 489.06 | 520.76 | 564.33 | Surged Relax Interventions 50% | Afghanistan | AFG | 2022-01-02 | v8 | TRUE
https://raw.githubusercontent.com/mrc-ide/global-lmic-reports/master/AFG/projections.csv | 2021-02-16 | deaths | 1.2 | 1.28 | 1.36 | 1.36 | 1.41 | 1.54 | Surged Relax Interventions 50% | Afghanistan | AFG | 2022-01-02 | v8 | TRUE
https://raw.githubusercontent.com/mrc-ide/global-lmic-reports/master/AFG/projections.csv | 2021-02-16 | hospital_demand | 41.41 | 44.51 | 47.13 | 47.03 | 49.05 | 53.54 | Surged Relax Interventions 50% | Afghanistan | AFG | 2022-01-02 | v8 | TRUE
https://raw.githubusercontent.com/mrc-ide/global-lmic-reports/master/AFG/projections.csv | 2021-02-16 | ICU_demand | 19.18 | 20.4 | 21.59 | 21.59 | 22.59 | 24.5 | Surged Relax Interventions 50% | Afghanistan | AFG | 2022-01-02 | v8 | TRUE
https://raw.githubusercontent.com/mrc-ide/global-lmic-reports/master/AFG/projections.csv | 2021-02-16 | hospital_incidence | 3.73 | 4.01 | 4.32 | 4.31 | 4.53 | 4.94 | Surged Relax Interventions 50% | Afghanistan | AFG | 2022-01-02 | v8 | TRUE
https://raw.githubusercontent.com/mrc-ide/global-lmic-reports/master/AFG/projections.csv | 2021-02-16 | ICU_incidence | 1.07 | 1.15 | 1.24 | 1.23 | 1.3 | 1.41 | Surged Relax Interventions 50% | Afghanistan | AFG | 2022-01-02 | v8 | TRUE
https://raw.githubusercontent.com/mrc-ide/global-lmic-reports/master/AFG/projections.csv | 2021-02-16 | prevalence | 2829.58 | 3058.54 | 3297.2 | 3288.18 | 3465.1 | 3753.04 | Surged Relax Interventions 50% | Afghanistan | AFG | 2022-01-02 | v8 | TRUE
https://raw.githubusercontent.com/mrc-ide/global-lmic-reports/master/AFG/projections.csv | 2021-02-16 | cumulative_infections | 1015050.89 | 1059856.58 | 1088256.88 | 1088232.33 | 1116739.96 | 1168932.33 | Surged Relax Interventions 50% | Afghanistan | AFG | 2022-01-02 | v8 | TRUE
https://raw.githubusercontent.com/mrc-ide/global-lmic-reports/master/AFG/projections.csv | 2021-02-16 | cumulative_deaths | 2182.51 | 2278.2 | 2340.15 | 2339.17 | 2401.32 | 2512.23 | Surged Relax Interventions 50% | Afghanistan | AFG | 2022-01-02 | v8 | TRUE
https://raw.githubusercontent.com/mrc-ide/global-lmic-reports/master/AFG/projections.csv | 2021-02-16 | Rt | 1.01 | 1.03 | 1.04 | 1.04 | 1.05 | 1.08 | Surged Relax Interventions 50% | Afghanistan | AFG | 2022-01-02 | v8 | TRUE
https://raw.githubusercontent.com/mrc-ide/global-lmic-reports/master/AFG/projections.csv | 2021-02-16 | Reff | 0.98 | 1 | 1.01 | 1.01 | 1.03 | 1.05 | Surged Relax Interventions 50% | Afghanistan | AFG | 2022-01-02 | v8 | TRUE
https://raw.githubusercontent.com/mrc-ide/global-lmic-reports/master/AFG/projections.csv | 2021-02-17 | infections | 405.63 | 472.79 | 494.47 | 492.88 | 516.46 | 585.24 | Additional 50% Reduction | Afghanistan | AFG | 2022-01-02 | v8 | TRUE
https://raw.githubusercontent.com/mrc-ide/global-lmic-reports/master/AFG/projections.csv | 2021-02-17 | deaths | 1.16 | 1.28 | 1.34 | 1.34 | 1.4 | 1.49 | Additional 50% Reduction | Afghanistan | AFG | 2022-01-02 | v8 | TRUE
https://raw.githubusercontent.com/mrc-ide/global-lmic-reports/master/AFG/projections.csv | 2021-02-17 | hospital_demand | 40.12 | 44.14 | 46.96 | 46.93 | 49.29 | 52.66 | Additional 50% Reduction | Afghanistan | AFG | 2022-01-02 | v8 | TRUE
https://raw.githubusercontent.com/mrc-ide/global-lmic-reports/master/AFG/projections.csv | 2021-02-17 | ICU_demand | 18.58 | 20.41 | 21.41 | 21.35 | 22.26 | 23.6 | Additional 50% Reduction | Afghanistan | AFG | 2022-01-02 | v8 | TRUE
https://raw.githubusercontent.com/mrc-ide/global-lmic-reports/master/AFG/projections.csv | 2021-02-17 | hospital_incidence | 3.61 | 4.16 | 4.34 | 4.36 | 4.6 | 5.07 | Additional 50% Reduction | Afghanistan | AFG | 2022-01-02 | v8 | TRUE
https://raw.githubusercontent.com/mrc-ide/global-lmic-reports/master/AFG/projections.csv | 2021-02-17 | ICU_incidence | 1.03 | 1.19 | 1.24 | 1.25 | 1.32 | 1.45 | Additional 50% Reduction | Afghanistan | AFG | 2022-01-02 | v8 | TRUE
https://raw.githubusercontent.com/mrc-ide/global-lmic-reports/master/AFG/projections.csv | 2021-02-17 | prevalence | 2776.69 | 3215.98 | 3341.72 | 3343.53 | 3519.87 | 3926.72 | Additional 50% Reduction | Afghanistan | AFG | 2022-01-02 | v8 | TRUE
https://raw.githubusercontent.com/mrc-ide/global-lmic-reports/master/AFG/projections.csv | 2021-02-17 | cumulative_infections | 1024208.84 | 1061898.2 | 1096503.7 | 1100122.86 | 1115395.3 | 1216160.45 | Additional 50% Reduction | Afghanistan | AFG | 2022-01-02 | v8 | TRUE
https://raw.githubusercontent.com/mrc-ide/global-lmic-reports/master/AFG/projections.csv | 2021-02-17 | cumulative_deaths | 2201.81 | 2296.46 | 2372.48 | 2378.56 | 2415.54 | 2654.66 | Additional 50% Reduction | Afghanistan | AFG | 2022-01-02 | v8 | TRUE
https://raw.githubusercontent.com/mrc-ide/global-lmic-reports/master/AFG/projections.csv | 2021-02-17 | Rt | 1 | 1.03 | 1.04 | 1.04 | 1.05 | 1.08 | Additional 50% Reduction | Afghanistan | AFG | 2022-01-02 | v8 | TRUE
https://raw.githubusercontent.com/mrc-ide/global-lmic-reports/master/AFG/projections.csv | 2021-02-17 | Reff | 0.98 | 1 | 1.01 | 1.01 | 1.02 | 1.05 | Additional 50% Reduction | Afghanistan | AFG | 2022-01-02 | v8 | TRUE
https://raw.githubusercontent.com/mrc-ide/global-lmic-reports/master/AFG/projections.csv | 2021-02-17 | infections | 405.63 | 472.79 | 494.47 | 492.88 | 516.46 | 585.24 | Maintain Status Quo | Afghanistan | AFG | 2022-01-02 | v8 | TRUE
https://raw.githubusercontent.com/mrc-ide/global-lmic-reports/master/AFG/projections.csv | 2021-02-17 | deaths | 1.16 | 1.28 | 1.34 | 1.34 | 1.4 | 1.49 | Maintain Status Quo | Afghanistan | AFG | 2022-01-02 | v8 | TRUE
https://raw.githubusercontent.com/mrc-ide/global-lmic-reports/master/AFG/projections.csv | 2021-02-17 | hospital_demand | 40.12 | 44.14 | 46.96 | 46.93 | 49.29 | 52.66 | Maintain Status Quo | Afghanistan | AFG | 2022-01-02 | v8 | TRUE
https://raw.githubusercontent.com/mrc-ide/global-lmic-reports/master/AFG/projections.csv | 2021-02-17 | ICU_demand | 18.58 | 20.41 | 21.41 | 21.35 | 22.26 | 23.6 | Maintain Status Quo | Afghanistan | AFG | 2022-01-02 | v8 | TRUE
https://raw.githubusercontent.com/mrc-ide/global-lmic-reports/master/AFG/projections.csv | 2021-02-17 | hospital_incidence | 3.61 | 4.16 | 4.34 | 4.36 | 4.6 | 5.07 | Maintain Status Quo | Afghanistan | AFG | 2022-01-02 | v8 | TRUE
https://raw.githubusercontent.com/mrc-ide/global-lmic-reports/master/AFG/projections.csv | 2021-02-17 | ICU_incidence | 1.03 | 1.19 | 1.24 | 1.25 | 1.32 | 1.45 | Maintain Status Quo | Afghanistan | AFG | 2022-01-02 | v8 | TRUE
https://raw.githubusercontent.com/mrc-ide/global-lmic-reports/master/AFG/projections.csv | 2021-02-17 | prevalence | 2776.69 | 3215.98 | 3341.72 | 3343.53 | 3519.87 | 3926.72 | Maintain Status Quo | Afghanistan | AFG | 2022-01-02 | v8 | TRUE
https://raw.githubusercontent.com/mrc-ide/global-lmic-reports/master/AFG/projections.csv | 2021-02-17 | cumulative_infections | 1024208.84 | 1061898.2 | 1096503.7 | 1100122.86 | 1115395.3 | 1216160.45 | Maintain Status Quo | Afghanistan | AFG | 2022-01-02 | v8 | TRUE
https://raw.githubusercontent.com/mrc-ide/global-lmic-reports/master/AFG/projections.csv | 2021-02-17 | cumulative_deaths | 2201.81 | 2296.46 | 2372.48 | 2378.56 | 2415.54 | 2654.66 | Maintain Status Quo | Afghanistan | AFG | 2022-01-02 | v8 | TRUE
https://raw.githubusercontent.com/mrc-ide/global-lmic-reports/master/AFG/projections.csv | 2021-02-17 | Rt | 1 | 1.03 | 1.04 | 1.04 | 1.05 | 1.08 | Maintain Status Quo | Afghanistan | AFG | 2022-01-02 | v8 | TRUE
https://raw.githubusercontent.com/mrc-ide/global-lmic-reports/master/AFG/projections.csv | 2021-02-17 | Reff | 0.98 | 1 | 1.01 | 1.01 | 1.02 | 1.05 | Maintain Status Quo | Afghanistan | AFG | 2022-01-02 | v8 | TRUE
https://raw.githubusercontent.com/mrc-ide/global-lmic-reports/master/AFG/projections.csv | 2021-02-17 | infections | 405.63 | 472.79 | 494.47 | 492.88 | 516.46 | 585.24 | Optimistic | Afghanistan | AFG | 2022-01-02 | v8 | TRUE
https://raw.githubusercontent.com/mrc-ide/global-lmic-reports/master/AFG/projections.csv | 2021-02-17 | deaths | 1.16 | 1.28 | 1.34 | 1.34 | 1.4 | 1.49 | Optimistic | Afghanistan | AFG | 2022-01-02 | v8 | TRUE
https://raw.githubusercontent.com/mrc-ide/global-lmic-reports/master/AFG/projections.csv | 2021-02-17 | hospital_demand | 40.12 | 44.14 | 46.96 | 46.93 | 49.29 | 52.66 | Optimistic | Afghanistan | AFG | 2022-01-02 | v8 | TRUE
https://raw.githubusercontent.com/mrc-ide/global-lmic-reports/master/AFG/projections.csv | 2021-02-17 | ICU_demand | 18.58 | 20.41 | 21.41 | 21.35 | 22.26 | 23.6 | Optimistic | Afghanistan | AFG | 2022-01-02 | v8 | TRUE
https://raw.githubusercontent.com/mrc-ide/global-lmic-reports/master/AFG/projections.csv | 2021-02-17 | hospital_incidence | 3.61 | 4.16 | 4.34 | 4.36 | 4.6 | 5.07 | Optimistic | Afghanistan | AFG | 2022-01-02 | v8 | TRUE
https://raw.githubusercontent.com/mrc-ide/global-lmic-reports/master/AFG/projections.csv | 2021-02-17 | ICU_incidence | 1.03 | 1.19 | 1.24 | 1.25 | 1.32 | 1.45 | Optimistic | Afghanistan | AFG | 2022-01-02 | v8 | TRUE
https://raw.githubusercontent.com/mrc-ide/global-lmic-reports/master/AFG/projections.csv | 2021-02-17 | prevalence | 2776.69 | 3215.98 | 3341.72 | 3343.53 | 3519.87 | 3926.72 | Optimistic | Afghanistan | AFG | 2022-01-02 | v8 | TRUE
https://raw.githubusercontent.com/mrc-ide/global-lmic-reports/master/AFG/projections.csv | 2021-02-17 | cumulative_infections | 1024208.84 | 1061898.2 | 1096503.7 | 1100122.86 | 1115395.3 | 1216160.45 | Optimistic | Afghanistan | AFG | 2022-01-02 | v8 | TRUE
https://raw.githubusercontent.com/mrc-ide/global-lmic-reports/master/AFG/projections.csv | 2021-02-17 | cumulative_deaths | 2201.81 | 2296.46 | 2372.48 | 2378.56 | 2415.54 | 2654.66 | Optimistic | Afghanistan | AFG | 2022-01-02 | v8 | TRUE
https://raw.githubusercontent.com/mrc-ide/global-lmic-reports/master/AFG/projections.csv | 2021-02-17 | Rt | 1 | 1.03 | 1.04 | 1.04 | 1.05 | 1.08 | Optimistic | Afghanistan | AFG | 2022-01-02 | v8 | TRUE
https://raw.githubusercontent.com/mrc-ide/global-lmic-reports/master/AFG/projections.csv | 2021-02-17 | Reff | 0.98 | 1 | 1.01 | 1.01 | 1.02 | 1.05 | Optimistic | Afghanistan | AFG | 2022-01-02 | v8 | TRUE
https://raw.githubusercontent.com/mrc-ide/global-lmic-reports/master/AFG/projections.csv | 2021-02-17 | infections | 405.63 | 472.79 | 494.47 | 492.88 | 516.46 | 585.24 | Pessimistic | Afghanistan | AFG | 2022-01-02 | v8 | TRUE
https://raw.githubusercontent.com/mrc-ide/global-lmic-reports/master/AFG/projections.csv | 2021-02-17 | deaths | 1.16 | 1.28 | 1.34 | 1.34 | 1.4 | 1.49 | Pessimistic | Afghanistan | AFG | 2022-01-02 | v8 | TRUE
https://raw.githubusercontent.com/mrc-ide/global-lmic-reports/master/AFG/projections.csv | 2021-02-17 | hospital_demand | 40.12 | 44.14 | 46.96 | 46.93 | 49.29 | 52.66 | Pessimistic | Afghanistan | AFG | 2022-01-02 | v8 | TRUE
https://raw.githubusercontent.com/mrc-ide/global-lmic-reports/master/AFG/projections.csv | 2021-02-17 | ICU_demand | 18.58 | 20.41 | 21.41 | 21.35 | 22.26 | 23.6 | Pessimistic | Afghanistan | AFG | 2022-01-02 | v8 | TRUE
https://raw.githubusercontent.com/mrc-ide/global-lmic-reports/master/AFG/projections.csv | 2021-02-17 | hospital_incidence | 3.61 | 4.16 | 4.34 | 4.36 | 4.6 | 5.07 | Pessimistic | Afghanistan | AFG | 2022-01-02 | v8 | TRUE
https://raw.githubusercontent.com/mrc-ide/global-lmic-reports/master/AFG/projections.csv | 2021-02-17 | ICU_incidence | 1.03 | 1.19 | 1.24 | 1.25 | 1.32 | 1.45 | Pessimistic | Afghanistan | AFG | 2022-01-02 | v8 | TRUE
https://raw.githubusercontent.com/mrc-ide/global-lmic-reports/master/AFG/projections.csv | 2021-02-17 | prevalence | 2776.69 | 3215.98 | 3341.72 | 3343.53 | 3519.87 | 3926.72 | Pessimistic | Afghanistan | AFG | 2022-01-02 | v8 | TRUE
https://raw.githubusercontent.com/mrc-ide/global-lmic-reports/master/AFG/projections.csv | 2021-02-17 | cumulative_infections | 1024208.84 | 1061898.2 | 1096503.7 | 1100122.86 | 1115395.3 | 1216160.45 | Pessimistic | Afghanistan | AFG | 2022-01-02 | v8 | TRUE
https://raw.githubusercontent.com/mrc-ide/global-lmic-reports/master/AFG/projections.csv | 2021-02-17 | cumulative_deaths | 2201.81 | 2296.46 | 2372.48 | 2378.56 | 2415.54 | 2654.66 | Pessimistic | Afghanistan | AFG | 2022-01-02 | v8 | TRUE
https://raw.githubusercontent.com/mrc-ide/global-lmic-reports/master/AFG/projections.csv | 2021-02-17 | Rt | 1 | 1.03 | 1.04 | 1.04 | 1.05 | 1.08 | Pessimistic | Afghanistan | AFG | 2022-01-02 | v8 | TRUE
https://raw.githubusercontent.com/mrc-ide/global-lmic-reports/master/AFG/projections.csv | 2021-02-17 | Reff | 0.98 | 1 | 1.01 | 1.01 | 1.02 | 1.05 | Pessimistic | Afghanistan | AFG | 2022-01-02 | v8 | TRUE
https://raw.githubusercontent.com/mrc-ide/global-lmic-reports/master/AFG/projections.csv | 2021-02-17 | infections | 405.63 | 472.79 | 494.47 | 492.88 | 516.46 | 585.24 | Relax Interventions 50% | Afghanistan | AFG | 2022-01-02 | v8 | TRUE
https://raw.githubusercontent.com/mrc-ide/global-lmic-reports/master/AFG/projections.csv | 2021-02-17 | deaths | 1.16 | 1.28 | 1.34 | 1.34 | 1.4 | 1.49 | Relax Interventions 50% | Afghanistan | AFG | 2022-01-02 | v8 | TRUE
https://raw.githubusercontent.com/mrc-ide/global-lmic-reports/master/AFG/projections.csv | 2021-02-17 | hospital_demand | 40.12 | 44.14 | 46.96 | 46.93 | 49.29 | 52.66 | Relax Interventions 50% | Afghanistan | AFG | 2022-01-02 | v8 | TRUE
https://raw.githubusercontent.com/mrc-ide/global-lmic-reports/master/AFG/projections.csv | 2021-02-17 | ICU_demand | 18.58 | 20.41 | 21.41 | 21.35 | 22.26 | 23.6 | Relax Interventions 50% | Afghanistan | AFG | 2022-01-02 | v8 | TRUE
https://raw.githubusercontent.com/mrc-ide/global-lmic-reports/master/AFG/projections.csv | 2021-02-17 | hospital_incidence | 3.61 | 4.16 | 4.34 | 4.36 | 4.6 | 5.07 | Relax Interventions 50% | Afghanistan | AFG | 2022-01-02 | v8 | TRUE
https://raw.githubusercontent.com/mrc-ide/global-lmic-reports/master/AFG/projections.csv | 2021-02-17 | ICU_incidence | 1.03 | 1.19 | 1.24 | 1.25 | 1.32 | 1.45 | Relax Interventions 50% | Afghanistan | AFG | 2022-01-02 | v8 | TRUE
https://raw.githubusercontent.com/mrc-ide/global-lmic-reports/master/AFG/projections.csv | 2021-02-17 | prevalence | 2776.69 | 3215.98 | 3341.72 | 3343.53 | 3519.87 | 3926.72 | Relax Interventions 50% | Afghanistan | AFG | 2022-01-02 | v8 | TRUE
https://raw.githubusercontent.com/mrc-ide/global-lmic-reports/master/AFG/projections.csv | 2021-02-17 | cumulative_infections | 1024208.84 | 1061898.2 | 1096503.7 | 1100122.86 | 1115395.3 | 1216160.45 | Relax Interventions 50% | Afghanistan | AFG | 2022-01-02 | v8 | TRUE
https://raw.githubusercontent.com/mrc-ide/global-lmic-reports/master/AFG/projections.csv | 2021-02-17 | cumulative_deaths | 2201.81 | 2296.46 | 2372.48 | 2378.56 | 2415.54 | 2654.66 | Relax Interventions 50% | Afghanistan | AFG | 2022-01-02 | v8 | TRUE
https://raw.githubusercontent.com/mrc-ide/global-lmic-reports/master/AFG/projections.csv | 2021-02-17 | Rt | 1 | 1.03 | 1.04 | 1.04 | 1.05 | 1.08 | Relax Interventions 50% | Afghanistan | AFG | 2022-01-02 | v8 | TRUE
https://raw.githubusercontent.com/mrc-ide/global-lmic-reports/master/AFG/projections.csv | 2021-02-17 | Reff | 0.98 | 1 | 1.01 | 1.01 | 1.02 | 1.05 | Relax Interventions 50% | Afghanistan | AFG | 2022-01-02 | v8 | TRUE
https://raw.githubusercontent.com/mrc-ide/global-lmic-reports/master/AFG/projections.csv | 2021-02-17 | infections | 415.4 | 454.75 | 482.93 | 485.92 | 518.9 | 560.24 | Surged Additional 50% Reduction | Afghanistan | AFG | 2022-01-02 | v8 | TRUE
https://raw.githubusercontent.com/mrc-ide/global-lmic-reports/master/AFG/projections.csv | 2021-02-17 | deaths | 1.17 | 1.24 | 1.32 | 1.32 | 1.37 | 1.5 | Surged Additional 50% Reduction | Afghanistan | AFG | 2022-01-02 | v8 | TRUE
https://raw.githubusercontent.com/mrc-ide/global-lmic-reports/master/AFG/projections.csv | 2021-02-17 | hospital_demand | 40.58 | 43.68 | 46.11 | 46.11 | 48.33 | 52.55 | Surged Additional 50% Reduction | Afghanistan | AFG | 2022-01-02 | v8 | TRUE
https://raw.githubusercontent.com/mrc-ide/global-lmic-reports/master/AFG/projections.csv | 2021-02-17 | ICU_demand | 18.66 | 19.8 | 20.94 | 20.97 | 21.91 | 23.81 | Surged Additional 50% Reduction | Afghanistan | AFG | 2022-01-02 | v8 | TRUE
https://raw.githubusercontent.com/mrc-ide/global-lmic-reports/master/AFG/projections.csv | 2021-02-17 | hospital_incidence | 3.71 | 3.99 | 4.3 | 4.29 | 4.52 | 4.91 | Surged Additional 50% Reduction | Afghanistan | AFG | 2022-01-02 | v8 | TRUE
https://raw.githubusercontent.com/mrc-ide/global-lmic-reports/master/AFG/projections.csv | 2021-02-17 | ICU_incidence | 1.06 | 1.14 | 1.23 | 1.23 | 1.29 | 1.4 | Surged Additional 50% Reduction | Afghanistan | AFG | 2022-01-02 | v8 | TRUE
https://raw.githubusercontent.com/mrc-ide/global-lmic-reports/master/AFG/projections.csv | 2021-02-17 | prevalence | 2829.55 | 3066.81 | 3295.58 | 3293.67 | 3480.25 | 3763.56 | Surged Additional 50% Reduction | Afghanistan | AFG | 2022-01-02 | v8 | TRUE
https://raw.githubusercontent.com/mrc-ide/global-lmic-reports/master/AFG/projections.csv | 2021-02-17 | cumulative_infections | 1015523.47 | 1060344.99 | 1088738.68 | 1088718.26 | 1117209.95 | 1169418.78 | Surged Additional 50% Reduction | Afghanistan | AFG | 2022-01-02 | v8 | TRUE
https://raw.githubusercontent.com/mrc-ide/global-lmic-reports/master/AFG/projections.csv | 2021-02-17 | cumulative_deaths | 2183.76 | 2279.5 | 2341.41 | 2340.49 | 2402.55 | 2513.62 | Surged Additional 50% Reduction | Afghanistan | AFG | 2022-01-02 | v8 | TRUE
https://raw.githubusercontent.com/mrc-ide/global-lmic-reports/master/AFG/projections.csv | 2021-02-17 | Rt | 1.01 | 1.03 | 1.04 | 1.04 | 1.05 | 1.08 | Surged Additional 50% Reduction | Afghanistan | AFG | 2022-01-02 | v8 | TRUE
https://raw.githubusercontent.com/mrc-ide/global-lmic-reports/master/AFG/projections.csv | 2021-02-17 | Reff | 0.98 | 1 | 1.01 | 1.01 | 1.03 | 1.05 | Surged Additional 50% Reduction | Afghanistan | AFG | 2022-01-02 | v8 | TRUE
https://raw.githubusercontent.com/mrc-ide/global-lmic-reports/master/AFG/projections.csv | 2021-02-17 | infections | 415.4 | 454.75 | 482.93 | 485.92 | 518.9 | 560.24 | Surged Maintain Status Quo | Afghanistan | AFG | 2022-01-02 | v8 | TRUE
https://raw.githubusercontent.com/mrc-ide/global-lmic-reports/master/AFG/projections.csv | 2021-02-17 | deaths | 1.17 | 1.24 | 1.32 | 1.32 | 1.37 | 1.5 | Surged Maintain Status Quo | Afghanistan | AFG | 2022-01-02 | v8 | TRUE
https://raw.githubusercontent.com/mrc-ide/global-lmic-reports/master/AFG/projections.csv | 2021-02-17 | hospital_demand | 40.58 | 43.68 | 46.11 | 46.11 | 48.33 | 52.55 | Surged Maintain Status Quo | Afghanistan | AFG | 2022-01-02 | v8 | TRUE
https://raw.githubusercontent.com/mrc-ide/global-lmic-reports/master/AFG/projections.csv | 2021-02-17 | ICU_demand | 18.66 | 19.8 | 20.94 | 20.97 | 21.91 | 23.81 | Surged Maintain Status Quo | Afghanistan | AFG | 2022-01-02 | v8 | TRUE
https://raw.githubusercontent.com/mrc-ide/global-lmic-reports/master/AFG/projections.csv | 2021-02-17 | hospital_incidence | 3.71 | 3.99 | 4.3 | 4.29 | 4.52 | 4.91 | Surged Maintain Status Quo | Afghanistan | AFG | 2022-01-02 | v8 | TRUE
https://raw.githubusercontent.com/mrc-ide/global-lmic-reports/master/AFG/projections.csv | 2021-02-17 | ICU_incidence | 1.06 | 1.14 | 1.23 | 1.23 | 1.29 | 1.4 | Surged Maintain Status Quo | Afghanistan | AFG | 2022-01-02 | v8 | TRUE
https://raw.githubusercontent.com/mrc-ide/global-lmic-reports/master/AFG/projections.csv | 2021-02-17 | prevalence | 2829.55 | 3066.81 | 3295.58 | 3293.67 | 3480.25 | 3763.56 | Surged Maintain Status Quo | Afghanistan | AFG | 2022-01-02 | v8 | TRUE
https://raw.githubusercontent.com/mrc-ide/global-lmic-reports/master/AFG/projections.csv | 2021-02-17 | cumulative_infections | 1015523.47 | 1060344.99 | 1088738.68 | 1088718.26 | 1117209.95 | 1169418.78 | Surged Maintain Status Quo | Afghanistan | AFG | 2022-01-02 | v8 | TRUE
https://raw.githubusercontent.com/mrc-ide/global-lmic-reports/master/AFG/projections.csv | 2021-02-17 | cumulative_deaths | 2183.76 | 2279.5 | 2341.41 | 2340.49 | 2402.55 | 2513.62 | Surged Maintain Status Quo | Afghanistan | AFG | 2022-01-02 | v8 | TRUE
https://raw.githubusercontent.com/mrc-ide/global-lmic-reports/master/AFG/projections.csv | 2021-02-17 | Rt | 1.01 | 1.03 | 1.04 | 1.04 | 1.05 | 1.08 | Surged Maintain Status Quo | Afghanistan | AFG | 2022-01-02 | v8 | TRUE
https://raw.githubusercontent.com/mrc-ide/global-lmic-reports/master/AFG/projections.csv | 2021-02-17 | Reff | 0.98 | 1 | 1.01 | 1.01 | 1.03 | 1.05 | Surged Maintain Status Quo | Afghanistan | AFG | 2022-01-02 | v8 | TRUE
https://raw.githubusercontent.com/mrc-ide/global-lmic-reports/master/AFG/projections.csv | 2021-02-17 | infections | 415.4 | 454.75 | 482.93 | 485.92 | 518.9 | 560.24 | Surged Optimistic | Afghanistan | AFG | 2022-01-02 | v8 | TRUE
https://raw.githubusercontent.com/mrc-ide/global-lmic-reports/master/AFG/projections.csv | 2021-02-17 | deaths | 1.17 | 1.24 | 1.32 | 1.32 | 1.37 | 1.5 | Surged Optimistic | Afghanistan | AFG | 2022-01-02 | v8 | TRUE
https://raw.githubusercontent.com/mrc-ide/global-lmic-reports/master/AFG/projections.csv | 2021-02-17 | hospital_demand | 40.58 | 43.68 | 46.11 | 46.11 | 48.33 | 52.55 | Surged Optimistic | Afghanistan | AFG | 2022-01-02 | v8 | TRUE
https://raw.githubusercontent.com/mrc-ide/global-lmic-reports/master/AFG/projections.csv | 2021-02-17 | ICU_demand | 18.66 | 19.8 | 20.94 | 20.97 | 21.91 | 23.81 | Surged Optimistic | Afghanistan | AFG | 2022-01-02 | v8 | TRUE
https://raw.githubusercontent.com/mrc-ide/global-lmic-reports/master/AFG/projections.csv | 2021-02-17 | hospital_incidence | 3.71 | 3.99 | 4.3 | 4.29 | 4.52 | 4.91 | Surged Optimistic | Afghanistan | AFG | 2022-01-02 | v8 | TRUE
https://raw.githubusercontent.com/mrc-ide/global-lmic-reports/master/AFG/projections.csv | 2021-02-17 | ICU_incidence | 1.06 | 1.14 | 1.23 | 1.23 | 1.29 | 1.4 | Surged Optimistic | Afghanistan | AFG | 2022-01-02 | v8 | TRUE
https://raw.githubusercontent.com/mrc-ide/global-lmic-reports/master/AFG/projections.csv | 2021-02-17 | prevalence | 2829.55 | 3066.81 | 3295.58 | 3293.67 | 3480.25 | 3763.56 | Surged Optimistic | Afghanistan | AFG | 2022-01-02 | v8 | TRUE
https://raw.githubusercontent.com/mrc-ide/global-lmic-reports/master/AFG/projections.csv | 2021-02-17 | cumulative_infections | 1015523.47 | 1060344.99 | 1088738.68 | 1088718.26 | 1117209.95 | 1169418.78 | Surged Optimistic | Afghanistan | AFG | 2022-01-02 | v8 | TRUE
https://raw.githubusercontent.com/mrc-ide/global-lmic-reports/master/AFG/projections.csv | 2021-02-17 | cumulative_deaths | 2183.76 | 2279.5 | 2341.41 | 2340.49 | 2402.55 | 2513.62 | Surged Optimistic | Afghanistan | AFG | 2022-01-02 | v8 | TRUE
https://raw.githubusercontent.com/mrc-ide/global-lmic-reports/master/AFG/projections.csv | 2021-02-17 | Rt | 1.01 | 1.03 | 1.04 | 1.04 | 1.05 | 1.08 | Surged Optimistic | Afghanistan | AFG | 2022-01-02 | v8 | TRUE
https://raw.githubusercontent.com/mrc-ide/global-lmic-reports/master/AFG/projections.csv | 2021-02-17 | Reff | 0.98 | 1 | 1.01 | 1.01 | 1.03 | 1.05 | Surged Optimistic | Afghanistan | AFG | 2022-01-02 | v8 | TRUE
https://raw.githubusercontent.com/mrc-ide/global-lmic-reports/master/AFG/projections.csv | 2021-02-17 | infections | 415.4 | 454.75 | 482.93 | 485.92 | 518.9 | 560.24 | Surged Pessimistic | Afghanistan | AFG | 2022-01-02 | v8 | TRUE
https://raw.githubusercontent.com/mrc-ide/global-lmic-reports/master/AFG/projections.csv | 2021-02-17 | deaths | 1.17 | 1.24 | 1.32 | 1.32 | 1.37 | 1.5 | Surged Pessimistic | Afghanistan | AFG | 2022-01-02 | v8 | TRUE
https://raw.githubusercontent.com/mrc-ide/global-lmic-reports/master/AFG/projections.csv | 2021-02-17 | hospital_demand | 40.58 | 43.68 | 46.11 | 46.11 | 48.33 | 52.55 | Surged Pessimistic | Afghanistan | AFG | 2022-01-02 | v8 | TRUE
https://raw.githubusercontent.com/mrc-ide/global-lmic-reports/master/AFG/projections.csv | 2021-02-17 | ICU_demand | 18.66 | 19.8 | 20.94 | 20.97 | 21.91 | 23.81 | Surged Pessimistic | Afghanistan | AFG | 2022-01-02 | v8 | TRUE
https://raw.githubusercontent.com/mrc-ide/global-lmic-reports/master/AFG/projections.csv | 2021-02-17 | hospital_incidence | 3.71 | 3.99 | 4.3 | 4.29 | 4.52 | 4.91 | Surged Pessimistic | Afghanistan | AFG | 2022-01-02 | v8 | TRUE
https://raw.githubusercontent.com/mrc-ide/global-lmic-reports/master/AFG/projections.csv | 2021-02-17 | ICU_incidence | 1.06 | 1.14 | 1.23 | 1.23 | 1.29 | 1.4 | Surged Pessimistic | Afghanistan | AFG | 2022-01-02 | v8 | TRUE
https://raw.githubusercontent.com/mrc-ide/global-lmic-reports/master/AFG/projections.csv | 2021-02-17 | prevalence | 2829.55 | 3066.81 | 3295.58 | 3293.67 | 3480.25 | 3763.56 | Surged Pessimistic | Afghanistan | AFG | 2022-01-02 | v8 | TRUE
https://raw.githubusercontent.com/mrc-ide/global-lmic-reports/master/AFG/projections.csv | 2021-02-17 | cumulative_infections | 1015523.47 | 1060344.99 | 1088738.68 | 1088718.26 | 1117209.95 | 1169418.78 | Surged Pessimistic | Afghanistan | AFG | 2022-01-02 | v8 | TRUE
https://raw.githubusercontent.com/mrc-ide/global-lmic-reports/master/AFG/projections.csv | 2021-02-17 | cumulative_deaths | 2183.76 | 2279.5 | 2341.41 | 2340.49 | 2402.55 | 2513.62 | Surged Pessimistic | Afghanistan | AFG | 2022-01-02 | v8 | TRUE
https://raw.githubusercontent.com/mrc-ide/global-lmic-reports/master/AFG/projections.csv | 2021-02-17 | Rt | 1.01 | 1.03 | 1.04 | 1.04 | 1.05 | 1.08 | Surged Pessimistic | Afghanistan | AFG | 2022-01-02 | v8 | TRUE
https://raw.githubusercontent.com/mrc-ide/global-lmic-reports/master/AFG/projections.csv | 2021-02-17 | Reff | 0.98 | 1 | 1.01 | 1.01 | 1.03 | 1.05 | Surged Pessimistic | Afghanistan | AFG | 2022-01-02 | v8 | TRUE
https://raw.githubusercontent.com/mrc-ide/global-lmic-reports/master/AFG/projections.csv | 2021-02-17 | infections | 415.4 | 454.75 | 482.93 | 485.92 | 518.9 | 560.24 | Surged Relax Interventions 50% | Afghanistan | AFG | 2022-01-02 | v8 | TRUE
https://raw.githubusercontent.com/mrc-ide/global-lmic-reports/master/AFG/projections.csv | 2021-02-17 | deaths | 1.17 | 1.24 | 1.32 | 1.32 | 1.37 | 1.5 | Surged Relax Interventions 50% | Afghanistan | AFG | 2022-01-02 | v8 | TRUE
https://raw.githubusercontent.com/mrc-ide/global-lmic-reports/master/AFG/projections.csv | 2021-02-17 | hospital_demand | 40.58 | 43.68 | 46.11 | 46.11 | 48.33 | 52.55 | Surged Relax Interventions 50% | Afghanistan | AFG | 2022-01-02 | v8 | TRUE
https://raw.githubusercontent.com/mrc-ide/global-lmic-reports/master/AFG/projections.csv | 2021-02-17 | ICU_demand | 18.66 | 19.8 | 20.94 | 20.97 | 21.91 | 23.81 | Surged Relax Interventions 50% | Afghanistan | AFG | 2022-01-02 | v8 | TRUE
https://raw.githubusercontent.com/mrc-ide/global-lmic-reports/master/AFG/projections.csv | 2021-02-17 | hospital_incidence | 3.71 | 3.99 | 4.3 | 4.29 | 4.52 | 4.91 | Surged Relax Interventions 50% | Afghanistan | AFG | 2022-01-02 | v8 | TRUE
https://raw.githubusercontent.com/mrc-ide/global-lmic-reports/master/AFG/projections.csv | 2021-02-17 | ICU_incidence | 1.06 | 1.14 | 1.23 | 1.23 | 1.29 | 1.4 | Surged Relax Interventions 50% | Afghanistan | AFG | 2022-01-02 | v8 | TRUE
https://raw.githubusercontent.com/mrc-ide/global-lmic-reports/master/AFG/projections.csv | 2021-02-17 | prevalence | 2829.55 | 3066.81 | 3295.58 | 3293.67 | 3480.25 | 3763.56 | Surged Relax Interventions 50% | Afghanistan | AFG | 2022-01-02 | v8 | TRUE
https://raw.githubusercontent.com/mrc-ide/global-lmic-reports/master/AFG/projections.csv | 2021-02-17 | cumulative_infections | 1015523.47 | 1060344.99 | 1088738.68 | 1088718.26 | 1117209.95 | 1169418.78 | Surged Relax Interventions 50% | Afghanistan | AFG | 2022-01-02 | v8 | TRUE
https://raw.githubusercontent.com/mrc-ide/global-lmic-reports/master/AFG/projections.csv | 2021-02-17 | cumulative_deaths | 2183.76 | 2279.5 | 2341.41 | 2340.49 | 2402.55 | 2513.62 | Surged Relax Interventions 50% | Afghanistan | AFG | 2022-01-02 | v8 | TRUE
https://raw.githubusercontent.com/mrc-ide/global-lmic-reports/master/AFG/projections.csv | 2021-02-17 | Rt | 1.01 | 1.03 | 1.04 | 1.04 | 1.05 | 1.08 | Surged Relax Interventions 50% | Afghanistan | AFG | 2022-01-02 | v8 | TRUE
https://raw.githubusercontent.com/mrc-ide/global-lmic-reports/master/AFG/projections.csv | 2021-02-17 | Reff | 0.98 | 1 | 1.01 | 1.01 | 1.03 | 1.05 | Surged Relax Interventions 50% | Afghanistan | AFG | 2022-01-02 | v8 | TRUE
https://raw.githubusercontent.com/mrc-ide/global-lmic-reports/master/AFG/projections.csv | 2021-02-18 | infections | 403.93 | 470.72 | 494.85 | 492.24 | 515.27 | 585.06 | Additional 50% Reduction | Afghanistan | AFG | 2022-01-02 | v8 | TRUE
https://raw.githubusercontent.com/mrc-ide/global-lmic-reports/master/AFG/projections.csv | 2021-02-18 | deaths | 1.13 | 1.24 | 1.3 | 1.3 | 1.36 | 1.45 | Additional 50% Reduction | Afghanistan | AFG | 2022-01-02 | v8 | TRUE
https://raw.githubusercontent.com/mrc-ide/global-lmic-reports/master/AFG/projections.csv | 2021-02-18 | hospital_demand | 39.28 | 43.4 | 46.24 | 46.1 | 48.45 | 51.98 | Additional 50% Reduction | Afghanistan | AFG | 2022-01-02 | v8 | TRUE
https://raw.githubusercontent.com/mrc-ide/global-lmic-reports/master/AFG/projections.csv | 2021-02-18 | ICU_demand | 18.02 | 19.77 | 20.8 | 20.77 | 21.73 | 22.94 | Additional 50% Reduction | Afghanistan | AFG | 2022-01-02 | v8 | TRUE
https://raw.githubusercontent.com/mrc-ide/global-lmic-reports/master/AFG/projections.csv | 2021-02-18 | hospital_incidence | 3.6 | 4.16 | 4.33 | 4.34 | 4.59 | 5.06 | Additional 50% Reduction | Afghanistan | AFG | 2022-01-02 | v8 | TRUE
https://raw.githubusercontent.com/mrc-ide/global-lmic-reports/master/AFG/projections.csv | 2021-02-18 | ICU_incidence | 1.03 | 1.19 | 1.24 | 1.24 | 1.31 | 1.45 | Additional 50% Reduction | Afghanistan | AFG | 2022-01-02 | v8 | TRUE
https://raw.githubusercontent.com/mrc-ide/global-lmic-reports/master/AFG/projections.csv | 2021-02-18 | prevalence | 2783.9 | 3224.57 | 3350.15 | 3348.19 | 3515.13 | 3944.98 | Additional 50% Reduction | Afghanistan | AFG | 2022-01-02 | v8 | TRUE
https://raw.githubusercontent.com/mrc-ide/global-lmic-reports/master/AFG/projections.csv | 2021-02-18 | cumulative_infections | 1024691.78 | 1062389.96 | 1096998.07 | 1100615.1 | 1115941.34 | 1216653.83 | Additional 50% Reduction | Afghanistan | AFG | 2022-01-02 | v8 | TRUE
https://raw.githubusercontent.com/mrc-ide/global-lmic-reports/master/AFG/projections.csv | 2021-02-18 | cumulative_deaths | 2203.07 | 2297.66 | 2373.75 | 2379.86 | 2416.91 | 2656.07 | Additional 50% Reduction | Afghanistan | AFG | 2022-01-02 | v8 | TRUE
https://raw.githubusercontent.com/mrc-ide/global-lmic-reports/master/AFG/projections.csv | 2021-02-18 | Rt | 0.98 | 1.01 | 1.02 | 1.02 | 1.04 | 1.06 | Additional 50% Reduction | Afghanistan | AFG | 2022-01-02 | v8 | TRUE
https://raw.githubusercontent.com/mrc-ide/global-lmic-reports/master/AFG/projections.csv | 2021-02-18 | Reff | 0.95 | 0.98 | 0.99 | 0.99 | 1.01 | 1.03 | Additional 50% Reduction | Afghanistan | AFG | 2022-01-02 | v8 | TRUE
https://raw.githubusercontent.com/mrc-ide/global-lmic-reports/master/AFG/projections.csv | 2021-02-18 | infections | 403.93 | 470.72 | 494.85 | 492.24 | 515.27 | 585.06 | Maintain Status Quo | Afghanistan | AFG | 2022-01-02 | v8 | TRUE
https://raw.githubusercontent.com/mrc-ide/global-lmic-reports/master/AFG/projections.csv | 2021-02-18 | deaths | 1.13 | 1.24 | 1.3 | 1.3 | 1.36 | 1.45 | Maintain Status Quo | Afghanistan | AFG | 2022-01-02 | v8 | TRUE
https://raw.githubusercontent.com/mrc-ide/global-lmic-reports/master/AFG/projections.csv | 2021-02-18 | hospital_demand | 39.28 | 43.4 | 46.24 | 46.1 | 48.45 | 51.98 | Maintain Status Quo | Afghanistan | AFG | 2022-01-02 | v8 | TRUE
https://raw.githubusercontent.com/mrc-ide/global-lmic-reports/master/AFG/projections.csv | 2021-02-18 | ICU_demand | 18.02 | 19.77 | 20.8 | 20.77 | 21.73 | 22.94 | Maintain Status Quo | Afghanistan | AFG | 2022-01-02 | v8 | TRUE
https://raw.githubusercontent.com/mrc-ide/global-lmic-reports/master/AFG/projections.csv | 2021-02-18 | hospital_incidence | 3.6 | 4.16 | 4.33 | 4.34 | 4.59 | 5.06 | Maintain Status Quo | Afghanistan | AFG | 2022-01-02 | v8 | TRUE
https://raw.githubusercontent.com/mrc-ide/global-lmic-reports/master/AFG/projections.csv | 2021-02-18 | ICU_incidence | 1.03 | 1.19 | 1.24 | 1.24 | 1.31 | 1.45 | Maintain Status Quo | Afghanistan | AFG | 2022-01-02 | v8 | TRUE
https://raw.githubusercontent.com/mrc-ide/global-lmic-reports/master/AFG/projections.csv | 2021-02-18 | prevalence | 2783.9 | 3224.57 | 3350.15 | 3348.19 | 3515.13 | 3944.98 | Maintain Status Quo | Afghanistan | AFG | 2022-01-02 | v8 | TRUE
https://raw.githubusercontent.com/mrc-ide/global-lmic-reports/master/AFG/projections.csv | 2021-02-18 | cumulative_infections | 1024691.78 | 1062389.96 | 1096998.07 | 1100615.1 | 1115941.34 | 1216653.83 | Maintain Status Quo | Afghanistan | AFG | 2022-01-02 | v8 | TRUE
https://raw.githubusercontent.com/mrc-ide/global-lmic-reports/master/AFG/projections.csv | 2021-02-18 | cumulative_deaths | 2203.07 | 2297.66 | 2373.75 | 2379.86 | 2416.91 | 2656.07 | Maintain Status Quo | Afghanistan | AFG | 2022-01-02 | v8 | TRUE
https://raw.githubusercontent.com/mrc-ide/global-lmic-reports/master/AFG/projections.csv | 2021-02-18 | Rt | 0.98 | 1.01 | 1.02 | 1.02 | 1.04 | 1.06 | Maintain Status Quo | Afghanistan | AFG | 2022-01-02 | v8 | TRUE
https://raw.githubusercontent.com/mrc-ide/global-lmic-reports/master/AFG/projections.csv | 2021-02-18 | Reff | 0.95 | 0.98 | 0.99 | 0.99 | 1.01 | 1.03 | Maintain Status Quo | Afghanistan | AFG | 2022-01-02 | v8 | TRUE
https://raw.githubusercontent.com/mrc-ide/global-lmic-reports/master/AFG/projections.csv | 2021-02-18 | infections | 403.93 | 470.72 | 494.85 | 492.24 | 515.27 | 585.06 | Optimistic | Afghanistan | AFG | 2022-01-02 | v8 | TRUE
https://raw.githubusercontent.com/mrc-ide/global-lmic-reports/master/AFG/projections.csv | 2021-02-18 | deaths | 1.13 | 1.24 | 1.3 | 1.3 | 1.36 | 1.45 | Optimistic | Afghanistan | AFG | 2022-01-02 | v8 | TRUE
https://raw.githubusercontent.com/mrc-ide/global-lmic-reports/master/AFG/projections.csv | 2021-02-18 | hospital_demand | 39.28 | 43.4 | 46.24 | 46.1 | 48.45 | 51.98 | Optimistic | Afghanistan | AFG | 2022-01-02 | v8 | TRUE
https://raw.githubusercontent.com/mrc-ide/global-lmic-reports/master/AFG/projections.csv | 2021-02-18 | ICU_demand | 18.02 | 19.77 | 20.8 | 20.77 | 21.73 | 22.94 | Optimistic | Afghanistan | AFG | 2022-01-02 | v8 | TRUE
https://raw.githubusercontent.com/mrc-ide/global-lmic-reports/master/AFG/projections.csv | 2021-02-18 | hospital_incidence | 3.6 | 4.16 | 4.33 | 4.34 | 4.59 | 5.06 | Optimistic | Afghanistan | AFG | 2022-01-02 | v8 | TRUE
https://raw.githubusercontent.com/mrc-ide/global-lmic-reports/master/AFG/projections.csv | 2021-02-18 | ICU_incidence | 1.03 | 1.19 | 1.24 | 1.24 | 1.31 | 1.45 | Optimistic | Afghanistan | AFG | 2022-01-02 | v8 | TRUE
https://raw.githubusercontent.com/mrc-ide/global-lmic-reports/master/AFG/projections.csv | 2021-02-18 | prevalence | 2783.9 | 3224.57 | 3350.15 | 3348.19 | 3515.13 | 3944.98 | Optimistic | Afghanistan | AFG | 2022-01-02 | v8 | TRUE
https://raw.githubusercontent.com/mrc-ide/global-lmic-reports/master/AFG/projections.csv | 2021-02-18 | cumulative_infections | 1024691.78 | 1062389.96 | 1096998.07 | 1100615.1 | 1115941.34 | 1216653.83 | Optimistic | Afghanistan | AFG | 2022-01-02 | v8 | TRUE
https://raw.githubusercontent.com/mrc-ide/global-lmic-reports/master/AFG/projections.csv | 2021-02-18 | cumulative_deaths | 2203.07 | 2297.66 | 2373.75 | 2379.86 | 2416.91 | 2656.07 | Optimistic | Afghanistan | AFG | 2022-01-02 | v8 | TRUE
https://raw.githubusercontent.com/mrc-ide/global-lmic-reports/master/AFG/projections.csv | 2021-02-18 | Rt | 0.98 | 1.01 | 1.02 | 1.02 | 1.04 | 1.06 | Optimistic | Afghanistan | AFG | 2022-01-02 | v8 | TRUE
https://raw.githubusercontent.com/mrc-ide/global-lmic-reports/master/AFG/projections.csv | 2021-02-18 | Reff | 0.95 | 0.98 | 0.99 | 0.99 | 1.01 | 1.03 | Optimistic | Afghanistan | AFG | 2022-01-02 | v8 | TRUE
https://raw.githubusercontent.com/mrc-ide/global-lmic-reports/master/AFG/projections.csv | 2021-02-18 | infections | 403.93 | 470.72 | 494.85 | 492.24 | 515.27 | 585.06 | Pessimistic | Afghanistan | AFG | 2022-01-02 | v8 | TRUE
https://raw.githubusercontent.com/mrc-ide/global-lmic-reports/master/AFG/projections.csv | 2021-02-18 | deaths | 1.13 | 1.24 | 1.3 | 1.3 | 1.36 | 1.45 | Pessimistic | Afghanistan | AFG | 2022-01-02 | v8 | TRUE
https://raw.githubusercontent.com/mrc-ide/global-lmic-reports/master/AFG/projections.csv | 2021-02-18 | hospital_demand | 39.28 | 43.4 | 46.24 | 46.1 | 48.45 | 51.98 | Pessimistic | Afghanistan | AFG | 2022-01-02 | v8 | TRUE
https://raw.githubusercontent.com/mrc-ide/global-lmic-reports/master/AFG/projections.csv | 2021-02-18 | ICU_demand | 18.02 | 19.77 | 20.8 | 20.77 | 21.73 | 22.94 | Pessimistic | Afghanistan | AFG | 2022-01-02 | v8 | TRUE
https://raw.githubusercontent.com/mrc-ide/global-lmic-reports/master/AFG/projections.csv | 2021-02-18 | hospital_incidence | 3.6 | 4.16 | 4.33 | 4.34 | 4.59 | 5.06 | Pessimistic | Afghanistan | AFG | 2022-01-02 | v8 | TRUE
https://raw.githubusercontent.com/mrc-ide/global-lmic-reports/master/AFG/projections.csv | 2021-02-18 | ICU_incidence | 1.03 | 1.19 | 1.24 | 1.24 | 1.31 | 1.45 | Pessimistic | Afghanistan | AFG | 2022-01-02 | v8 | TRUE
https://raw.githubusercontent.com/mrc-ide/global-lmic-reports/master/AFG/projections.csv | 2021-02-18 | prevalence | 2783.9 | 3224.57 | 3350.15 | 3348.19 | 3515.13 | 3944.98 | Pessimistic | Afghanistan | AFG | 2022-01-02 | v8 | TRUE
https://raw.githubusercontent.com/mrc-ide/global-lmic-reports/master/AFG/projections.csv | 2021-02-18 | cumulative_infections | 1024691.78 | 1062389.96 | 1096998.07 | 1100615.1 | 1115941.34 | 1216653.83 | Pessimistic | Afghanistan | AFG | 2022-01-02 | v8 | TRUE
https://raw.githubusercontent.com/mrc-ide/global-lmic-reports/master/AFG/projections.csv | 2021-02-18 | cumulative_deaths | 2203.07 | 2297.66 | 2373.75 | 2379.86 | 2416.91 | 2656.07 | Pessimistic | Afghanistan | AFG | 2022-01-02 | v8 | TRUE
https://raw.githubusercontent.com/mrc-ide/global-lmic-reports/master/AFG/projections.csv | 2021-02-18 | Rt | 0.98 | 1.01 | 1.02 | 1.02 | 1.04 | 1.06 | Pessimistic | Afghanistan | AFG | 2022-01-02 | v8 | TRUE
https://raw.githubusercontent.com/mrc-ide/global-lmic-reports/master/AFG/projections.csv | 2021-02-18 | Reff | 0.95 | 0.98 | 0.99 | 0.99 | 1.01 | 1.03 | Pessimistic | Afghanistan | AFG | 2022-01-02 | v8 | TRUE
https://raw.githubusercontent.com/mrc-ide/global-lmic-reports/master/AFG/projections.csv | 2021-02-18 | infections | 403.93 | 470.72 | 494.85 | 492.24 | 515.27 | 585.06 | Relax Interventions 50% | Afghanistan | AFG | 2022-01-02 | v8 | TRUE
https://raw.githubusercontent.com/mrc-ide/global-lmic-reports/master/AFG/projections.csv | 2021-02-18 | deaths | 1.13 | 1.24 | 1.3 | 1.3 | 1.36 | 1.45 | Relax Interventions 50% | Afghanistan | AFG | 2022-01-02 | v8 | TRUE
https://raw.githubusercontent.com/mrc-ide/global-lmic-reports/master/AFG/projections.csv | 2021-02-18 | hospital_demand | 39.28 | 43.4 | 46.24 | 46.1 | 48.45 | 51.98 | Relax Interventions 50% | Afghanistan | AFG | 2022-01-02 | v8 | TRUE
https://raw.githubusercontent.com/mrc-ide/global-lmic-reports/master/AFG/projections.csv | 2021-02-18 | ICU_demand | 18.02 | 19.77 | 20.8 | 20.77 | 21.73 | 22.94 | Relax Interventions 50% | Afghanistan | AFG | 2022-01-02 | v8 | TRUE
https://raw.githubusercontent.com/mrc-ide/global-lmic-reports/master/AFG/projections.csv | 2021-02-18 | hospital_incidence | 3.6 | 4.16 | 4.33 | 4.34 | 4.59 | 5.06 | Relax Interventions 50% | Afghanistan | AFG | 2022-01-02 | v8 | TRUE
https://raw.githubusercontent.com/mrc-ide/global-lmic-reports/master/AFG/projections.csv | 2021-02-18 | ICU_incidence | 1.03 | 1.19 | 1.24 | 1.24 | 1.31 | 1.45 | Relax Interventions 50% | Afghanistan | AFG | 2022-01-02 | v8 | TRUE
https://raw.githubusercontent.com/mrc-ide/global-lmic-reports/master/AFG/projections.csv | 2021-02-18 | prevalence | 2783.9 | 3224.57 | 3350.15 | 3348.19 | 3515.13 | 3944.98 | Relax Interventions 50% | Afghanistan | AFG | 2022-01-02 | v8 | TRUE
https://raw.githubusercontent.com/mrc-ide/global-lmic-reports/master/AFG/projections.csv | 2021-02-18 | cumulative_infections | 1024691.78 | 1062389.96 | 1096998.07 | 1100615.1 | 1115941.34 | 1216653.83 | Relax Interventions 50% | Afghanistan | AFG | 2022-01-02 | v8 | TRUE
https://raw.githubusercontent.com/mrc-ide/global-lmic-reports/master/AFG/projections.csv | 2021-02-18 | cumulative_deaths | 2203.07 | 2297.66 | 2373.75 | 2379.86 | 2416.91 | 2656.07 | Relax Interventions 50% | Afghanistan | AFG | 2022-01-02 | v8 | TRUE
https://raw.githubusercontent.com/mrc-ide/global-lmic-reports/master/AFG/projections.csv | 2021-02-18 | Rt | 0.98 | 1.01 | 1.02 | 1.02 | 1.04 | 1.06 | Relax Interventions 50% | Afghanistan | AFG | 2022-01-02 | v8 | TRUE
https://raw.githubusercontent.com/mrc-ide/global-lmic-reports/master/AFG/projections.csv | 2021-02-18 | Reff | 0.95 | 0.98 | 0.99 | 0.99 | 1.01 | 1.03 | Relax Interventions 50% | Afghanistan | AFG | 2022-01-02 | v8 | TRUE
https://raw.githubusercontent.com/mrc-ide/global-lmic-reports/master/AFG/projections.csv | 2021-02-18 | infections | 414.75 | 453.39 | 482.1 | 485.46 | 519.28 | 560.25 | Surged Additional 50% Reduction | Afghanistan | AFG | 2022-01-02 | v8 | TRUE
https://raw.githubusercontent.com/mrc-ide/global-lmic-reports/master/AFG/projections.csv | 2021-02-18 | deaths | 1.14 | 1.21 | 1.28 | 1.28 | 1.33 | 1.46 | Surged Additional 50% Reduction | Afghanistan | AFG | 2022-01-02 | v8 | TRUE
https://raw.githubusercontent.com/mrc-ide/global-lmic-reports/master/AFG/projections.csv | 2021-02-18 | hospital_demand | 39.87 | 42.9 | 45.12 | 45.31 | 47.44 | 51.67 | Surged Additional 50% Reduction | Afghanistan | AFG | 2022-01-02 | v8 | TRUE
https://raw.githubusercontent.com/mrc-ide/global-lmic-reports/master/AFG/projections.csv | 2021-02-18 | ICU_demand | 18.17 | 19.25 | 20.41 | 20.41 | 21.3 | 23.18 | Surged Additional 50% Reduction | Afghanistan | AFG | 2022-01-02 | v8 | TRUE
https://raw.githubusercontent.com/mrc-ide/global-lmic-reports/master/AFG/projections.csv | 2021-02-18 | hospital_incidence | 3.69 | 3.98 | 4.29 | 4.27 | 4.5 | 4.89 | Surged Additional 50% Reduction | Afghanistan | AFG | 2022-01-02 | v8 | TRUE
https://raw.githubusercontent.com/mrc-ide/global-lmic-reports/master/AFG/projections.csv | 2021-02-18 | ICU_incidence | 1.06 | 1.14 | 1.23 | 1.22 | 1.29 | 1.4 | Surged Additional 50% Reduction | Afghanistan | AFG | 2022-01-02 | v8 | TRUE
https://raw.githubusercontent.com/mrc-ide/global-lmic-reports/master/AFG/projections.csv | 2021-02-18 | prevalence | 2829.44 | 3076.53 | 3294.05 | 3299.06 | 3495.07 | 3775.65 | Surged Additional 50% Reduction | Afghanistan | AFG | 2022-01-02 | v8 | TRUE
https://raw.githubusercontent.com/mrc-ide/global-lmic-reports/master/AFG/projections.csv | 2021-02-18 | cumulative_infections | 1015997.07 | 1060833.48 | 1089222.57 | 1089203.72 | 1117678.98 | 1169903.01 | Surged Additional 50% Reduction | Afghanistan | AFG | 2022-01-02 | v8 | TRUE
https://raw.githubusercontent.com/mrc-ide/global-lmic-reports/master/AFG/projections.csv | 2021-02-18 | cumulative_deaths | 2184.98 | 2280.76 | 2342.64 | 2341.77 | 2403.75 | 2514.97 | Surged Additional 50% Reduction | Afghanistan | AFG | 2022-01-02 | v8 | TRUE
https://raw.githubusercontent.com/mrc-ide/global-lmic-reports/master/AFG/projections.csv | 2021-02-18 | Rt | 0.99 | 1.01 | 1.02 | 1.02 | 1.03 | 1.07 | Surged Additional 50% Reduction | Afghanistan | AFG | 2022-01-02 | v8 | TRUE
https://raw.githubusercontent.com/mrc-ide/global-lmic-reports/master/AFG/projections.csv | 2021-02-18 | Reff | 0.97 | 0.98 | 0.99 | 1 | 1.01 | 1.04 | Surged Additional 50% Reduction | Afghanistan | AFG | 2022-01-02 | v8 | TRUE
https://raw.githubusercontent.com/mrc-ide/global-lmic-reports/master/AFG/projections.csv | 2021-02-18 | infections | 414.75 | 453.39 | 482.1 | 485.46 | 519.28 | 560.25 | Surged Maintain Status Quo | Afghanistan | AFG | 2022-01-02 | v8 | TRUE
https://raw.githubusercontent.com/mrc-ide/global-lmic-reports/master/AFG/projections.csv | 2021-02-18 | deaths | 1.14 | 1.21 | 1.28 | 1.28 | 1.33 | 1.46 | Surged Maintain Status Quo | Afghanistan | AFG | 2022-01-02 | v8 | TRUE
https://raw.githubusercontent.com/mrc-ide/global-lmic-reports/master/AFG/projections.csv | 2021-02-18 | hospital_demand | 39.87 | 42.9 | 45.12 | 45.31 | 47.44 | 51.67 | Surged Maintain Status Quo | Afghanistan | AFG | 2022-01-02 | v8 | TRUE
https://raw.githubusercontent.com/mrc-ide/global-lmic-reports/master/AFG/projections.csv | 2021-02-18 | ICU_demand | 18.17 | 19.25 | 20.41 | 20.41 | 21.3 | 23.18 | Surged Maintain Status Quo | Afghanistan | AFG | 2022-01-02 | v8 | TRUE
https://raw.githubusercontent.com/mrc-ide/global-lmic-reports/master/AFG/projections.csv | 2021-02-18 | hospital_incidence | 3.69 | 3.98 | 4.29 | 4.27 | 4.5 | 4.89 | Surged Maintain Status Quo | Afghanistan | AFG | 2022-01-02 | v8 | TRUE
https://raw.githubusercontent.com/mrc-ide/global-lmic-reports/master/AFG/projections.csv | 2021-02-18 | ICU_incidence | 1.06 | 1.14 | 1.23 | 1.22 | 1.29 | 1.4 | Surged Maintain Status Quo | Afghanistan | AFG | 2022-01-02 | v8 | TRUE
https://raw.githubusercontent.com/mrc-ide/global-lmic-reports/master/AFG/projections.csv | 2021-02-18 | prevalence | 2829.44 | 3076.53 | 3294.05 | 3299.06 | 3495.07 | 3775.65 | Surged Maintain Status Quo | Afghanistan | AFG | 2022-01-02 | v8 | TRUE
https://raw.githubusercontent.com/mrc-ide/global-lmic-reports/master/AFG/projections.csv | 2021-02-18 | cumulative_infections | 1015997.07 | 1060833.48 | 1089222.57 | 1089203.72 | 1117678.98 | 1169903.01 | Surged Maintain Status Quo | Afghanistan | AFG | 2022-01-02 | v8 | TRUE
https://raw.githubusercontent.com/mrc-ide/global-lmic-reports/master/AFG/projections.csv | 2021-02-18 | cumulative_deaths | 2184.98 | 2280.76 | 2342.64 | 2341.77 | 2403.75 | 2514.97 | Surged Maintain Status Quo | Afghanistan | AFG | 2022-01-02 | v8 | TRUE
https://raw.githubusercontent.com/mrc-ide/global-lmic-reports/master/AFG/projections.csv | 2021-02-18 | Rt | 0.99 | 1.01 | 1.02 | 1.02 | 1.03 | 1.07 | Surged Maintain Status Quo | Afghanistan | AFG | 2022-01-02 | v8 | TRUE
https://raw.githubusercontent.com/mrc-ide/global-lmic-reports/master/AFG/projections.csv | 2021-02-18 | Reff | 0.97 | 0.98 | 0.99 | 1 | 1.01 | 1.04 | Surged Maintain Status Quo | Afghanistan | AFG | 2022-01-02 | v8 | TRUE
https://raw.githubusercontent.com/mrc-ide/global-lmic-reports/master/AFG/projections.csv | 2021-02-18 | infections | 414.75 | 453.39 | 482.1 | 485.46 | 519.28 | 560.25 | Surged Optimistic | Afghanistan | AFG | 2022-01-02 | v8 | TRUE
https://raw.githubusercontent.com/mrc-ide/global-lmic-reports/master/AFG/projections.csv | 2021-02-18 | deaths | 1.14 | 1.21 | 1.28 | 1.28 | 1.33 | 1.46 | Surged Optimistic | Afghanistan | AFG | 2022-01-02 | v8 | TRUE
https://raw.githubusercontent.com/mrc-ide/global-lmic-reports/master/AFG/projections.csv | 2021-02-18 | hospital_demand | 39.87 | 42.9 | 45.12 | 45.31 | 47.44 | 51.67 | Surged Optimistic | Afghanistan | AFG | 2022-01-02 | v8 | TRUE
https://raw.githubusercontent.com/mrc-ide/global-lmic-reports/master/AFG/projections.csv | 2021-02-18 | ICU_demand | 18.17 | 19.25 | 20.41 | 20.41 | 21.3 | 23.18 | Surged Optimistic | Afghanistan | AFG | 2022-01-02 | v8 | TRUE
https://raw.githubusercontent.com/mrc-ide/global-lmic-reports/master/AFG/projections.csv | 2021-02-18 | hospital_incidence | 3.69 | 3.98 | 4.29 | 4.27 | 4.5 | 4.89 | Surged Optimistic | Afghanistan | AFG | 2022-01-02 | v8 | TRUE
https://raw.githubusercontent.com/mrc-ide/global-lmic-reports/master/AFG/projections.csv | 2021-02-18 | ICU_incidence | 1.06 | 1.14 | 1.23 | 1.22 | 1.29 | 1.4 | Surged Optimistic | Afghanistan | AFG | 2022-01-02 | v8 | TRUE
https://raw.githubusercontent.com/mrc-ide/global-lmic-reports/master/AFG/projections.csv | 2021-02-18 | prevalence | 2829.44 | 3076.53 | 3294.05 | 3299.06 | 3495.07 | 3775.65 | Surged Optimistic | Afghanistan | AFG | 2022-01-02 | v8 | TRUE
https://raw.githubusercontent.com/mrc-ide/global-lmic-reports/master/AFG/projections.csv | 2021-02-18 | cumulative_infections | 1015997.07 | 1060833.48 | 1089222.57 | 1089203.72 | 1117678.98 | 1169903.01 | Surged Optimistic | Afghanistan | AFG | 2022-01-02 | v8 | TRUE
https://raw.githubusercontent.com/mrc-ide/global-lmic-reports/master/AFG/projections.csv | 2021-02-18 | cumulative_deaths | 2184.98 | 2280.76 | 2342.64 | 2341.77 | 2403.75 | 2514.97 | Surged Optimistic | Afghanistan | AFG | 2022-01-02 | v8 | TRUE
https://raw.githubusercontent.com/mrc-ide/global-lmic-reports/master/AFG/projections.csv | 2021-02-18 | Rt | 0.99 | 1.01 | 1.02 | 1.02 | 1.03 | 1.07 | Surged Optimistic | Afghanistan | AFG | 2022-01-02 | v8 | TRUE
https://raw.githubusercontent.com/mrc-ide/global-lmic-reports/master/AFG/projections.csv | 2021-02-18 | Reff | 0.97 | 0.98 | 0.99 | 1 | 1.01 | 1.04 | Surged Optimistic | Afghanistan | AFG | 2022-01-02 | v8 | TRUE
https://raw.githubusercontent.com/mrc-ide/global-lmic-reports/master/AFG/projections.csv | 2021-02-18 | infections | 414.75 | 453.39 | 482.1 | 485.46 | 519.28 | 560.25 | Surged Pessimistic | Afghanistan | AFG | 2022-01-02 | v8 | TRUE
https://raw.githubusercontent.com/mrc-ide/global-lmic-reports/master/AFG/projections.csv | 2021-02-18 | deaths | 1.14 | 1.21 | 1.28 | 1.28 | 1.33 | 1.46 | Surged Pessimistic | Afghanistan | AFG | 2022-01-02 | v8 | TRUE
https://raw.githubusercontent.com/mrc-ide/global-lmic-reports/master/AFG/projections.csv | 2021-02-18 | hospital_demand | 39.87 | 42.9 | 45.12 | 45.31 | 47.44 | 51.67 | Surged Pessimistic | Afghanistan | AFG | 2022-01-02 | v8 | TRUE
https://raw.githubusercontent.com/mrc-ide/global-lmic-reports/master/AFG/projections.csv | 2021-02-18 | ICU_demand | 18.17 | 19.25 | 20.41 | 20.41 | 21.3 | 23.18 | Surged Pessimistic | Afghanistan | AFG | 2022-01-02 | v8 | TRUE
https://raw.githubusercontent.com/mrc-ide/global-lmic-reports/master/AFG/projections.csv | 2021-02-18 | hospital_incidence | 3.69 | 3.98 | 4.29 | 4.27 | 4.5 | 4.89 | Surged Pessimistic | Afghanistan | AFG | 2022-01-02 | v8 | TRUE
https://raw.githubusercontent.com/mrc-ide/global-lmic-reports/master/AFG/projections.csv | 2021-02-18 | ICU_incidence | 1.06 | 1.14 | 1.23 | 1.22 | 1.29 | 1.4 | Surged Pessimistic | Afghanistan | AFG | 2022-01-02 | v8 | TRUE
https://raw.githubusercontent.com/mrc-ide/global-lmic-reports/master/AFG/projections.csv | 2021-02-18 | prevalence | 2829.44 | 3076.53 | 3294.05 | 3299.06 | 3495.07 | 3775.65 | Surged Pessimistic | Afghanistan | AFG | 2022-01-02 | v8 | TRUE
https://raw.githubusercontent.com/mrc-ide/global-lmic-reports/master/AFG/projections.csv | 2021-02-18 | cumulative_infections | 1015997.07 | 1060833.48 | 1089222.57 | 1089203.72 | 1117678.98 | 1169903.01 | Surged Pessimistic | Afghanistan | AFG | 2022-01-02 | v8 | TRUE
https://raw.githubusercontent.com/mrc-ide/global-lmic-reports/master/AFG/projections.csv | 2021-02-18 | cumulative_deaths | 2184.98 | 2280.76 | 2342.64 | 2341.77 | 2403.75 | 2514.97 | Surged Pessimistic | Afghanistan | AFG | 2022-01-02 | v8 | TRUE
https://raw.githubusercontent.com/mrc-ide/global-lmic-reports/master/AFG/projections.csv | 2021-02-18 | Rt | 0.99 | 1.01 | 1.02 | 1.02 | 1.03 | 1.07 | Surged Pessimistic | Afghanistan | AFG | 2022-01-02 | v8 | TRUE
https://raw.githubusercontent.com/mrc-ide/global-lmic-reports/master/AFG/projections.csv | 2021-02-18 | Reff | 0.97 | 0.98 | 0.99 | 1 | 1.01 | 1.04 | Surged Pessimistic | Afghanistan | AFG | 2022-01-02 | v8 | TRUE
https://raw.githubusercontent.com/mrc-ide/global-lmic-reports/master/AFG/projections.csv | 2021-02-18 | infections | 414.75 | 453.39 | 482.1 | 485.46 | 519.28 | 560.25 | Surged Relax Interventions 50% | Afghanistan | AFG | 2022-01-02 | v8 | TRUE
https://raw.githubusercontent.com/mrc-ide/global-lmic-reports/master/AFG/projections.csv | 2021-02-18 | deaths | 1.14 | 1.21 | 1.28 | 1.28 | 1.33 | 1.46 | Surged Relax Interventions 50% | Afghanistan | AFG | 2022-01-02 | v8 | TRUE
https://raw.githubusercontent.com/mrc-ide/global-lmic-reports/master/AFG/projections.csv | 2021-02-18 | hospital_demand | 39.87 | 42.9 | 45.12 | 45.31 | 47.44 | 51.67 | Surged Relax Interventions 50% | Afghanistan | AFG | 2022-01-02 | v8 | TRUE
https://raw.githubusercontent.com/mrc-ide/global-lmic-reports/master/AFG/projections.csv | 2021-02-18 | ICU_demand | 18.17 | 19.25 | 20.41 | 20.41 | 21.3 | 23.18 | Surged Relax Interventions 50% | Afghanistan | AFG | 2022-01-02 | v8 | TRUE
https://raw.githubusercontent.com/mrc-ide/global-lmic-reports/master/AFG/projections.csv | 2021-02-18 | hospital_incidence | 3.69 | 3.98 | 4.29 | 4.27 | 4.5 | 4.89 | Surged Relax Interventions 50% | Afghanistan | AFG | 2022-01-02 | v8 | TRUE
https://raw.githubusercontent.com/mrc-ide/global-lmic-reports/master/AFG/projections.csv | 2021-02-18 | ICU_incidence | 1.06 | 1.14 | 1.23 | 1.22 | 1.29 | 1.4 | Surged Relax Interventions 50% | Afghanistan | AFG | 2022-01-02 | v8 | TRUE
https://raw.githubusercontent.com/mrc-ide/global-lmic-reports/master/AFG/projections.csv | 2021-02-18 | prevalence | 2829.44 | 3076.53 | 3294.05 | 3299.06 | 3495.07 | 3775.65 | Surged Relax Interventions 50% | Afghanistan | AFG | 2022-01-02 | v8 | TRUE
https://raw.githubusercontent.com/mrc-ide/global-lmic-reports/master/AFG/projections.csv | 2021-02-18 | cumulative_infections | 1015997.07 | 1060833.48 | 1089222.57 | 1089203.72 | 1117678.98 | 1169903.01 | Surged Relax Interventions 50% | Afghanistan | AFG | 2022-01-02 | v8 | TRUE
https://raw.githubusercontent.com/mrc-ide/global-lmic-reports/master/AFG/projections.csv | 2021-02-18 | cumulative_deaths | 2184.98 | 2280.76 | 2342.64 | 2341.77 | 2403.75 | 2514.97 | Surged Relax Interventions 50% | Afghanistan | AFG | 2022-01-02 | v8 | TRUE
https://raw.githubusercontent.com/mrc-ide/global-lmic-reports/master/AFG/projections.csv | 2021-02-18 | Rt | 0.99 | 1.01 | 1.02 | 1.02 | 1.03 | 1.07 | Surged Relax Interventions 50% | Afghanistan | AFG | 2022-01-02 | v8 | TRUE
https://raw.githubusercontent.com/mrc-ide/global-lmic-reports/master/AFG/projections.csv | 2021-02-18 | Reff | 0.97 | 0.98 | 0.99 | 1 | 1.01 | 1.04 | Surged Relax Interventions 50% | Afghanistan | AFG | 2022-01-02 | v8 | TRUE
https://raw.githubusercontent.com/mrc-ide/global-lmic-reports/master/AFG/projections.csv | 2021-02-19 | infections | 396.06 | 461.21 | 489.31 | 483.8 | 507.05 | 574.63 | Additional 50% Reduction | Afghanistan | AFG | 2022-01-02 | v8 | TRUE
https://raw.githubusercontent.com/mrc-ide/global-lmic-reports/master/AFG/projections.csv | 2021-02-19 | deaths | 1.1 | 1.21 | 1.27 | 1.27 | 1.33 | 1.41 | Additional 50% Reduction | Afghanistan | AFG | 2022-01-02 | v8 | TRUE
https://raw.githubusercontent.com/mrc-ide/global-lmic-reports/master/AFG/projections.csv | 2021-02-19 | hospital_demand | 38.54 | 42.69 | 45.41 | 45.37 | 47.72 | 51.42 | Additional 50% Reduction | Afghanistan | AFG | 2022-01-02 | v8 | TRUE
https://raw.githubusercontent.com/mrc-ide/global-lmic-reports/master/AFG/projections.csv | 2021-02-19 | ICU_demand | 17.51 | 19.22 | 20.26 | 20.26 | 21.24 | 22.4 | Additional 50% Reduction | Afghanistan | AFG | 2022-01-02 | v8 | TRUE
https://raw.githubusercontent.com/mrc-ide/global-lmic-reports/master/AFG/projections.csv | 2021-02-19 | hospital_incidence | 3.59 | 4.16 | 4.32 | 4.33 | 4.59 | 5.06 | Additional 50% Reduction | Afghanistan | AFG | 2022-01-02 | v8 | TRUE
https://raw.githubusercontent.com/mrc-ide/global-lmic-reports/master/AFG/projections.csv | 2021-02-19 | ICU_incidence | 1.03 | 1.19 | 1.24 | 1.24 | 1.31 | 1.45 | Additional 50% Reduction | Afghanistan | AFG | 2022-01-02 | v8 | TRUE
https://raw.githubusercontent.com/mrc-ide/global-lmic-reports/master/AFG/projections.csv | 2021-02-19 | prevalence | 2776.16 | 3209.11 | 3350.97 | 3344.3 | 3503.36 | 3950.6 | Additional 50% Reduction | Afghanistan | AFG | 2022-01-02 | v8 | TRUE
https://raw.githubusercontent.com/mrc-ide/global-lmic-reports/master/AFG/projections.csv | 2021-02-19 | cumulative_infections | 1025165.13 | 1062872.48 | 1097485.4 | 1101098.9 | 1116481.08 | 1217134.8 | Additional 50% Reduction | Afghanistan | AFG | 2022-01-02 | v8 | TRUE
https://raw.githubusercontent.com/mrc-ide/global-lmic-reports/master/AFG/projections.csv | 2021-02-19 | cumulative_deaths | 2204.3 | 2298.84 | 2375 | 2381.14 | 2418.25 | 2657.44 | Additional 50% Reduction | Afghanistan | AFG | 2022-01-02 | v8 | TRUE
https://raw.githubusercontent.com/mrc-ide/global-lmic-reports/master/AFG/projections.csv | 2021-02-19 | Rt | 0.98 | 1.01 | 1.02 | 1.02 | 1.04 | 1.06 | Additional 50% Reduction | Afghanistan | AFG | 2022-01-02 | v8 | TRUE
https://raw.githubusercontent.com/mrc-ide/global-lmic-reports/master/AFG/projections.csv | 2021-02-19 | Reff | 0.95 | 0.98 | 0.99 | 0.99 | 1.01 | 1.03 | Additional 50% Reduction | Afghanistan | AFG | 2022-01-02 | v8 | TRUE
https://raw.githubusercontent.com/mrc-ide/global-lmic-reports/master/AFG/projections.csv | 2021-02-19 | infections | 396.06 | 461.21 | 489.31 | 483.8 | 507.05 | 574.63 | Maintain Status Quo | Afghanistan | AFG | 2022-01-02 | v8 | TRUE
https://raw.githubusercontent.com/mrc-ide/global-lmic-reports/master/AFG/projections.csv | 2021-02-19 | deaths | 1.1 | 1.21 | 1.27 | 1.27 | 1.33 | 1.41 | Maintain Status Quo | Afghanistan | AFG | 2022-01-02 | v8 | TRUE
https://raw.githubusercontent.com/mrc-ide/global-lmic-reports/master/AFG/projections.csv | 2021-02-19 | hospital_demand | 38.54 | 42.69 | 45.41 | 45.37 | 47.72 | 51.42 | Maintain Status Quo | Afghanistan | AFG | 2022-01-02 | v8 | TRUE
https://raw.githubusercontent.com/mrc-ide/global-lmic-reports/master/AFG/projections.csv | 2021-02-19 | ICU_demand | 17.51 | 19.22 | 20.26 | 20.26 | 21.24 | 22.4 | Maintain Status Quo | Afghanistan | AFG | 2022-01-02 | v8 | TRUE
https://raw.githubusercontent.com/mrc-ide/global-lmic-reports/master/AFG/projections.csv | 2021-02-19 | hospital_incidence | 3.59 | 4.16 | 4.32 | 4.33 | 4.59 | 5.06 | Maintain Status Quo | Afghanistan | AFG | 2022-01-02 | v8 | TRUE
https://raw.githubusercontent.com/mrc-ide/global-lmic-reports/master/AFG/projections.csv | 2021-02-19 | ICU_incidence | 1.03 | 1.19 | 1.24 | 1.24 | 1.31 | 1.45 | Maintain Status Quo | Afghanistan | AFG | 2022-01-02 | v8 | TRUE
https://raw.githubusercontent.com/mrc-ide/global-lmic-reports/master/AFG/projections.csv | 2021-02-19 | prevalence | 2776.16 | 3209.11 | 3350.97 | 3344.3 | 3503.36 | 3950.6 | Maintain Status Quo | Afghanistan | AFG | 2022-01-02 | v8 | TRUE
https://raw.githubusercontent.com/mrc-ide/global-lmic-reports/master/AFG/projections.csv | 2021-02-19 | cumulative_infections | 1025165.13 | 1062872.48 | 1097485.4 | 1101098.9 | 1116481.08 | 1217134.8 | Maintain Status Quo | Afghanistan | AFG | 2022-01-02 | v8 | TRUE
https://raw.githubusercontent.com/mrc-ide/global-lmic-reports/master/AFG/projections.csv | 2021-02-19 | cumulative_deaths | 2204.3 | 2298.84 | 2375 | 2381.14 | 2418.25 | 2657.44 | Maintain Status Quo | Afghanistan | AFG | 2022-01-02 | v8 | TRUE
https://raw.githubusercontent.com/mrc-ide/global-lmic-reports/master/AFG/projections.csv | 2021-02-19 | Rt | 0.98 | 1.01 | 1.02 | 1.02 | 1.04 | 1.06 | Maintain Status Quo | Afghanistan | AFG | 2022-01-02 | v8 | TRUE
https://raw.githubusercontent.com/mrc-ide/global-lmic-reports/master/AFG/projections.csv | 2021-02-19 | Reff | 0.95 | 0.98 | 0.99 | 0.99 | 1.01 | 1.03 | Maintain Status Quo | Afghanistan | AFG | 2022-01-02 | v8 | TRUE
https://raw.githubusercontent.com/mrc-ide/global-lmic-reports/master/AFG/projections.csv | 2021-02-19 | infections | 396.06 | 461.21 | 489.31 | 483.8 | 507.05 | 574.63 | Optimistic | Afghanistan | AFG | 2022-01-02 | v8 | TRUE
https://raw.githubusercontent.com/mrc-ide/global-lmic-reports/master/AFG/projections.csv | 2021-02-19 | deaths | 1.1 | 1.21 | 1.27 | 1.27 | 1.33 | 1.41 | Optimistic | Afghanistan | AFG | 2022-01-02 | v8 | TRUE
https://raw.githubusercontent.com/mrc-ide/global-lmic-reports/master/AFG/projections.csv | 2021-02-19 | hospital_demand | 38.54 | 42.69 | 45.41 | 45.37 | 47.72 | 51.42 | Optimistic | Afghanistan | AFG | 2022-01-02 | v8 | TRUE
https://raw.githubusercontent.com/mrc-ide/global-lmic-reports/master/AFG/projections.csv | 2021-02-19 | ICU_demand | 17.51 | 19.22 | 20.26 | 20.26 | 21.24 | 22.4 | Optimistic | Afghanistan | AFG | 2022-01-02 | v8 | TRUE
https://raw.githubusercontent.com/mrc-ide/global-lmic-reports/master/AFG/projections.csv | 2021-02-19 | hospital_incidence | 3.59 | 4.16 | 4.32 | 4.33 | 4.59 | 5.06 | Optimistic | Afghanistan | AFG | 2022-01-02 | v8 | TRUE
https://raw.githubusercontent.com/mrc-ide/global-lmic-reports/master/AFG/projections.csv | 2021-02-19 | ICU_incidence | 1.03 | 1.19 | 1.24 | 1.24 | 1.31 | 1.45 | Optimistic | Afghanistan | AFG | 2022-01-02 | v8 | TRUE
https://raw.githubusercontent.com/mrc-ide/global-lmic-reports/master/AFG/projections.csv | 2021-02-19 | prevalence | 2776.16 | 3209.11 | 3350.97 | 3344.3 | 3503.36 | 3950.6 | Optimistic | Afghanistan | AFG | 2022-01-02 | v8 | TRUE
https://raw.githubusercontent.com/mrc-ide/global-lmic-reports/master/AFG/projections.csv | 2021-02-19 | cumulative_infections | 1025165.13 | 1062872.48 | 1097485.4 | 1101098.9 | 1116481.08 | 1217134.8 | Optimistic | Afghanistan | AFG | 2022-01-02 | v8 | TRUE
https://raw.githubusercontent.com/mrc-ide/global-lmic-reports/master/AFG/projections.csv | 2021-02-19 | cumulative_deaths | 2204.3 | 2298.84 | 2375 | 2381.14 | 2418.25 | 2657.44 | Optimistic | Afghanistan | AFG | 2022-01-02 | v8 | TRUE
https://raw.githubusercontent.com/mrc-ide/global-lmic-reports/master/AFG/projections.csv | 2021-02-19 | Rt | 0.98 | 1.01 | 1.02 | 1.02 | 1.04 | 1.06 | Optimistic | Afghanistan | AFG | 2022-01-02 | v8 | TRUE
https://raw.githubusercontent.com/mrc-ide/global-lmic-reports/master/AFG/projections.csv | 2021-02-19 | Reff | 0.95 | 0.98 | 0.99 | 0.99 | 1.01 | 1.03 | Optimistic | Afghanistan | AFG | 2022-01-02 | v8 | TRUE
https://raw.githubusercontent.com/mrc-ide/global-lmic-reports/master/AFG/projections.csv | 2021-02-19 | infections | 396.06 | 461.21 | 489.31 | 483.8 | 507.05 | 574.63 | Pessimistic | Afghanistan | AFG | 2022-01-02 | v8 | TRUE
https://raw.githubusercontent.com/mrc-ide/global-lmic-reports/master/AFG/projections.csv | 2021-02-19 | deaths | 1.1 | 1.21 | 1.27 | 1.27 | 1.33 | 1.41 | Pessimistic | Afghanistan | AFG | 2022-01-02 | v8 | TRUE
https://raw.githubusercontent.com/mrc-ide/global-lmic-reports/master/AFG/projections.csv | 2021-02-19 | hospital_demand | 38.54 | 42.69 | 45.41 | 45.37 | 47.72 | 51.42 | Pessimistic | Afghanistan | AFG | 2022-01-02 | v8 | TRUE
https://raw.githubusercontent.com/mrc-ide/global-lmic-reports/master/AFG/projections.csv | 2021-02-19 | ICU_demand | 17.51 | 19.22 | 20.26 | 20.26 | 21.24 | 22.4 | Pessimistic | Afghanistan | AFG | 2022-01-02 | v8 | TRUE
https://raw.githubusercontent.com/mrc-ide/global-lmic-reports/master/AFG/projections.csv | 2021-02-19 | hospital_incidence | 3.59 | 4.16 | 4.32 | 4.33 | 4.59 | 5.06 | Pessimistic | Afghanistan | AFG | 2022-01-02 | v8 | TRUE
https://raw.githubusercontent.com/mrc-ide/global-lmic-reports/master/AFG/projections.csv | 2021-02-19 | ICU_incidence | 1.03 | 1.19 | 1.24 | 1.24 | 1.31 | 1.45 | Pessimistic | Afghanistan | AFG | 2022-01-02 | v8 | TRUE
https://raw.githubusercontent.com/mrc-ide/global-lmic-reports/master/AFG/projections.csv | 2021-02-19 | prevalence | 2776.16 | 3209.11 | 3350.97 | 3344.3 | 3503.36 | 3950.6 | Pessimistic | Afghanistan | AFG | 2022-01-02 | v8 | TRUE
https://raw.githubusercontent.com/mrc-ide/global-lmic-reports/master/AFG/projections.csv | 2021-02-19 | cumulative_infections | 1025165.13 | 1062872.48 | 1097485.4 | 1101098.9 | 1116481.08 | 1217134.8 | Pessimistic | Afghanistan | AFG | 2022-01-02 | v8 | TRUE
https://raw.githubusercontent.com/mrc-ide/global-lmic-reports/master/AFG/projections.csv | 2021-02-19 | cumulative_deaths | 2204.3 | 2298.84 | 2375 | 2381.14 | 2418.25 | 2657.44 | Pessimistic | Afghanistan | AFG | 2022-01-02 | v8 | TRUE
https://raw.githubusercontent.com/mrc-ide/global-lmic-reports/master/AFG/projections.csv | 2021-02-19 | Rt | 0.98 | 1.01 | 1.02 | 1.02 | 1.04 | 1.06 | Pessimistic | Afghanistan | AFG | 2022-01-02 | v8 | TRUE
https://raw.githubusercontent.com/mrc-ide/global-lmic-reports/master/AFG/projections.csv | 2021-02-19 | Reff | 0.95 | 0.98 | 0.99 | 0.99 | 1.01 | 1.03 | Pessimistic | Afghanistan | AFG | 2022-01-02 | v8 | TRUE
https://raw.githubusercontent.com/mrc-ide/global-lmic-reports/master/AFG/projections.csv | 2021-02-19 | infections | 396.06 | 461.21 | 489.31 | 483.8 | 507.05 | 574.63 | Relax Interventions 50% | Afghanistan | AFG | 2022-01-02 | v8 | TRUE
https://raw.githubusercontent.com/mrc-ide/global-lmic-reports/master/AFG/projections.csv | 2021-02-19 | deaths | 1.1 | 1.21 | 1.27 | 1.27 | 1.33 | 1.41 | Relax Interventions 50% | Afghanistan | AFG | 2022-01-02 | v8 | TRUE
https://raw.githubusercontent.com/mrc-ide/global-lmic-reports/master/AFG/projections.csv | 2021-02-19 | hospital_demand | 38.54 | 42.69 | 45.41 | 45.37 | 47.72 | 51.42 | Relax Interventions 50% | Afghanistan | AFG | 2022-01-02 | v8 | TRUE
https://raw.githubusercontent.com/mrc-ide/global-lmic-reports/master/AFG/projections.csv | 2021-02-19 | ICU_demand | 17.51 | 19.22 | 20.26 | 20.26 | 21.24 | 22.4 | Relax Interventions 50% | Afghanistan | AFG | 2022-01-02 | v8 | TRUE
https://raw.githubusercontent.com/mrc-ide/global-lmic-reports/master/AFG/projections.csv | 2021-02-19 | hospital_incidence | 3.59 | 4.16 | 4.32 | 4.33 | 4.59 | 5.06 | Relax Interventions 50% | Afghanistan | AFG | 2022-01-02 | v8 | TRUE
https://raw.githubusercontent.com/mrc-ide/global-lmic-reports/master/AFG/projections.csv | 2021-02-19 | ICU_incidence | 1.03 | 1.19 | 1.24 | 1.24 | 1.31 | 1.45 | Relax Interventions 50% | Afghanistan | AFG | 2022-01-02 | v8 | TRUE
https://raw.githubusercontent.com/mrc-ide/global-lmic-reports/master/AFG/projections.csv | 2021-02-19 | prevalence | 2776.16 | 3209.11 | 3350.97 | 3344.3 | 3503.36 | 3950.6 | Relax Interventions 50% | Afghanistan | AFG | 2022-01-02 | v8 | TRUE
https://raw.githubusercontent.com/mrc-ide/global-lmic-reports/master/AFG/projections.csv | 2021-02-19 | cumulative_infections | 1025165.13 | 1062872.48 | 1097485.4 | 1101098.9 | 1116481.08 | 1217134.8 | Relax Interventions 50% | Afghanistan | AFG | 2022-01-02 | v8 | TRUE
https://raw.githubusercontent.com/mrc-ide/global-lmic-reports/master/AFG/projections.csv | 2021-02-19 | cumulative_deaths | 2204.3 | 2298.84 | 2375 | 2381.14 | 2418.25 | 2657.44 | Relax Interventions 50% | Afghanistan | AFG | 2022-01-02 | v8 | TRUE
https://raw.githubusercontent.com/mrc-ide/global-lmic-reports/master/AFG/projections.csv | 2021-02-19 | Rt | 0.98 | 1.01 | 1.02 | 1.02 | 1.04 | 1.06 | Relax Interventions 50% | Afghanistan | AFG | 2022-01-02 | v8 | TRUE
https://raw.githubusercontent.com/mrc-ide/global-lmic-reports/master/AFG/projections.csv | 2021-02-19 | Reff | 0.95 | 0.98 | 0.99 | 0.99 | 1.01 | 1.03 | Relax Interventions 50% | Afghanistan | AFG | 2022-01-02 | v8 | TRUE
https://raw.githubusercontent.com/mrc-ide/global-lmic-reports/master/AFG/projections.csv | 2021-02-19 | infections | 407.11 | 448.05 | 475.1 | 477.74 | 512.88 | 549.45 | Surged Additional 50% Reduction | Afghanistan | AFG | 2022-01-02 | v8 | TRUE
https://raw.githubusercontent.com/mrc-ide/global-lmic-reports/master/AFG/projections.csv | 2021-02-19 | deaths | 1.1 | 1.18 | 1.25 | 1.25 | 1.3 | 1.42 | Surged Additional 50% Reduction | Afghanistan | AFG | 2022-01-02 | v8 | TRUE
https://raw.githubusercontent.com/mrc-ide/global-lmic-reports/master/AFG/projections.csv | 2021-02-19 | hospital_demand | 39.26 | 42.22 | 44.51 | 44.6 | 46.62 | 50.88 | Surged Additional 50% Reduction | Afghanistan | AFG | 2022-01-02 | v8 | TRUE
https://raw.githubusercontent.com/mrc-ide/global-lmic-reports/master/AFG/projections.csv | 2021-02-19 | ICU_demand | 17.67 | 18.78 | 19.94 | 19.9 | 20.76 | 22.61 | Surged Additional 50% Reduction | Afghanistan | AFG | 2022-01-02 | v8 | TRUE
https://raw.githubusercontent.com/mrc-ide/global-lmic-reports/master/AFG/projections.csv | 2021-02-19 | hospital_incidence | 3.68 | 3.97 | 4.29 | 4.27 | 4.49 | 4.87 | Surged Additional 50% Reduction | Afghanistan | AFG | 2022-01-02 | v8 | TRUE
https://raw.githubusercontent.com/mrc-ide/global-lmic-reports/master/AFG/projections.csv | 2021-02-19 | ICU_incidence | 1.05 | 1.14 | 1.23 | 1.22 | 1.28 | 1.39 | Surged Additional 50% Reduction | Afghanistan | AFG | 2022-01-02 | v8 | TRUE
https://raw.githubusercontent.com/mrc-ide/global-lmic-reports/master/AFG/projections.csv | 2021-02-19 | prevalence | 2823.58 | 3078.9 | 3287.61 | 3296.45 | 3503.13 | 3776.05 | Surged Additional 50% Reduction | Afghanistan | AFG | 2022-01-02 | v8 | TRUE
https://raw.githubusercontent.com/mrc-ide/global-lmic-reports/master/AFG/projections.csv | 2021-02-19 | cumulative_infections | 1016463.92 | 1061313.95 | 1089704.2 | 1089681.45 | 1118140.5 | 1170374.51 | Surged Additional 50% Reduction | Afghanistan | AFG | 2022-01-02 | v8 | TRUE
https://raw.githubusercontent.com/mrc-ide/global-lmic-reports/master/AFG/projections.csv | 2021-02-19 | cumulative_deaths | 2186.17 | 2282 | 2343.84 | 2343.02 | 2404.92 | 2516.28 | Surged Additional 50% Reduction | Afghanistan | AFG | 2022-01-02 | v8 | TRUE
https://raw.githubusercontent.com/mrc-ide/global-lmic-reports/master/AFG/projections.csv | 2021-02-19 | Rt | 0.99 | 1.01 | 1.02 | 1.02 | 1.03 | 1.07 | Surged Additional 50% Reduction | Afghanistan | AFG | 2022-01-02 | v8 | TRUE
https://raw.githubusercontent.com/mrc-ide/global-lmic-reports/master/AFG/projections.csv | 2021-02-19 | Reff | 0.97 | 0.98 | 1 | 1 | 1.01 | 1.04 | Surged Additional 50% Reduction | Afghanistan | AFG | 2022-01-02 | v8 | TRUE
https://raw.githubusercontent.com/mrc-ide/global-lmic-reports/master/AFG/projections.csv | 2021-02-19 | infections | 407.11 | 448.05 | 475.1 | 477.74 | 512.88 | 549.45 | Surged Maintain Status Quo | Afghanistan | AFG | 2022-01-02 | v8 | TRUE
https://raw.githubusercontent.com/mrc-ide/global-lmic-reports/master/AFG/projections.csv | 2021-02-19 | deaths | 1.1 | 1.18 | 1.25 | 1.25 | 1.3 | 1.42 | Surged Maintain Status Quo | Afghanistan | AFG | 2022-01-02 | v8 | TRUE
https://raw.githubusercontent.com/mrc-ide/global-lmic-reports/master/AFG/projections.csv | 2021-02-19 | hospital_demand | 39.26 | 42.22 | 44.51 | 44.6 | 46.62 | 50.88 | Surged Maintain Status Quo | Afghanistan | AFG | 2022-01-02 | v8 | TRUE
https://raw.githubusercontent.com/mrc-ide/global-lmic-reports/master/AFG/projections.csv | 2021-02-19 | ICU_demand | 17.67 | 18.78 | 19.94 | 19.9 | 20.76 | 22.61 | Surged Maintain Status Quo | Afghanistan | AFG | 2022-01-02 | v8 | TRUE
https://raw.githubusercontent.com/mrc-ide/global-lmic-reports/master/AFG/projections.csv | 2021-02-19 | hospital_incidence | 3.68 | 3.97 | 4.29 | 4.27 | 4.49 | 4.87 | Surged Maintain Status Quo | Afghanistan | AFG | 2022-01-02 | v8 | TRUE
https://raw.githubusercontent.com/mrc-ide/global-lmic-reports/master/AFG/projections.csv | 2021-02-19 | ICU_incidence | 1.05 | 1.14 | 1.23 | 1.22 | 1.28 | 1.39 | Surged Maintain Status Quo | Afghanistan | AFG | 2022-01-02 | v8 | TRUE
https://raw.githubusercontent.com/mrc-ide/global-lmic-reports/master/AFG/projections.csv | 2021-02-19 | prevalence | 2823.58 | 3078.9 | 3287.61 | 3296.45 | 3503.13 | 3776.05 | Surged Maintain Status Quo | Afghanistan | AFG | 2022-01-02 | v8 | TRUE
https://raw.githubusercontent.com/mrc-ide/global-lmic-reports/master/AFG/projections.csv | 2021-02-19 | cumulative_infections | 1016463.92 | 1061313.95 | 1089704.2 | 1089681.45 | 1118140.5 | 1170374.51 | Surged Maintain Status Quo | Afghanistan | AFG | 2022-01-02 | v8 | TRUE
https://raw.githubusercontent.com/mrc-ide/global-lmic-reports/master/AFG/projections.csv | 2021-02-19 | cumulative_deaths | 2186.17 | 2282 | 2343.84 | 2343.02 | 2404.92 | 2516.28 | Surged Maintain Status Quo | Afghanistan | AFG | 2022-01-02 | v8 | TRUE
https://raw.githubusercontent.com/mrc-ide/global-lmic-reports/master/AFG/projections.csv | 2021-02-19 | Rt | 0.99 | 1.01 | 1.02 | 1.02 | 1.03 | 1.07 | Surged Maintain Status Quo | Afghanistan | AFG | 2022-01-02 | v8 | TRUE
https://raw.githubusercontent.com/mrc-ide/global-lmic-reports/master/AFG/projections.csv | 2021-02-19 | Reff | 0.97 | 0.98 | 1 | 1 | 1.01 | 1.04 | Surged Maintain Status Quo | Afghanistan | AFG | 2022-01-02 | v8 | TRUE
https://raw.githubusercontent.com/mrc-ide/global-lmic-reports/master/AFG/projections.csv | 2021-02-19 | infections | 407.11 | 448.05 | 475.1 | 477.74 | 512.88 | 549.45 | Surged Optimistic | Afghanistan | AFG | 2022-01-02 | v8 | TRUE
https://raw.githubusercontent.com/mrc-ide/global-lmic-reports/master/AFG/projections.csv | 2021-02-19 | deaths | 1.1 | 1.18 | 1.25 | 1.25 | 1.3 | 1.42 | Surged Optimistic | Afghanistan | AFG | 2022-01-02 | v8 | TRUE
https://raw.githubusercontent.com/mrc-ide/global-lmic-reports/master/AFG/projections.csv | 2021-02-19 | hospital_demand | 39.26 | 42.22 | 44.51 | 44.6 | 46.62 | 50.88 | Surged Optimistic | Afghanistan | AFG | 2022-01-02 | v8 | TRUE
https://raw.githubusercontent.com/mrc-ide/global-lmic-reports/master/AFG/projections.csv | 2021-02-19 | ICU_demand | 17.67 | 18.78 | 19.94 | 19.9 | 20.76 | 22.61 | Surged Optimistic | Afghanistan | AFG | 2022-01-02 | v8 | TRUE
https://raw.githubusercontent.com/mrc-ide/global-lmic-reports/master/AFG/projections.csv | 2021-02-19 | hospital_incidence | 3.68 | 3.97 | 4.29 | 4.27 | 4.49 | 4.87 | Surged Optimistic | Afghanistan | AFG | 2022-01-02 | v8 | TRUE
https://raw.githubusercontent.com/mrc-ide/global-lmic-reports/master/AFG/projections.csv | 2021-02-19 | ICU_incidence | 1.05 | 1.14 | 1.23 | 1.22 | 1.28 | 1.39 | Surged Optimistic | Afghanistan | AFG | 2022-01-02 | v8 | TRUE
https://raw.githubusercontent.com/mrc-ide/global-lmic-reports/master/AFG/projections.csv | 2021-02-19 | prevalence | 2823.58 | 3078.9 | 3287.61 | 3296.45 | 3503.13 | 3776.05 | Surged Optimistic | Afghanistan | AFG | 2022-01-02 | v8 | TRUE
https://raw.githubusercontent.com/mrc-ide/global-lmic-reports/master/AFG/projections.csv | 2021-02-19 | cumulative_infections | 1016463.92 | 1061313.95 | 1089704.2 | 1089681.45 | 1118140.5 | 1170374.51 | Surged Optimistic | Afghanistan | AFG | 2022-01-02 | v8 | TRUE
https://raw.githubusercontent.com/mrc-ide/global-lmic-reports/master/AFG/projections.csv | 2021-02-19 | cumulative_deaths | 2186.17 | 2282 | 2343.84 | 2343.02 | 2404.92 | 2516.28 | Surged Optimistic | Afghanistan | AFG | 2022-01-02 | v8 | TRUE
https://raw.githubusercontent.com/mrc-ide/global-lmic-reports/master/AFG/projections.csv | 2021-02-19 | Rt | 0.99 | 1.01 | 1.02 | 1.02 | 1.03 | 1.07 | Surged Optimistic | Afghanistan | AFG | 2022-01-02 | v8 | TRUE
https://raw.githubusercontent.com/mrc-ide/global-lmic-reports/master/AFG/projections.csv | 2021-02-19 | Reff | 0.97 | 0.98 | 1 | 1 | 1.01 | 1.04 | Surged Optimistic | Afghanistan | AFG | 2022-01-02 | v8 | TRUE
https://raw.githubusercontent.com/mrc-ide/global-lmic-reports/master/AFG/projections.csv | 2021-02-19 | infections | 407.11 | 448.05 | 475.1 | 477.74 | 512.88 | 549.45 | Surged Pessimistic | Afghanistan | AFG | 2022-01-02 | v8 | TRUE
https://raw.githubusercontent.com/mrc-ide/global-lmic-reports/master/AFG/projections.csv | 2021-02-19 | deaths | 1.1 | 1.18 | 1.25 | 1.25 | 1.3 | 1.42 | Surged Pessimistic | Afghanistan | AFG | 2022-01-02 | v8 | TRUE
https://raw.githubusercontent.com/mrc-ide/global-lmic-reports/master/AFG/projections.csv | 2021-02-19 | hospital_demand | 39.26 | 42.22 | 44.51 | 44.6 | 46.62 | 50.88 | Surged Pessimistic | Afghanistan | AFG | 2022-01-02 | v8 | TRUE
https://raw.githubusercontent.com/mrc-ide/global-lmic-reports/master/AFG/projections.csv | 2021-02-19 | ICU_demand | 17.67 | 18.78 | 19.94 | 19.9 | 20.76 | 22.61 | Surged Pessimistic | Afghanistan | AFG | 2022-01-02 | v8 | TRUE
https://raw.githubusercontent.com/mrc-ide/global-lmic-reports/master/AFG/projections.csv | 2021-02-19 | hospital_incidence | 3.68 | 3.97 | 4.29 | 4.27 | 4.49 | 4.87 | Surged Pessimistic | Afghanistan | AFG | 2022-01-02 | v8 | TRUE
https://raw.githubusercontent.com/mrc-ide/global-lmic-reports/master/AFG/projections.csv | 2021-02-19 | ICU_incidence | 1.05 | 1.14 | 1.23 | 1.22 | 1.28 | 1.39 | Surged Pessimistic | Afghanistan | AFG | 2022-01-02 | v8 | TRUE
https://raw.githubusercontent.com/mrc-ide/global-lmic-reports/master/AFG/projections.csv | 2021-02-19 | prevalence | 2823.58 | 3078.9 | 3287.61 | 3296.45 | 3503.13 | 3776.05 | Surged Pessimistic | Afghanistan | AFG | 2022-01-02 | v8 | TRUE
https://raw.githubusercontent.com/mrc-ide/global-lmic-reports/master/AFG/projections.csv | 2021-02-19 | cumulative_infections | 1016463.92 | 1061313.95 | 1089704.2 | 1089681.45 | 1118140.5 | 1170374.51 | Surged Pessimistic | Afghanistan | AFG | 2022-01-02 | v8 | TRUE
https://raw.githubusercontent.com/mrc-ide/global-lmic-reports/master/AFG/projections.csv | 2021-02-19 | cumulative_deaths | 2186.17 | 2282 | 2343.84 | 2343.02 | 2404.92 | 2516.28 | Surged Pessimistic | Afghanistan | AFG | 2022-01-02 | v8 | TRUE
https://raw.githubusercontent.com/mrc-ide/global-lmic-reports/master/AFG/projections.csv | 2021-02-19 | Rt | 0.99 | 1.01 | 1.02 | 1.02 | 1.03 | 1.07 | Surged Pessimistic | Afghanistan | AFG | 2022-01-02 | v8 | TRUE
https://raw.githubusercontent.com/mrc-ide/global-lmic-reports/master/AFG/projections.csv | 2021-02-19 | Reff | 0.97 | 0.98 | 1 | 1 | 1.01 | 1.04 | Surged Pessimistic | Afghanistan | AFG | 2022-01-02 | v8 | TRUE
https://raw.githubusercontent.com/mrc-ide/global-lmic-reports/master/AFG/projections.csv | 2021-02-19 | infections | 407.11 | 448.05 | 475.1 | 477.74 | 512.88 | 549.45 | Surged Relax Interventions 50% | Afghanistan | AFG | 2022-01-02 | v8 | TRUE
https://raw.githubusercontent.com/mrc-ide/global-lmic-reports/master/AFG/projections.csv | 2021-02-19 | deaths | 1.1 | 1.18 | 1.25 | 1.25 | 1.3 | 1.42 | Surged Relax Interventions 50% | Afghanistan | AFG | 2022-01-02 | v8 | TRUE
https://raw.githubusercontent.com/mrc-ide/global-lmic-reports/master/AFG/projections.csv | 2021-02-19 | hospital_demand | 39.26 | 42.22 | 44.51 | 44.6 | 46.62 | 50.88 | Surged Relax Interventions 50% | Afghanistan | AFG | 2022-01-02 | v8 | TRUE
https://raw.githubusercontent.com/mrc-ide/global-lmic-reports/master/AFG/projections.csv | 2021-02-19 | ICU_demand | 17.67 | 18.78 | 19.94 | 19.9 | 20.76 | 22.61 | Surged Relax Interventions 50% | Afghanistan | AFG | 2022-01-02 | v8 | TRUE
https://raw.githubusercontent.com/mrc-ide/global-lmic-reports/master/AFG/projections.csv | 2021-02-19 | hospital_incidence | 3.68 | 3.97 | 4.29 | 4.27 | 4.49 | 4.87 | Surged Relax Interventions 50% | Afghanistan | AFG | 2022-01-02 | v8 | TRUE
https://raw.githubusercontent.com/mrc-ide/global-lmic-reports/master/AFG/projections.csv | 2021-02-19 | ICU_incidence | 1.05 | 1.14 | 1.23 | 1.22 | 1.28 | 1.39 | Surged Relax Interventions 50% | Afghanistan | AFG | 2022-01-02 | v8 | TRUE
https://raw.githubusercontent.com/mrc-ide/global-lmic-reports/master/AFG/projections.csv | 2021-02-19 | prevalence | 2823.58 | 3078.9 | 3287.61 | 3296.45 | 3503.13 | 3776.05 | Surged Relax Interventions 50% | Afghanistan | AFG | 2022-01-02 | v8 | TRUE
https://raw.githubusercontent.com/mrc-ide/global-lmic-reports/master/AFG/projections.csv | 2021-02-19 | cumulative_infections | 1016463.92 | 1061313.95 | 1089704.2 | 1089681.45 | 1118140.5 | 1170374.51 | Surged Relax Interventions 50% | Afghanistan | AFG | 2022-01-02 | v8 | TRUE
https://raw.githubusercontent.com/mrc-ide/global-lmic-reports/master/AFG/projections.csv | 2021-02-19 | cumulative_deaths | 2186.17 | 2282 | 2343.84 | 2343.02 | 2404.92 | 2516.28 | Surged Relax Interventions 50% | Afghanistan | AFG | 2022-01-02 | v8 | TRUE
https://raw.githubusercontent.com/mrc-ide/global-lmic-reports/master/AFG/projections.csv | 2021-02-19 | Rt | 0.99 | 1.01 | 1.02 | 1.02 | 1.03 | 1.07 | Surged Relax Interventions 50% | Afghanistan | AFG | 2022-01-02 | v8 | TRUE
https://raw.githubusercontent.com/mrc-ide/global-lmic-reports/master/AFG/projections.csv | 2021-02-19 | Reff | 0.97 | 0.98 | 1 | 1 | 1.01 | 1.04 | Surged Relax Interventions 50% | Afghanistan | AFG | 2022-01-02 | v8 | TRUE
https://raw.githubusercontent.com/mrc-ide/global-lmic-reports/master/AFG/projections.csv | 2021-02-20 | infections | 395.06 | 460.19 | 489.37 | 484.26 | 506.38 | 577.44 | Additional 50% Reduction | Afghanistan | AFG | 2022-01-02 | v8 | TRUE
https://raw.githubusercontent.com/mrc-ide/global-lmic-reports/master/AFG/projections.csv | 2021-02-20 | deaths | 1.07 | 1.17 | 1.24 | 1.24 | 1.3 | 1.39 | Additional 50% Reduction | Afghanistan | AFG | 2022-01-02 | v8 | TRUE
https://raw.githubusercontent.com/mrc-ide/global-lmic-reports/master/AFG/projections.csv | 2021-02-20 | hospital_demand | 37.9 | 42.07 | 44.8 | 44.73 | 47.02 | 50.93 | Additional 50% Reduction | Afghanistan | AFG | 2022-01-02 | v8 | TRUE
https://raw.githubusercontent.com/mrc-ide/global-lmic-reports/master/AFG/projections.csv | 2021-02-20 | ICU_demand | 17.05 | 18.71 | 19.8 | 19.79 | 20.72 | 21.99 | Additional 50% Reduction | Afghanistan | AFG | 2022-01-02 | v8 | TRUE
https://raw.githubusercontent.com/mrc-ide/global-lmic-reports/master/AFG/projections.csv | 2021-02-20 | hospital_incidence | 3.59 | 4.16 | 4.32 | 4.33 | 4.58 | 5.06 | Additional 50% Reduction | Afghanistan | AFG | 2022-01-02 | v8 | TRUE
https://raw.githubusercontent.com/mrc-ide/global-lmic-reports/master/AFG/projections.csv | 2021-02-20 | ICU_incidence | 1.03 | 1.19 | 1.24 | 1.24 | 1.31 | 1.45 | Additional 50% Reduction | Afghanistan | AFG | 2022-01-02 | v8 | TRUE
https://raw.githubusercontent.com/mrc-ide/global-lmic-reports/master/AFG/projections.csv | 2021-02-20 | prevalence | 2767.23 | 3202.15 | 3351.86 | 3340.6 | 3494.75 | 3950.82 | Additional 50% Reduction | Afghanistan | AFG | 2022-01-02 | v8 | TRUE
https://raw.githubusercontent.com/mrc-ide/global-lmic-reports/master/AFG/projections.csv | 2021-02-20 | cumulative_infections | 1025639.71 | 1063355.98 | 1097974.5 | 1101583.16 | 1117022.78 | 1217615.97 | Additional 50% Reduction | Afghanistan | AFG | 2022-01-02 | v8 | TRUE
https://raw.githubusercontent.com/mrc-ide/global-lmic-reports/master/AFG/projections.csv | 2021-02-20 | cumulative_deaths | 2205.5 | 2299.98 | 2376.24 | 2382.38 | 2419.56 | 2658.79 | Additional 50% Reduction | Afghanistan | AFG | 2022-01-02 | v8 | TRUE
https://raw.githubusercontent.com/mrc-ide/global-lmic-reports/master/AFG/projections.csv | 2021-02-20 | Rt | 0.97 | 1 | 1.01 | 1.02 | 1.03 | 1.05 | Additional 50% Reduction | Afghanistan | AFG | 2022-01-02 | v8 | TRUE
https://raw.githubusercontent.com/mrc-ide/global-lmic-reports/master/AFG/projections.csv | 2021-02-20 | Reff | 0.94 | 0.98 | 0.99 | 0.99 | 1.01 | 1.02 | Additional 50% Reduction | Afghanistan | AFG | 2022-01-02 | v8 | TRUE
https://raw.githubusercontent.com/mrc-ide/global-lmic-reports/master/AFG/projections.csv | 2021-02-20 | infections | 395.06 | 460.19 | 489.37 | 484.26 | 506.38 | 577.44 | Maintain Status Quo | Afghanistan | AFG | 2022-01-02 | v8 | TRUE
https://raw.githubusercontent.com/mrc-ide/global-lmic-reports/master/AFG/projections.csv | 2021-02-20 | deaths | 1.07 | 1.17 | 1.24 | 1.24 | 1.3 | 1.39 | Maintain Status Quo | Afghanistan | AFG | 2022-01-02 | v8 | TRUE
https://raw.githubusercontent.com/mrc-ide/global-lmic-reports/master/AFG/projections.csv | 2021-02-20 | hospital_demand | 37.9 | 42.07 | 44.8 | 44.73 | 47.02 | 50.93 | Maintain Status Quo | Afghanistan | AFG | 2022-01-02 | v8 | TRUE
https://raw.githubusercontent.com/mrc-ide/global-lmic-reports/master/AFG/projections.csv | 2021-02-20 | ICU_demand | 17.05 | 18.71 | 19.8 | 19.79 | 20.72 | 21.99 | Maintain Status Quo | Afghanistan | AFG | 2022-01-02 | v8 | TRUE
https://raw.githubusercontent.com/mrc-ide/global-lmic-reports/master/AFG/projections.csv | 2021-02-20 | hospital_incidence | 3.59 | 4.16 | 4.32 | 4.33 | 4.58 | 5.06 | Maintain Status Quo | Afghanistan | AFG | 2022-01-02 | v8 | TRUE
https://raw.githubusercontent.com/mrc-ide/global-lmic-reports/master/AFG/projections.csv | 2021-02-20 | ICU_incidence | 1.03 | 1.19 | 1.24 | 1.24 | 1.31 | 1.45 | Maintain Status Quo | Afghanistan | AFG | 2022-01-02 | v8 | TRUE
https://raw.githubusercontent.com/mrc-ide/global-lmic-reports/master/AFG/projections.csv | 2021-02-20 | prevalence | 2767.23 | 3202.15 | 3351.86 | 3340.6 | 3494.75 | 3950.82 | Maintain Status Quo | Afghanistan | AFG | 2022-01-02 | v8 | TRUE
https://raw.githubusercontent.com/mrc-ide/global-lmic-reports/master/AFG/projections.csv | 2021-02-20 | cumulative_infections | 1025639.71 | 1063355.98 | 1097974.5 | 1101583.16 | 1117022.78 | 1217615.97 | Maintain Status Quo | Afghanistan | AFG | 2022-01-02 | v8 | TRUE
https://raw.githubusercontent.com/mrc-ide/global-lmic-reports/master/AFG/projections.csv | 2021-02-20 | cumulative_deaths | 2205.5 | 2299.98 | 2376.24 | 2382.38 | 2419.56 | 2658.79 | Maintain Status Quo | Afghanistan | AFG | 2022-01-02 | v8 | TRUE
https://raw.githubusercontent.com/mrc-ide/global-lmic-reports/master/AFG/projections.csv | 2021-02-20 | Rt | 0.97 | 1 | 1.01 | 1.02 | 1.03 | 1.05 | Maintain Status Quo | Afghanistan | AFG | 2022-01-02 | v8 | TRUE
https://raw.githubusercontent.com/mrc-ide/global-lmic-reports/master/AFG/projections.csv | 2021-02-20 | Reff | 0.94 | 0.98 | 0.99 | 0.99 | 1.01 | 1.02 | Maintain Status Quo | Afghanistan | AFG | 2022-01-02 | v8 | TRUE
https://raw.githubusercontent.com/mrc-ide/global-lmic-reports/master/AFG/projections.csv | 2021-02-20 | infections | 395.06 | 460.19 | 489.37 | 484.26 | 506.38 | 577.44 | Optimistic | Afghanistan | AFG | 2022-01-02 | v8 | TRUE
https://raw.githubusercontent.com/mrc-ide/global-lmic-reports/master/AFG/projections.csv | 2021-02-20 | deaths | 1.07 | 1.17 | 1.24 | 1.24 | 1.3 | 1.39 | Optimistic | Afghanistan | AFG | 2022-01-02 | v8 | TRUE
https://raw.githubusercontent.com/mrc-ide/global-lmic-reports/master/AFG/projections.csv | 2021-02-20 | hospital_demand | 37.9 | 42.07 | 44.8 | 44.73 | 47.02 | 50.93 | Optimistic | Afghanistan | AFG | 2022-01-02 | v8 | TRUE
https://raw.githubusercontent.com/mrc-ide/global-lmic-reports/master/AFG/projections.csv | 2021-02-20 | ICU_demand | 17.05 | 18.71 | 19.8 | 19.79 | 20.72 | 21.99 | Optimistic | Afghanistan | AFG | 2022-01-02 | v8 | TRUE
https://raw.githubusercontent.com/mrc-ide/global-lmic-reports/master/AFG/projections.csv | 2021-02-20 | hospital_incidence | 3.59 | 4.16 | 4.32 | 4.33 | 4.58 | 5.06 | Optimistic | Afghanistan | AFG | 2022-01-02 | v8 | TRUE
https://raw.githubusercontent.com/mrc-ide/global-lmic-reports/master/AFG/projections.csv | 2021-02-20 | ICU_incidence | 1.03 | 1.19 | 1.24 | 1.24 | 1.31 | 1.45 | Optimistic | Afghanistan | AFG | 2022-01-02 | v8 | TRUE
https://raw.githubusercontent.com/mrc-ide/global-lmic-reports/master/AFG/projections.csv | 2021-02-20 | prevalence | 2767.23 | 3202.15 | 3351.86 | 3340.6 | 3494.75 | 3950.82 | Optimistic | Afghanistan | AFG | 2022-01-02 | v8 | TRUE
https://raw.githubusercontent.com/mrc-ide/global-lmic-reports/master/AFG/projections.csv | 2021-02-20 | cumulative_infections | 1025639.71 | 1063355.98 | 1097974.5 | 1101583.16 | 1117022.78 | 1217615.97 | Optimistic | Afghanistan | AFG | 2022-01-02 | v8 | TRUE
https://raw.githubusercontent.com/mrc-ide/global-lmic-reports/master/AFG/projections.csv | 2021-02-20 | cumulative_deaths | 2205.5 | 2299.98 | 2376.24 | 2382.38 | 2419.56 | 2658.79 | Optimistic | Afghanistan | AFG | 2022-01-02 | v8 | TRUE
https://raw.githubusercontent.com/mrc-ide/global-lmic-reports/master/AFG/projections.csv | 2021-02-20 | Rt | 0.97 | 1 | 1.01 | 1.02 | 1.03 | 1.05 | Optimistic | Afghanistan | AFG | 2022-01-02 | v8 | TRUE
https://raw.githubusercontent.com/mrc-ide/global-lmic-reports/master/AFG/projections.csv | 2021-02-20 | Reff | 0.94 | 0.98 | 0.99 | 0.99 | 1.01 | 1.02 | Optimistic | Afghanistan | AFG | 2022-01-02 | v8 | TRUE
https://raw.githubusercontent.com/mrc-ide/global-lmic-reports/master/AFG/projections.csv | 2021-02-20 | infections | 395.06 | 460.19 | 489.37 | 484.26 | 506.38 | 577.44 | Pessimistic | Afghanistan | AFG | 2022-01-02 | v8 | TRUE
https://raw.githubusercontent.com/mrc-ide/global-lmic-reports/master/AFG/projections.csv | 2021-02-20 | deaths | 1.07 | 1.17 | 1.24 | 1.24 | 1.3 | 1.39 | Pessimistic | Afghanistan | AFG | 2022-01-02 | v8 | TRUE
https://raw.githubusercontent.com/mrc-ide/global-lmic-reports/master/AFG/projections.csv | 2021-02-20 | hospital_demand | 37.9 | 42.07 | 44.8 | 44.73 | 47.02 | 50.93 | Pessimistic | Afghanistan | AFG | 2022-01-02 | v8 | TRUE
https://raw.githubusercontent.com/mrc-ide/global-lmic-reports/master/AFG/projections.csv | 2021-02-20 | ICU_demand | 17.05 | 18.71 | 19.8 | 19.79 | 20.72 | 21.99 | Pessimistic | Afghanistan | AFG | 2022-01-02 | v8 | TRUE
https://raw.githubusercontent.com/mrc-ide/global-lmic-reports/master/AFG/projections.csv | 2021-02-20 | hospital_incidence | 3.59 | 4.16 | 4.32 | 4.33 | 4.58 | 5.06 | Pessimistic | Afghanistan | AFG | 2022-01-02 | v8 | TRUE
https://raw.githubusercontent.com/mrc-ide/global-lmic-reports/master/AFG/projections.csv | 2021-02-20 | ICU_incidence | 1.03 | 1.19 | 1.24 | 1.24 | 1.31 | 1.45 | Pessimistic | Afghanistan | AFG | 2022-01-02 | v8 | TRUE
https://raw.githubusercontent.com/mrc-ide/global-lmic-reports/master/AFG/projections.csv | 2021-02-20 | prevalence | 2767.23 | 3202.15 | 3351.86 | 3340.6 | 3494.75 | 3950.82 | Pessimistic | Afghanistan | AFG | 2022-01-02 | v8 | TRUE
https://raw.githubusercontent.com/mrc-ide/global-lmic-reports/master/AFG/projections.csv | 2021-02-20 | cumulative_infections | 1025639.71 | 1063355.98 | 1097974.5 | 1101583.16 | 1117022.78 | 1217615.97 | Pessimistic | Afghanistan | AFG | 2022-01-02 | v8 | TRUE
https://raw.githubusercontent.com/mrc-ide/global-lmic-reports/master/AFG/projections.csv | 2021-02-20 | cumulative_deaths | 2205.5 | 2299.98 | 2376.24 | 2382.38 | 2419.56 | 2658.79 | Pessimistic | Afghanistan | AFG | 2022-01-02 | v8 | TRUE
https://raw.githubusercontent.com/mrc-ide/global-lmic-reports/master/AFG/projections.csv | 2021-02-20 | Rt | 0.97 | 1 | 1.01 | 1.02 | 1.03 | 1.05 | Pessimistic | Afghanistan | AFG | 2022-01-02 | v8 | TRUE
https://raw.githubusercontent.com/mrc-ide/global-lmic-reports/master/AFG/projections.csv | 2021-02-20 | Reff | 0.94 | 0.98 | 0.99 | 0.99 | 1.01 | 1.02 | Pessimistic | Afghanistan | AFG | 2022-01-02 | v8 | TRUE
https://raw.githubusercontent.com/mrc-ide/global-lmic-reports/master/AFG/projections.csv | 2021-02-20 | infections | 395.06 | 460.19 | 489.37 | 484.26 | 506.38 | 577.44 | Relax Interventions 50% | Afghanistan | AFG | 2022-01-02 | v8 | TRUE
https://raw.githubusercontent.com/mrc-ide/global-lmic-reports/master/AFG/projections.csv | 2021-02-20 | deaths | 1.07 | 1.17 | 1.24 | 1.24 | 1.3 | 1.39 | Relax Interventions 50% | Afghanistan | AFG | 2022-01-02 | v8 | TRUE
https://raw.githubusercontent.com/mrc-ide/global-lmic-reports/master/AFG/projections.csv | 2021-02-20 | hospital_demand | 37.9 | 42.07 | 44.8 | 44.73 | 47.02 | 50.93 | Relax Interventions 50% | Afghanistan | AFG | 2022-01-02 | v8 | TRUE
https://raw.githubusercontent.com/mrc-ide/global-lmic-reports/master/AFG/projections.csv | 2021-02-20 | ICU_demand | 17.05 | 18.71 | 19.8 | 19.79 | 20.72 | 21.99 | Relax Interventions 50% | Afghanistan | AFG | 2022-01-02 | v8 | TRUE
https://raw.githubusercontent.com/mrc-ide/global-lmic-reports/master/AFG/projections.csv | 2021-02-20 | hospital_incidence | 3.59 | 4.16 | 4.32 | 4.33 | 4.58 | 5.06 | Relax Interventions 50% | Afghanistan | AFG | 2022-01-02 | v8 | TRUE
https://raw.githubusercontent.com/mrc-ide/global-lmic-reports/master/AFG/projections.csv | 2021-02-20 | ICU_incidence | 1.03 | 1.19 | 1.24 | 1.24 | 1.31 | 1.45 | Relax Interventions 50% | Afghanistan | AFG | 2022-01-02 | v8 | TRUE
https://raw.githubusercontent.com/mrc-ide/global-lmic-reports/master/AFG/projections.csv | 2021-02-20 | prevalence | 2767.23 | 3202.15 | 3351.86 | 3340.6 | 3494.75 | 3950.82 | Relax Interventions 50% | Afghanistan | AFG | 2022-01-02 | v8 | TRUE
https://raw.githubusercontent.com/mrc-ide/global-lmic-reports/master/AFG/projections.csv | 2021-02-20 | cumulative_infections | 1025639.71 | 1063355.98 | 1097974.5 | 1101583.16 | 1117022.78 | 1217615.97 | Relax Interventions 50% | Afghanistan | AFG | 2022-01-02 | v8 | TRUE
https://raw.githubusercontent.com/mrc-ide/global-lmic-reports/master/AFG/projections.csv | 2021-02-20 | cumulative_deaths | 2205.5 | 2299.98 | 2376.24 | 2382.38 | 2419.56 | 2658.79 | Relax Interventions 50% | Afghanistan | AFG | 2022-01-02 | v8 | TRUE
https://raw.githubusercontent.com/mrc-ide/global-lmic-reports/master/AFG/projections.csv | 2021-02-20 | Rt | 0.97 | 1 | 1.01 | 1.02 | 1.03 | 1.05 | Relax Interventions 50% | Afghanistan | AFG | 2022-01-02 | v8 | TRUE
https://raw.githubusercontent.com/mrc-ide/global-lmic-reports/master/AFG/projections.csv | 2021-02-20 | Reff | 0.94 | 0.98 | 0.99 | 0.99 | 1.01 | 1.02 | Relax Interventions 50% | Afghanistan | AFG | 2022-01-02 | v8 | TRUE
https://raw.githubusercontent.com/mrc-ide/global-lmic-reports/master/AFG/projections.csv | 2021-02-20 | infections | 407.24 | 449.4 | 476.19 | 478.3 | 513.95 | 551.46 | Surged Additional 50% Reduction | Afghanistan | AFG | 2022-01-02 | v8 | TRUE
https://raw.githubusercontent.com/mrc-ide/global-lmic-reports/master/AFG/projections.csv | 2021-02-20 | deaths | 1.08 | 1.16 | 1.23 | 1.22 | 1.28 | 1.39 | Surged Additional 50% Reduction | Afghanistan | AFG | 2022-01-02 | v8 | TRUE
https://raw.githubusercontent.com/mrc-ide/global-lmic-reports/master/AFG/projections.csv | 2021-02-20 | hospital_demand | 38.7 | 41.6 | 44.07 | 43.98 | 45.96 | 50.18 | Surged Additional 50% Reduction | Afghanistan | AFG | 2022-01-02 | v8 | TRUE
https://raw.githubusercontent.com/mrc-ide/global-lmic-reports/master/AFG/projections.csv | 2021-02-20 | ICU_demand | 17.22 | 18.38 | 19.48 | 19.45 | 20.3 | 22.1 | Surged Additional 50% Reduction | Afghanistan | AFG | 2022-01-02 | v8 | TRUE
https://raw.githubusercontent.com/mrc-ide/global-lmic-reports/master/AFG/projections.csv | 2021-02-20 | hospital_incidence | 3.67 | 3.97 | 4.28 | 4.26 | 4.49 | 4.87 | Surged Additional 50% Reduction | Afghanistan | AFG | 2022-01-02 | v8 | TRUE
https://raw.githubusercontent.com/mrc-ide/global-lmic-reports/master/AFG/projections.csv | 2021-02-20 | ICU_incidence | 1.05 | 1.13 | 1.22 | 1.22 | 1.28 | 1.39 | Surged Additional 50% Reduction | Afghanistan | AFG | 2022-01-02 | v8 | TRUE
https://raw.githubusercontent.com/mrc-ide/global-lmic-reports/master/AFG/projections.csv | 2021-02-20 | prevalence | 2818.07 | 3082.09 | 3281.5 | 3294.03 | 3511.51 | 3777.04 | Surged Additional 50% Reduction | Afghanistan | AFG | 2022-01-02 | v8 | TRUE
https://raw.githubusercontent.com/mrc-ide/global-lmic-reports/master/AFG/projections.csv | 2021-02-20 | cumulative_infections | 1016933 | 1061795.39 | 1090189.26 | 1090159.76 | 1118601.45 | 1170845.71 | Surged Additional 50% Reduction | Afghanistan | AFG | 2022-01-02 | v8 | TRUE
https://raw.githubusercontent.com/mrc-ide/global-lmic-reports/master/AFG/projections.csv | 2021-02-20 | cumulative_deaths | 2187.35 | 2283.21 | 2345.01 | 2344.24 | 2406.05 | 2517.56 | Surged Additional 50% Reduction | Afghanistan | AFG | 2022-01-02 | v8 | TRUE
https://raw.githubusercontent.com/mrc-ide/global-lmic-reports/master/AFG/projections.csv | 2021-02-20 | Rt | 0.99 | 1 | 1.02 | 1.02 | 1.03 | 1.06 | Surged Additional 50% Reduction | Afghanistan | AFG | 2022-01-02 | v8 | TRUE
https://raw.githubusercontent.com/mrc-ide/global-lmic-reports/master/AFG/projections.csv | 2021-02-20 | Reff | 0.96 | 0.98 | 0.99 | 0.99 | 1 | 1.04 | Surged Additional 50% Reduction | Afghanistan | AFG | 2022-01-02 | v8 | TRUE
https://raw.githubusercontent.com/mrc-ide/global-lmic-reports/master/AFG/projections.csv | 2021-02-20 | infections | 407.24 | 449.4 | 476.19 | 478.3 | 513.95 | 551.46 | Surged Maintain Status Quo | Afghanistan | AFG | 2022-01-02 | v8 | TRUE
https://raw.githubusercontent.com/mrc-ide/global-lmic-reports/master/AFG/projections.csv | 2021-02-20 | deaths | 1.08 | 1.16 | 1.23 | 1.22 | 1.28 | 1.39 | Surged Maintain Status Quo | Afghanistan | AFG | 2022-01-02 | v8 | TRUE
https://raw.githubusercontent.com/mrc-ide/global-lmic-reports/master/AFG/projections.csv | 2021-02-20 | hospital_demand | 38.7 | 41.6 | 44.07 | 43.98 | 45.96 | 50.18 | Surged Maintain Status Quo | Afghanistan | AFG | 2022-01-02 | v8 | TRUE
https://raw.githubusercontent.com/mrc-ide/global-lmic-reports/master/AFG/projections.csv | 2021-02-20 | ICU_demand | 17.22 | 18.38 | 19.48 | 19.45 | 20.3 | 22.1 | Surged Maintain Status Quo | Afghanistan | AFG | 2022-01-02 | v8 | TRUE
https://raw.githubusercontent.com/mrc-ide/global-lmic-reports/master/AFG/projections.csv | 2021-02-20 | hospital_incidence | 3.67 | 3.97 | 4.28 | 4.26 | 4.49 | 4.87 | Surged Maintain Status Quo | Afghanistan | AFG | 2022-01-02 | v8 | TRUE
https://raw.githubusercontent.com/mrc-ide/global-lmic-reports/master/AFG/projections.csv | 2021-02-20 | ICU_incidence | 1.05 | 1.13 | 1.22 | 1.22 | 1.28 | 1.39 | Surged Maintain Status Quo | Afghanistan | AFG | 2022-01-02 | v8 | TRUE
https://raw.githubusercontent.com/mrc-ide/global-lmic-reports/master/AFG/projections.csv | 2021-02-20 | prevalence | 2818.07 | 3082.09 | 3281.5 | 3294.03 | 3511.51 | 3777.04 | Surged Maintain Status Quo | Afghanistan | AFG | 2022-01-02 | v8 | TRUE
https://raw.githubusercontent.com/mrc-ide/global-lmic-reports/master/AFG/projections.csv | 2021-02-20 | cumulative_infections | 1016933 | 1061795.39 | 1090189.26 | 1090159.76 | 1118601.45 | 1170845.71 | Surged Maintain Status Quo | Afghanistan | AFG | 2022-01-02 | v8 | TRUE
https://raw.githubusercontent.com/mrc-ide/global-lmic-reports/master/AFG/projections.csv | 2021-02-20 | cumulative_deaths | 2187.35 | 2283.21 | 2345.01 | 2344.24 | 2406.05 | 2517.56 | Surged Maintain Status Quo | Afghanistan | AFG | 2022-01-02 | v8 | TRUE
https://raw.githubusercontent.com/mrc-ide/global-lmic-reports/master/AFG/projections.csv | 2021-02-20 | Rt | 0.99 | 1 | 1.02 | 1.02 | 1.03 | 1.06 | Surged Maintain Status Quo | Afghanistan | AFG | 2022-01-02 | v8 | TRUE
https://raw.githubusercontent.com/mrc-ide/global-lmic-reports/master/AFG/projections.csv | 2021-02-20 | Reff | 0.96 | 0.98 | 0.99 | 0.99 | 1 | 1.04 | Surged Maintain Status Quo | Afghanistan | AFG | 2022-01-02 | v8 | TRUE
https://raw.githubusercontent.com/mrc-ide/global-lmic-reports/master/AFG/projections.csv | 2021-02-20 | infections | 407.24 | 449.4 | 476.19 | 478.3 | 513.95 | 551.46 | Surged Optimistic | Afghanistan | AFG | 2022-01-02 | v8 | TRUE
https://raw.githubusercontent.com/mrc-ide/global-lmic-reports/master/AFG/projections.csv | 2021-02-20 | deaths | 1.08 | 1.16 | 1.23 | 1.22 | 1.28 | 1.39 | Surged Optimistic | Afghanistan | AFG | 2022-01-02 | v8 | TRUE
https://raw.githubusercontent.com/mrc-ide/global-lmic-reports/master/AFG/projections.csv | 2021-02-20 | hospital_demand | 38.7 | 41.6 | 44.07 | 43.98 | 45.96 | 50.18 | Surged Optimistic | Afghanistan | AFG | 2022-01-02 | v8 | TRUE
https://raw.githubusercontent.com/mrc-ide/global-lmic-reports/master/AFG/projections.csv | 2021-02-20 | ICU_demand | 17.22 | 18.38 | 19.48 | 19.45 | 20.3 | 22.1 | Surged Optimistic | Afghanistan | AFG | 2022-01-02 | v8 | TRUE
https://raw.githubusercontent.com/mrc-ide/global-lmic-reports/master/AFG/projections.csv | 2021-02-20 | hospital_incidence | 3.67 | 3.97 | 4.28 | 4.26 | 4.49 | 4.87 | Surged Optimistic | Afghanistan | AFG | 2022-01-02 | v8 | TRUE
https://raw.githubusercontent.com/mrc-ide/global-lmic-reports/master/AFG/projections.csv | 2021-02-20 | ICU_incidence | 1.05 | 1.13 | 1.22 | 1.22 | 1.28 | 1.39 | Surged Optimistic | Afghanistan | AFG | 2022-01-02 | v8 | TRUE
https://raw.githubusercontent.com/mrc-ide/global-lmic-reports/master/AFG/projections.csv | 2021-02-20 | prevalence | 2818.07 | 3082.09 | 3281.5 | 3294.03 | 3511.51 | 3777.04 | Surged Optimistic | Afghanistan | AFG | 2022-01-02 | v8 | TRUE
https://raw.githubusercontent.com/mrc-ide/global-lmic-reports/master/AFG/projections.csv | 2021-02-20 | cumulative_infections | 1016933 | 1061795.39 | 1090189.26 | 1090159.76 | 1118601.45 | 1170845.71 | Surged Optimistic | Afghanistan | AFG | 2022-01-02 | v8 | TRUE
https://raw.githubusercontent.com/mrc-ide/global-lmic-reports/master/AFG/projections.csv | 2021-02-20 | cumulative_deaths | 2187.35 | 2283.21 | 2345.01 | 2344.24 | 2406.05 | 2517.56 | Surged Optimistic | Afghanistan | AFG | 2022-01-02 | v8 | TRUE
https://raw.githubusercontent.com/mrc-ide/global-lmic-reports/master/AFG/projections.csv | 2021-02-20 | Rt | 0.99 | 1 | 1.02 | 1.02 | 1.03 | 1.06 | Surged Optimistic | Afghanistan | AFG | 2022-01-02 | v8 | TRUE
https://raw.githubusercontent.com/mrc-ide/global-lmic-reports/master/AFG/projections.csv | 2021-02-20 | Reff | 0.96 | 0.98 | 0.99 | 0.99 | 1 | 1.04 | Surged Optimistic | Afghanistan | AFG | 2022-01-02 | v8 | TRUE
https://raw.githubusercontent.com/mrc-ide/global-lmic-reports/master/AFG/projections.csv | 2021-02-20 | infections | 407.24 | 449.4 | 476.19 | 478.3 | 513.95 | 551.46 | Surged Pessimistic | Afghanistan | AFG | 2022-01-02 | v8 | TRUE
https://raw.githubusercontent.com/mrc-ide/global-lmic-reports/master/AFG/projections.csv | 2021-02-20 | deaths | 1.08 | 1.16 | 1.23 | 1.22 | 1.28 | 1.39 | Surged Pessimistic | Afghanistan | AFG | 2022-01-02 | v8 | TRUE
https://raw.githubusercontent.com/mrc-ide/global-lmic-reports/master/AFG/projections.csv | 2021-02-20 | hospital_demand | 38.7 | 41.6 | 44.07 | 43.98 | 45.96 | 50.18 | Surged Pessimistic | Afghanistan | AFG | 2022-01-02 | v8 | TRUE
https://raw.githubusercontent.com/mrc-ide/global-lmic-reports/master/AFG/projections.csv | 2021-02-20 | ICU_demand | 17.22 | 18.38 | 19.48 | 19.45 | 20.3 | 22.1 | Surged Pessimistic | Afghanistan | AFG | 2022-01-02 | v8 | TRUE
https://raw.githubusercontent.com/mrc-ide/global-lmic-reports/master/AFG/projections.csv | 2021-02-20 | hospital_incidence | 3.67 | 3.97 | 4.28 | 4.26 | 4.49 | 4.87 | Surged Pessimistic | Afghanistan | AFG | 2022-01-02 | v8 | TRUE
https://raw.githubusercontent.com/mrc-ide/global-lmic-reports/master/AFG/projections.csv | 2021-02-20 | ICU_incidence | 1.05 | 1.13 | 1.22 | 1.22 | 1.28 | 1.39 | Surged Pessimistic | Afghanistan | AFG | 2022-01-02 | v8 | TRUE
https://raw.githubusercontent.com/mrc-ide/global-lmic-reports/master/AFG/projections.csv | 2021-02-20 | prevalence | 2818.07 | 3082.09 | 3281.5 | 3294.03 | 3511.51 | 3777.04 | Surged Pessimistic | Afghanistan | AFG | 2022-01-02 | v8 | TRUE
https://raw.githubusercontent.com/mrc-ide/global-lmic-reports/master/AFG/projections.csv | 2021-02-20 | cumulative_infections | 1016933 | 1061795.39 | 1090189.26 | 1090159.76 | 1118601.45 | 1170845.71 | Surged Pessimistic | Afghanistan | AFG | 2022-01-02 | v8 | TRUE
https://raw.githubusercontent.com/mrc-ide/global-lmic-reports/master/AFG/projections.csv | 2021-02-20 | cumulative_deaths | 2187.35 | 2283.21 | 2345.01 | 2344.24 | 2406.05 | 2517.56 | Surged Pessimistic | Afghanistan | AFG | 2022-01-02 | v8 | TRUE
https://raw.githubusercontent.com/mrc-ide/global-lmic-reports/master/AFG/projections.csv | 2021-02-20 | Rt | 0.99 | 1 | 1.02 | 1.02 | 1.03 | 1.06 | Surged Pessimistic | Afghanistan | AFG | 2022-01-02 | v8 | TRUE
https://raw.githubusercontent.com/mrc-ide/global-lmic-reports/master/AFG/projections.csv | 2021-02-20 | Reff | 0.96 | 0.98 | 0.99 | 0.99 | 1 | 1.04 | Surged Pessimistic | Afghanistan | AFG | 2022-01-02 | v8 | TRUE
https://raw.githubusercontent.com/mrc-ide/global-lmic-reports/master/AFG/projections.csv | 2021-02-20 | infections | 407.24 | 449.4 | 476.19 | 478.3 | 513.95 | 551.46 | Surged Relax Interventions 50% | Afghanistan | AFG | 2022-01-02 | v8 | TRUE
https://raw.githubusercontent.com/mrc-ide/global-lmic-reports/master/AFG/projections.csv | 2021-02-20 | deaths | 1.08 | 1.16 | 1.23 | 1.22 | 1.28 | 1.39 | Surged Relax Interventions 50% | Afghanistan | AFG | 2022-01-02 | v8 | TRUE
https://raw.githubusercontent.com/mrc-ide/global-lmic-reports/master/AFG/projections.csv | 2021-02-20 | hospital_demand | 38.7 | 41.6 | 44.07 | 43.98 | 45.96 | 50.18 | Surged Relax Interventions 50% | Afghanistan | AFG | 2022-01-02 | v8 | TRUE
https://raw.githubusercontent.com/mrc-ide/global-lmic-reports/master/AFG/projections.csv | 2021-02-20 | ICU_demand | 17.22 | 18.38 | 19.48 | 19.45 | 20.3 | 22.1 | Surged Relax Interventions 50% | Afghanistan | AFG | 2022-01-02 | v8 | TRUE
https://raw.githubusercontent.com/mrc-ide/global-lmic-reports/master/AFG/projections.csv | 2021-02-20 | hospital_incidence | 3.67 | 3.97 | 4.28 | 4.26 | 4.49 | 4.87 | Surged Relax Interventions 50% | Afghanistan | AFG | 2022-01-02 | v8 | TRUE
https://raw.githubusercontent.com/mrc-ide/global-lmic-reports/master/AFG/projections.csv | 2021-02-20 | ICU_incidence | 1.05 | 1.13 | 1.22 | 1.22 | 1.28 | 1.39 | Surged Relax Interventions 50% | Afghanistan | AFG | 2022-01-02 | v8 | TRUE
https://raw.githubusercontent.com/mrc-ide/global-lmic-reports/master/AFG/projections.csv | 2021-02-20 | prevalence | 2818.07 | 3082.09 | 3281.5 | 3294.03 | 3511.51 | 3777.04 | Surged Relax Interventions 50% | Afghanistan | AFG | 2022-01-02 | v8 | TRUE
https://raw.githubusercontent.com/mrc-ide/global-lmic-reports/master/AFG/projections.csv | 2021-02-20 | cumulative_infections | 1016933 | 1061795.39 | 1090189.26 | 1090159.76 | 1118601.45 | 1170845.71 | Surged Relax Interventions 50% | Afghanistan | AFG | 2022-01-02 | v8 | TRUE
https://raw.githubusercontent.com/mrc-ide/global-lmic-reports/master/AFG/projections.csv | 2021-02-20 | cumulative_deaths | 2187.35 | 2283.21 | 2345.01 | 2344.24 | 2406.05 | 2517.56 | Surged Relax Interventions 50% | Afghanistan | AFG | 2022-01-02 | v8 | TRUE
https://raw.githubusercontent.com/mrc-ide/global-lmic-reports/master/AFG/projections.csv | 2021-02-20 | Rt | 0.99 | 1 | 1.02 | 1.02 | 1.03 | 1.06 | Surged Relax Interventions 50% | Afghanistan | AFG | 2022-01-02 | v8 | TRUE
https://raw.githubusercontent.com/mrc-ide/global-lmic-reports/master/AFG/projections.csv | 2021-02-20 | Reff | 0.96 | 0.98 | 0.99 | 0.99 | 1 | 1.04 | Surged Relax Interventions 50% | Afghanistan | AFG | 2022-01-02 | v8 | TRUE
https://raw.githubusercontent.com/mrc-ide/global-lmic-reports/master/AFG/projections.csv | 2021-02-21 | infections | 392.12 | 456.54 | 486.47 | 482.01 | 503.98 | 576.95 | Additional 50% Reduction | Afghanistan | AFG | 2022-01-02 | v8 | TRUE
https://raw.githubusercontent.com/mrc-ide/global-lmic-reports/master/AFG/projections.csv | 2021-02-21 | deaths | 1.04 | 1.15 | 1.22 | 1.22 | 1.28 | 1.37 | Additional 50% Reduction | Afghanistan | AFG | 2022-01-02 | v8 | TRUE
https://raw.githubusercontent.com/mrc-ide/global-lmic-reports/master/AFG/projections.csv | 2021-02-21 | hospital_demand | 37.35 | 41.63 | 44.33 | 44.18 | 46.44 | 50.52 | Additional 50% Reduction | Afghanistan | AFG | 2022-01-02 | v8 | TRUE
https://raw.githubusercontent.com/mrc-ide/global-lmic-reports/master/AFG/projections.csv | 2021-02-21 | ICU_demand | 16.64 | 18.28 | 19.4 | 19.38 | 20.28 | 21.64 | Additional 50% Reduction | Afghanistan | AFG | 2022-01-02 | v8 | TRUE
https://raw.githubusercontent.com/mrc-ide/global-lmic-reports/master/AFG/projections.csv | 2021-02-21 | hospital_incidence | 3.59 | 4.16 | 4.32 | 4.33 | 4.56 | 5.08 | Additional 50% Reduction | Afghanistan | AFG | 2022-01-02 | v8 | TRUE
https://raw.githubusercontent.com/mrc-ide/global-lmic-reports/master/AFG/projections.csv | 2021-02-21 | ICU_incidence | 1.03 | 1.19 | 1.24 | 1.24 | 1.3 | 1.45 | Additional 50% Reduction | Afghanistan | AFG | 2022-01-02 | v8 | TRUE
https://raw.githubusercontent.com/mrc-ide/global-lmic-reports/master/AFG/projections.csv | 2021-02-21 | prevalence | 2753.22 | 3202.52 | 3353.32 | 3334.6 | 3484.39 | 3948.45 | Additional 50% Reduction | Afghanistan | AFG | 2022-01-02 | v8 | TRUE
https://raw.githubusercontent.com/mrc-ide/global-lmic-reports/master/AFG/projections.csv | 2021-02-21 | cumulative_infections | 1026078.9 | 1063837.07 | 1098462.6 | 1102065.16 | 1117563.97 | 1218093.53 | Additional 50% Reduction | Afghanistan | AFG | 2022-01-02 | v8 | TRUE
https://raw.githubusercontent.com/mrc-ide/global-lmic-reports/master/AFG/projections.csv | 2021-02-21 | cumulative_deaths | 2206.68 | 2301.1 | 2377.45 | 2383.6 | 2420.84 | 2660.11 | Additional 50% Reduction | Afghanistan | AFG | 2022-01-02 | v8 | TRUE
https://raw.githubusercontent.com/mrc-ide/global-lmic-reports/master/AFG/projections.csv | 2021-02-21 | Rt | 1.02 | 1.05 | 1.06 | 1.06 | 1.08 | 1.1 | Additional 50% Reduction | Afghanistan | AFG | 2022-01-02 | v8 | TRUE
https://raw.githubusercontent.com/mrc-ide/global-lmic-reports/master/AFG/projections.csv | 2021-02-21 | Reff | 0.99 | 1.02 | 1.03 | 1.03 | 1.05 | 1.07 | Additional 50% Reduction | Afghanistan | AFG | 2022-01-02 | v8 | TRUE
https://raw.githubusercontent.com/mrc-ide/global-lmic-reports/master/AFG/projections.csv | 2021-02-21 | infections | 392.12 | 456.54 | 486.47 | 482.01 | 503.98 | 576.95 | Maintain Status Quo | Afghanistan | AFG | 2022-01-02 | v8 | TRUE
https://raw.githubusercontent.com/mrc-ide/global-lmic-reports/master/AFG/projections.csv | 2021-02-21 | deaths | 1.04 | 1.15 | 1.22 | 1.22 | 1.28 | 1.37 | Maintain Status Quo | Afghanistan | AFG | 2022-01-02 | v8 | TRUE
https://raw.githubusercontent.com/mrc-ide/global-lmic-reports/master/AFG/projections.csv | 2021-02-21 | hospital_demand | 37.35 | 41.63 | 44.33 | 44.18 | 46.44 | 50.52 | Maintain Status Quo | Afghanistan | AFG | 2022-01-02 | v8 | TRUE
https://raw.githubusercontent.com/mrc-ide/global-lmic-reports/master/AFG/projections.csv | 2021-02-21 | ICU_demand | 16.64 | 18.28 | 19.4 | 19.38 | 20.28 | 21.64 | Maintain Status Quo | Afghanistan | AFG | 2022-01-02 | v8 | TRUE
https://raw.githubusercontent.com/mrc-ide/global-lmic-reports/master/AFG/projections.csv | 2021-02-21 | hospital_incidence | 3.59 | 4.16 | 4.32 | 4.33 | 4.56 | 5.08 | Maintain Status Quo | Afghanistan | AFG | 2022-01-02 | v8 | TRUE
https://raw.githubusercontent.com/mrc-ide/global-lmic-reports/master/AFG/projections.csv | 2021-02-21 | ICU_incidence | 1.03 | 1.19 | 1.24 | 1.24 | 1.3 | 1.45 | Maintain Status Quo | Afghanistan | AFG | 2022-01-02 | v8 | TRUE
https://raw.githubusercontent.com/mrc-ide/global-lmic-reports/master/AFG/projections.csv | 2021-02-21 | prevalence | 2753.22 | 3202.52 | 3353.32 | 3334.6 | 3484.39 | 3948.45 | Maintain Status Quo | Afghanistan | AFG | 2022-01-02 | v8 | TRUE
https://raw.githubusercontent.com/mrc-ide/global-lmic-reports/master/AFG/projections.csv | 2021-02-21 | cumulative_infections | 1026078.9 | 1063837.07 | 1098462.6 | 1102065.16 | 1117563.97 | 1218093.53 | Maintain Status Quo | Afghanistan | AFG | 2022-01-02 | v8 | TRUE
https://raw.githubusercontent.com/mrc-ide/global-lmic-reports/master/AFG/projections.csv | 2021-02-21 | cumulative_deaths | 2206.68 | 2301.1 | 2377.45 | 2383.6 | 2420.84 | 2660.11 | Maintain Status Quo | Afghanistan | AFG | 2022-01-02 | v8 | TRUE
https://raw.githubusercontent.com/mrc-ide/global-lmic-reports/master/AFG/projections.csv | 2021-02-21 | Rt | 1.02 | 1.05 | 1.06 | 1.06 | 1.08 | 1.1 | Maintain Status Quo | Afghanistan | AFG | 2022-01-02 | v8 | TRUE
https://raw.githubusercontent.com/mrc-ide/global-lmic-reports/master/AFG/projections.csv | 2021-02-21 | Reff | 0.99 | 1.02 | 1.03 | 1.03 | 1.05 | 1.07 | Maintain Status Quo | Afghanistan | AFG | 2022-01-02 | v8 | TRUE
https://raw.githubusercontent.com/mrc-ide/global-lmic-reports/master/AFG/projections.csv | 2021-02-21 | infections | 392.12 | 456.54 | 486.47 | 482.01 | 503.98 | 576.95 | Optimistic | Afghanistan | AFG | 2022-01-02 | v8 | TRUE
https://raw.githubusercontent.com/mrc-ide/global-lmic-reports/master/AFG/projections.csv | 2021-02-21 | deaths | 1.04 | 1.15 | 1.22 | 1.22 | 1.28 | 1.37 | Optimistic | Afghanistan | AFG | 2022-01-02 | v8 | TRUE
https://raw.githubusercontent.com/mrc-ide/global-lmic-reports/master/AFG/projections.csv | 2021-02-21 | hospital_demand | 37.35 | 41.63 | 44.33 | 44.18 | 46.44 | 50.52 | Optimistic | Afghanistan | AFG | 2022-01-02 | v8 | TRUE
https://raw.githubusercontent.com/mrc-ide/global-lmic-reports/master/AFG/projections.csv | 2021-02-21 | ICU_demand | 16.64 | 18.28 | 19.4 | 19.38 | 20.28 | 21.64 | Optimistic | Afghanistan | AFG | 2022-01-02 | v8 | TRUE
https://raw.githubusercontent.com/mrc-ide/global-lmic-reports/master/AFG/projections.csv | 2021-02-21 | hospital_incidence | 3.59 | 4.16 | 4.32 | 4.33 | 4.56 | 5.08 | Optimistic | Afghanistan | AFG | 2022-01-02 | v8 | TRUE
https://raw.githubusercontent.com/mrc-ide/global-lmic-reports/master/AFG/projections.csv | 2021-02-21 | ICU_incidence | 1.03 | 1.19 | 1.24 | 1.24 | 1.3 | 1.45 | Optimistic | Afghanistan | AFG | 2022-01-02 | v8 | TRUE
https://raw.githubusercontent.com/mrc-ide/global-lmic-reports/master/AFG/projections.csv | 2021-02-21 | prevalence | 2753.22 | 3202.52 | 3353.32 | 3334.6 | 3484.39 | 3948.45 | Optimistic | Afghanistan | AFG | 2022-01-02 | v8 | TRUE
https://raw.githubusercontent.com/mrc-ide/global-lmic-reports/master/AFG/projections.csv | 2021-02-21 | cumulative_infections | 1026078.9 | 1063837.07 | 1098462.6 | 1102065.16 | 1117563.97 | 1218093.53 | Optimistic | Afghanistan | AFG | 2022-01-02 | v8 | TRUE
https://raw.githubusercontent.com/mrc-ide/global-lmic-reports/master/AFG/projections.csv | 2021-02-21 | cumulative_deaths | 2206.68 | 2301.1 | 2377.45 | 2383.6 | 2420.84 | 2660.11 | Optimistic | Afghanistan | AFG | 2022-01-02 | v8 | TRUE
https://raw.githubusercontent.com/mrc-ide/global-lmic-reports/master/AFG/projections.csv | 2021-02-21 | Rt | 1.02 | 1.05 | 1.06 | 1.06 | 1.08 | 1.1 | Optimistic | Afghanistan | AFG | 2022-01-02 | v8 | TRUE
https://raw.githubusercontent.com/mrc-ide/global-lmic-reports/master/AFG/projections.csv | 2021-02-21 | Reff | 0.99 | 1.02 | 1.03 | 1.03 | 1.05 | 1.07 | Optimistic | Afghanistan | AFG | 2022-01-02 | v8 | TRUE
https://raw.githubusercontent.com/mrc-ide/global-lmic-reports/master/AFG/projections.csv | 2021-02-21 | infections | 392.12 | 456.54 | 486.47 | 482.01 | 503.98 | 576.95 | Pessimistic | Afghanistan | AFG | 2022-01-02 | v8 | TRUE
https://raw.githubusercontent.com/mrc-ide/global-lmic-reports/master/AFG/projections.csv | 2021-02-21 | deaths | 1.04 | 1.15 | 1.22 | 1.22 | 1.28 | 1.37 | Pessimistic | Afghanistan | AFG | 2022-01-02 | v8 | TRUE
https://raw.githubusercontent.com/mrc-ide/global-lmic-reports/master/AFG/projections.csv | 2021-02-21 | hospital_demand | 37.35 | 41.63 | 44.33 | 44.18 | 46.44 | 50.52 | Pessimistic | Afghanistan | AFG | 2022-01-02 | v8 | TRUE
https://raw.githubusercontent.com/mrc-ide/global-lmic-reports/master/AFG/projections.csv | 2021-02-21 | ICU_demand | 16.64 | 18.28 | 19.4 | 19.38 | 20.28 | 21.64 | Pessimistic | Afghanistan | AFG | 2022-01-02 | v8 | TRUE
https://raw.githubusercontent.com/mrc-ide/global-lmic-reports/master/AFG/projections.csv | 2021-02-21 | hospital_incidence | 3.59 | 4.16 | 4.32 | 4.33 | 4.56 | 5.08 | Pessimistic | Afghanistan | AFG | 2022-01-02 | v8 | TRUE
https://raw.githubusercontent.com/mrc-ide/global-lmic-reports/master/AFG/projections.csv | 2021-02-21 | ICU_incidence | 1.03 | 1.19 | 1.24 | 1.24 | 1.3 | 1.45 | Pessimistic | Afghanistan | AFG | 2022-01-02 | v8 | TRUE
https://raw.githubusercontent.com/mrc-ide/global-lmic-reports/master/AFG/projections.csv | 2021-02-21 | prevalence | 2753.22 | 3202.52 | 3353.32 | 3334.6 | 3484.39 | 3948.45 | Pessimistic | Afghanistan | AFG | 2022-01-02 | v8 | TRUE
https://raw.githubusercontent.com/mrc-ide/global-lmic-reports/master/AFG/projections.csv | 2021-02-21 | cumulative_infections | 1026078.9 | 1063837.07 | 1098462.6 | 1102065.16 | 1117563.97 | 1218093.53 | Pessimistic | Afghanistan | AFG | 2022-01-02 | v8 | TRUE
https://raw.githubusercontent.com/mrc-ide/global-lmic-reports/master/AFG/projections.csv | 2021-02-21 | cumulative_deaths | 2206.68 | 2301.1 | 2377.45 | 2383.6 | 2420.84 | 2660.11 | Pessimistic | Afghanistan | AFG | 2022-01-02 | v8 | TRUE
https://raw.githubusercontent.com/mrc-ide/global-lmic-reports/master/AFG/projections.csv | 2021-02-21 | Rt | 1.02 | 1.05 | 1.06 | 1.06 | 1.08 | 1.1 | Pessimistic | Afghanistan | AFG | 2022-01-02 | v8 | TRUE
https://raw.githubusercontent.com/mrc-ide/global-lmic-reports/master/AFG/projections.csv | 2021-02-21 | Reff | 0.99 | 1.02 | 1.03 | 1.03 | 1.05 | 1.07 | Pessimistic | Afghanistan | AFG | 2022-01-02 | v8 | TRUE
https://raw.githubusercontent.com/mrc-ide/global-lmic-reports/master/AFG/projections.csv | 2021-02-21 | infections | 392.12 | 456.54 | 486.47 | 482.01 | 503.98 | 576.95 | Relax Interventions 50% | Afghanistan | AFG | 2022-01-02 | v8 | TRUE
https://raw.githubusercontent.com/mrc-ide/global-lmic-reports/master/AFG/projections.csv | 2021-02-21 | deaths | 1.04 | 1.15 | 1.22 | 1.22 | 1.28 | 1.37 | Relax Interventions 50% | Afghanistan | AFG | 2022-01-02 | v8 | TRUE
https://raw.githubusercontent.com/mrc-ide/global-lmic-reports/master/AFG/projections.csv | 2021-02-21 | hospital_demand | 37.35 | 41.63 | 44.33 | 44.18 | 46.44 | 50.52 | Relax Interventions 50% | Afghanistan | AFG | 2022-01-02 | v8 | TRUE
https://raw.githubusercontent.com/mrc-ide/global-lmic-reports/master/AFG/projections.csv | 2021-02-21 | ICU_demand | 16.64 | 18.28 | 19.4 | 19.38 | 20.28 | 21.64 | Relax Interventions 50% | Afghanistan | AFG | 2022-01-02 | v8 | TRUE
https://raw.githubusercontent.com/mrc-ide/global-lmic-reports/master/AFG/projections.csv | 2021-02-21 | hospital_incidence | 3.59 | 4.16 | 4.32 | 4.33 | 4.56 | 5.08 | Relax Interventions 50% | Afghanistan | AFG | 2022-01-02 | v8 | TRUE
https://raw.githubusercontent.com/mrc-ide/global-lmic-reports/master/AFG/projections.csv | 2021-02-21 | ICU_incidence | 1.03 | 1.19 | 1.24 | 1.24 | 1.3 | 1.45 | Relax Interventions 50% | Afghanistan | AFG | 2022-01-02 | v8 | TRUE
https://raw.githubusercontent.com/mrc-ide/global-lmic-reports/master/AFG/projections.csv | 2021-02-21 | prevalence | 2753.22 | 3202.52 | 3353.32 | 3334.6 | 3484.39 | 3948.45 | Relax Interventions 50% | Afghanistan | AFG | 2022-01-02 | v8 | TRUE
https://raw.githubusercontent.com/mrc-ide/global-lmic-reports/master/AFG/projections.csv | 2021-02-21 | cumulative_infections | 1026078.9 | 1063837.07 | 1098462.6 | 1102065.16 | 1117563.97 | 1218093.53 | Relax Interventions 50% | Afghanistan | AFG | 2022-01-02 | v8 | TRUE
https://raw.githubusercontent.com/mrc-ide/global-lmic-reports/master/AFG/projections.csv | 2021-02-21 | cumulative_deaths | 2206.68 | 2301.1 | 2377.45 | 2383.6 | 2420.84 | 2660.11 | Relax Interventions 50% | Afghanistan | AFG | 2022-01-02 | v8 | TRUE
https://raw.githubusercontent.com/mrc-ide/global-lmic-reports/master/AFG/projections.csv | 2021-02-21 | Rt | 1.02 | 1.05 | 1.06 | 1.06 | 1.08 | 1.1 | Relax Interventions 50% | Afghanistan | AFG | 2022-01-02 | v8 | TRUE
https://raw.githubusercontent.com/mrc-ide/global-lmic-reports/master/AFG/projections.csv | 2021-02-21 | Reff | 0.99 | 1.02 | 1.03 | 1.03 | 1.05 | 1.07 | Relax Interventions 50% | Afghanistan | AFG | 2022-01-02 | v8 | TRUE
https://raw.githubusercontent.com/mrc-ide/global-lmic-reports/master/AFG/projections.csv | 2021-02-21 | infections | 405.15 | 448.66 | 474.84 | 476.45 | 511.32 | 549.12 | Surged Additional 50% Reduction | Afghanistan | AFG | 2022-01-02 | v8 | TRUE
https://raw.githubusercontent.com/mrc-ide/global-lmic-reports/master/AFG/projections.csv | 2021-02-21 | deaths | 1.05 | 1.13 | 1.2 | 1.2 | 1.26 | 1.36 | Surged Additional 50% Reduction | Afghanistan | AFG | 2022-01-02 | v8 | TRUE
https://raw.githubusercontent.com/mrc-ide/global-lmic-reports/master/AFG/projections.csv | 2021-02-21 | hospital_demand | 38.14 | 41.07 | 43.71 | 43.45 | 45.39 | 49.56 | Surged Additional 50% Reduction | Afghanistan | AFG | 2022-01-02 | v8 | TRUE
https://raw.githubusercontent.com/mrc-ide/global-lmic-reports/master/AFG/projections.csv | 2021-02-21 | ICU_demand | 16.85 | 18.01 | 19.02 | 19.04 | 19.94 | 21.65 | Surged Additional 50% Reduction | Afghanistan | AFG | 2022-01-02 | v8 | TRUE
https://raw.githubusercontent.com/mrc-ide/global-lmic-reports/master/AFG/projections.csv | 2021-02-21 | hospital_incidence | 3.66 | 3.97 | 4.27 | 4.26 | 4.5 | 4.87 | Surged Additional 50% Reduction | Afghanistan | AFG | 2022-01-02 | v8 | TRUE
https://raw.githubusercontent.com/mrc-ide/global-lmic-reports/master/AFG/projections.csv | 2021-02-21 | ICU_incidence | 1.05 | 1.13 | 1.22 | 1.22 | 1.29 | 1.39 | Surged Additional 50% Reduction | Afghanistan | AFG | 2022-01-02 | v8 | TRUE
https://raw.githubusercontent.com/mrc-ide/global-lmic-reports/master/AFG/projections.csv | 2021-02-21 | prevalence | 2810.95 | 3076.72 | 3273.39 | 3289.55 | 3512.21 | 3774.46 | Surged Additional 50% Reduction | Afghanistan | AFG | 2022-01-02 | v8 | TRUE
https://raw.githubusercontent.com/mrc-ide/global-lmic-reports/master/AFG/projections.csv | 2021-02-21 | cumulative_infections | 1017401.98 | 1062275.89 | 1090675.88 | 1090636.2 | 1119060.09 | 1171312.6 | Surged Additional 50% Reduction | Afghanistan | AFG | 2022-01-02 | v8 | TRUE
https://raw.githubusercontent.com/mrc-ide/global-lmic-reports/master/AFG/projections.csv | 2021-02-21 | cumulative_deaths | 2188.5 | 2284.4 | 2346.16 | 2345.44 | 2407.16 | 2518.81 | Surged Additional 50% Reduction | Afghanistan | AFG | 2022-01-02 | v8 | TRUE
https://raw.githubusercontent.com/mrc-ide/global-lmic-reports/master/AFG/projections.csv | 2021-02-21 | Rt | 1.03 | 1.05 | 1.06 | 1.06 | 1.07 | 1.1 | Surged Additional 50% Reduction | Afghanistan | AFG | 2022-01-02 | v8 | TRUE
https://raw.githubusercontent.com/mrc-ide/global-lmic-reports/master/AFG/projections.csv | 2021-02-21 | Reff | 1 | 1.02 | 1.03 | 1.03 | 1.04 | 1.07 | Surged Additional 50% Reduction | Afghanistan | AFG | 2022-01-02 | v8 | TRUE
https://raw.githubusercontent.com/mrc-ide/global-lmic-reports/master/AFG/projections.csv | 2021-02-21 | infections | 405.15 | 448.66 | 474.84 | 476.45 | 511.32 | 549.12 | Surged Maintain Status Quo | Afghanistan | AFG | 2022-01-02 | v8 | TRUE
https://raw.githubusercontent.com/mrc-ide/global-lmic-reports/master/AFG/projections.csv | 2021-02-21 | deaths | 1.05 | 1.13 | 1.2 | 1.2 | 1.26 | 1.36 | Surged Maintain Status Quo | Afghanistan | AFG | 2022-01-02 | v8 | TRUE
https://raw.githubusercontent.com/mrc-ide/global-lmic-reports/master/AFG/projections.csv | 2021-02-21 | hospital_demand | 38.14 | 41.07 | 43.71 | 43.45 | 45.39 | 49.56 | Surged Maintain Status Quo | Afghanistan | AFG | 2022-01-02 | v8 | TRUE
https://raw.githubusercontent.com/mrc-ide/global-lmic-reports/master/AFG/projections.csv | 2021-02-21 | ICU_demand | 16.85 | 18.01 | 19.02 | 19.04 | 19.94 | 21.65 | Surged Maintain Status Quo | Afghanistan | AFG | 2022-01-02 | v8 | TRUE
https://raw.githubusercontent.com/mrc-ide/global-lmic-reports/master/AFG/projections.csv | 2021-02-21 | hospital_incidence | 3.66 | 3.97 | 4.27 | 4.26 | 4.5 | 4.87 | Surged Maintain Status Quo | Afghanistan | AFG | 2022-01-02 | v8 | TRUE
https://raw.githubusercontent.com/mrc-ide/global-lmic-reports/master/AFG/projections.csv | 2021-02-21 | ICU_incidence | 1.05 | 1.13 | 1.22 | 1.22 | 1.29 | 1.39 | Surged Maintain Status Quo | Afghanistan | AFG | 2022-01-02 | v8 | TRUE
https://raw.githubusercontent.com/mrc-ide/global-lmic-reports/master/AFG/projections.csv | 2021-02-21 | prevalence | 2810.95 | 3076.72 | 3273.39 | 3289.55 | 3512.21 | 3774.46 | Surged Maintain Status Quo | Afghanistan | AFG | 2022-01-02 | v8 | TRUE
https://raw.githubusercontent.com/mrc-ide/global-lmic-reports/master/AFG/projections.csv | 2021-02-21 | cumulative_infections | 1017401.98 | 1062275.89 | 1090675.88 | 1090636.2 | 1119060.09 | 1171312.6 | Surged Maintain Status Quo | Afghanistan | AFG | 2022-01-02 | v8 | TRUE
https://raw.githubusercontent.com/mrc-ide/global-lmic-reports/master/AFG/projections.csv | 2021-02-21 | cumulative_deaths | 2188.5 | 2284.4 | 2346.16 | 2345.44 | 2407.16 | 2518.81 | Surged Maintain Status Quo | Afghanistan | AFG | 2022-01-02 | v8 | TRUE
https://raw.githubusercontent.com/mrc-ide/global-lmic-reports/master/AFG/projections.csv | 2021-02-21 | Rt | 1.03 | 1.05 | 1.06 | 1.06 | 1.07 | 1.1 | Surged Maintain Status Quo | Afghanistan | AFG | 2022-01-02 | v8 | TRUE
https://raw.githubusercontent.com/mrc-ide/global-lmic-reports/master/AFG/projections.csv | 2021-02-21 | Reff | 1 | 1.02 | 1.03 | 1.03 | 1.04 | 1.07 | Surged Maintain Status Quo | Afghanistan | AFG | 2022-01-02 | v8 | TRUE
https://raw.githubusercontent.com/mrc-ide/global-lmic-reports/master/AFG/projections.csv | 2021-02-21 | infections | 405.15 | 448.66 | 474.84 | 476.45 | 511.32 | 549.12 | Surged Optimistic | Afghanistan | AFG | 2022-01-02 | v8 | TRUE
https://raw.githubusercontent.com/mrc-ide/global-lmic-reports/master/AFG/projections.csv | 2021-02-21 | deaths | 1.05 | 1.13 | 1.2 | 1.2 | 1.26 | 1.36 | Surged Optimistic | Afghanistan | AFG | 2022-01-02 | v8 | TRUE
https://raw.githubusercontent.com/mrc-ide/global-lmic-reports/master/AFG/projections.csv | 2021-02-21 | hospital_demand | 38.14 | 41.07 | 43.71 | 43.45 | 45.39 | 49.56 | Surged Optimistic | Afghanistan | AFG | 2022-01-02 | v8 | TRUE
https://raw.githubusercontent.com/mrc-ide/global-lmic-reports/master/AFG/projections.csv | 2021-02-21 | ICU_demand | 16.85 | 18.01 | 19.02 | 19.04 | 19.94 | 21.65 | Surged Optimistic | Afghanistan | AFG | 2022-01-02 | v8 | TRUE
https://raw.githubusercontent.com/mrc-ide/global-lmic-reports/master/AFG/projections.csv | 2021-02-21 | hospital_incidence | 3.66 | 3.97 | 4.27 | 4.26 | 4.5 | 4.87 | Surged Optimistic | Afghanistan | AFG | 2022-01-02 | v8 | TRUE
https://raw.githubusercontent.com/mrc-ide/global-lmic-reports/master/AFG/projections.csv | 2021-02-21 | ICU_incidence | 1.05 | 1.13 | 1.22 | 1.22 | 1.29 | 1.39 | Surged Optimistic | Afghanistan | AFG | 2022-01-02 | v8 | TRUE
https://raw.githubusercontent.com/mrc-ide/global-lmic-reports/master/AFG/projections.csv | 2021-02-21 | prevalence | 2810.95 | 3076.72 | 3273.39 | 3289.55 | 3512.21 | 3774.46 | Surged Optimistic | Afghanistan | AFG | 2022-01-02 | v8 | TRUE
https://raw.githubusercontent.com/mrc-ide/global-lmic-reports/master/AFG/projections.csv | 2021-02-21 | cumulative_infections | 1017401.98 | 1062275.89 | 1090675.88 | 1090636.2 | 1119060.09 | 1171312.6 | Surged Optimistic | Afghanistan | AFG | 2022-01-02 | v8 | TRUE
https://raw.githubusercontent.com/mrc-ide/global-lmic-reports/master/AFG/projections.csv | 2021-02-21 | cumulative_deaths | 2188.5 | 2284.4 | 2346.16 | 2345.44 | 2407.16 | 2518.81 | Surged Optimistic | Afghanistan | AFG | 2022-01-02 | v8 | TRUE
https://raw.githubusercontent.com/mrc-ide/global-lmic-reports/master/AFG/projections.csv | 2021-02-21 | Rt | 1.03 | 1.05 | 1.06 | 1.06 | 1.07 | 1.1 | Surged Optimistic | Afghanistan | AFG | 2022-01-02 | v8 | TRUE
https://raw.githubusercontent.com/mrc-ide/global-lmic-reports/master/AFG/projections.csv | 2021-02-21 | Reff | 1 | 1.02 | 1.03 | 1.03 | 1.04 | 1.07 | Surged Optimistic | Afghanistan | AFG | 2022-01-02 | v8 | TRUE
https://raw.githubusercontent.com/mrc-ide/global-lmic-reports/master/AFG/projections.csv | 2021-02-21 | infections | 405.15 | 448.66 | 474.84 | 476.45 | 511.32 | 549.12 | Surged Pessimistic | Afghanistan | AFG | 2022-01-02 | v8 | TRUE
https://raw.githubusercontent.com/mrc-ide/global-lmic-reports/master/AFG/projections.csv | 2021-02-21 | deaths | 1.05 | 1.13 | 1.2 | 1.2 | 1.26 | 1.36 | Surged Pessimistic | Afghanistan | AFG | 2022-01-02 | v8 | TRUE
https://raw.githubusercontent.com/mrc-ide/global-lmic-reports/master/AFG/projections.csv | 2021-02-21 | hospital_demand | 38.14 | 41.07 | 43.71 | 43.45 | 45.39 | 49.56 | Surged Pessimistic | Afghanistan | AFG | 2022-01-02 | v8 | TRUE
https://raw.githubusercontent.com/mrc-ide/global-lmic-reports/master/AFG/projections.csv | 2021-02-21 | ICU_demand | 16.85 | 18.01 | 19.02 | 19.04 | 19.94 | 21.65 | Surged Pessimistic | Afghanistan | AFG | 2022-01-02 | v8 | TRUE
https://raw.githubusercontent.com/mrc-ide/global-lmic-reports/master/AFG/projections.csv | 2021-02-21 | hospital_incidence | 3.66 | 3.97 | 4.27 | 4.26 | 4.5 | 4.87 | Surged Pessimistic | Afghanistan | AFG | 2022-01-02 | v8 | TRUE
https://raw.githubusercontent.com/mrc-ide/global-lmic-reports/master/AFG/projections.csv | 2021-02-21 | ICU_incidence | 1.05 | 1.13 | 1.22 | 1.22 | 1.29 | 1.39 | Surged Pessimistic | Afghanistan | AFG | 2022-01-02 | v8 | TRUE
https://raw.githubusercontent.com/mrc-ide/global-lmic-reports/master/AFG/projections.csv | 2021-02-21 | prevalence | 2810.95 | 3076.72 | 3273.39 | 3289.55 | 3512.21 | 3774.46 | Surged Pessimistic | Afghanistan | AFG | 2022-01-02 | v8 | TRUE
https://raw.githubusercontent.com/mrc-ide/global-lmic-reports/master/AFG/projections.csv | 2021-02-21 | cumulative_infections | 1017401.98 | 1062275.89 | 1090675.88 | 1090636.2 | 1119060.09 | 1171312.6 | Surged Pessimistic | Afghanistan | AFG | 2022-01-02 | v8 | TRUE
https://raw.githubusercontent.com/mrc-ide/global-lmic-reports/master/AFG/projections.csv | 2021-02-21 | cumulative_deaths | 2188.5 | 2284.4 | 2346.16 | 2345.44 | 2407.16 | 2518.81 | Surged Pessimistic | Afghanistan | AFG | 2022-01-02 | v8 | TRUE
https://raw.githubusercontent.com/mrc-ide/global-lmic-reports/master/AFG/projections.csv | 2021-02-21 | Rt | 1.03 | 1.05 | 1.06 | 1.06 | 1.07 | 1.1 | Surged Pessimistic | Afghanistan | AFG | 2022-01-02 | v8 | TRUE
https://raw.githubusercontent.com/mrc-ide/global-lmic-reports/master/AFG/projections.csv | 2021-02-21 | Reff | 1 | 1.02 | 1.03 | 1.03 | 1.04 | 1.07 | Surged Pessimistic | Afghanistan | AFG | 2022-01-02 | v8 | TRUE
https://raw.githubusercontent.com/mrc-ide/global-lmic-reports/master/AFG/projections.csv | 2021-02-21 | infections | 405.15 | 448.66 | 474.84 | 476.45 | 511.32 | 549.12 | Surged Relax Interventions 50% | Afghanistan | AFG | 2022-01-02 | v8 | TRUE
https://raw.githubusercontent.com/mrc-ide/global-lmic-reports/master/AFG/projections.csv | 2021-02-21 | deaths | 1.05 | 1.13 | 1.2 | 1.2 | 1.26 | 1.36 | Surged Relax Interventions 50% | Afghanistan | AFG | 2022-01-02 | v8 | TRUE
https://raw.githubusercontent.com/mrc-ide/global-lmic-reports/master/AFG/projections.csv | 2021-02-21 | hospital_demand | 38.14 | 41.07 | 43.71 | 43.45 | 45.39 | 49.56 | Surged Relax Interventions 50% | Afghanistan | AFG | 2022-01-02 | v8 | TRUE
https://raw.githubusercontent.com/mrc-ide/global-lmic-reports/master/AFG/projections.csv | 2021-02-21 | ICU_demand | 16.85 | 18.01 | 19.02 | 19.04 | 19.94 | 21.65 | Surged Relax Interventions 50% | Afghanistan | AFG | 2022-01-02 | v8 | TRUE
https://raw.githubusercontent.com/mrc-ide/global-lmic-reports/master/AFG/projections.csv | 2021-02-21 | hospital_incidence | 3.66 | 3.97 | 4.27 | 4.26 | 4.5 | 4.87 | Surged Relax Interventions 50% | Afghanistan | AFG | 2022-01-02 | v8 | TRUE
https://raw.githubusercontent.com/mrc-ide/global-lmic-reports/master/AFG/projections.csv | 2021-02-21 | ICU_incidence | 1.05 | 1.13 | 1.22 | 1.22 | 1.29 | 1.39 | Surged Relax Interventions 50% | Afghanistan | AFG | 2022-01-02 | v8 | TRUE
https://raw.githubusercontent.com/mrc-ide/global-lmic-reports/master/AFG/projections.csv | 2021-02-21 | prevalence | 2810.95 | 3076.72 | 3273.39 | 3289.55 | 3512.21 | 3774.46 | Surged Relax Interventions 50% | Afghanistan | AFG | 2022-01-02 | v8 | TRUE
https://raw.githubusercontent.com/mrc-ide/global-lmic-reports/master/AFG/projections.csv | 2021-02-21 | cumulative_infections | 1017401.98 | 1062275.89 | 1090675.88 | 1090636.2 | 1119060.09 | 1171312.6 | Surged Relax Interventions 50% | Afghanistan | AFG | 2022-01-02 | v8 | TRUE
https://raw.githubusercontent.com/mrc-ide/global-lmic-reports/master/AFG/projections.csv | 2021-02-21 | cumulative_deaths | 2188.5 | 2284.4 | 2346.16 | 2345.44 | 2407.16 | 2518.81 | Surged Relax Interventions 50% | Afghanistan | AFG | 2022-01-02 | v8 | TRUE
https://raw.githubusercontent.com/mrc-ide/global-lmic-reports/master/AFG/projections.csv | 2021-02-21 | Rt | 1.03 | 1.05 | 1.06 | 1.06 | 1.07 | 1.1 | Surged Relax Interventions 50% | Afghanistan | AFG | 2022-01-02 | v8 | TRUE
https://raw.githubusercontent.com/mrc-ide/global-lmic-reports/master/AFG/projections.csv | 2021-02-21 | Reff | 1 | 1.02 | 1.03 | 1.03 | 1.04 | 1.07 | Surged Relax Interventions 50% | Afghanistan | AFG | 2022-01-02 | v8 | TRUE
https://raw.githubusercontent.com/mrc-ide/global-lmic-reports/master/AFG/projections.csv | 2021-02-22 | infections | 407.36 | 472.59 | 504.61 | 502.49 | 526.19 | 603.66 | Additional 50% Reduction | Afghanistan | AFG | 2022-01-02 | v8 | TRUE
https://raw.githubusercontent.com/mrc-ide/global-lmic-reports/master/AFG/projections.csv | 2021-02-22 | deaths | 1.02 | 1.13 | 1.2 | 1.2 | 1.26 | 1.35 | Additional 50% Reduction | Afghanistan | AFG | 2022-01-02 | v8 | TRUE
https://raw.githubusercontent.com/mrc-ide/global-lmic-reports/master/AFG/projections.csv | 2021-02-22 | hospital_demand | 36.88 | 41.3 | 43.8 | 43.7 | 46.1 | 50.17 | Additional 50% Reduction | Afghanistan | AFG | 2022-01-02 | v8 | TRUE
https://raw.githubusercontent.com/mrc-ide/global-lmic-reports/master/AFG/projections.csv | 2021-02-22 | ICU_demand | 16.28 | 17.88 | 19.02 | 19 | 19.94 | 21.32 | Additional 50% Reduction | Afghanistan | AFG | 2022-01-02 | v8 | TRUE
https://raw.githubusercontent.com/mrc-ide/global-lmic-reports/master/AFG/projections.csv | 2021-02-22 | hospital_incidence | 3.59 | 4.17 | 4.33 | 4.33 | 4.55 | 5.09 | Additional 50% Reduction | Afghanistan | AFG | 2022-01-02 | v8 | TRUE
https://raw.githubusercontent.com/mrc-ide/global-lmic-reports/master/AFG/projections.csv | 2021-02-22 | ICU_incidence | 1.03 | 1.19 | 1.24 | 1.24 | 1.3 | 1.45 | Additional 50% Reduction | Afghanistan | AFG | 2022-01-02 | v8 | TRUE
https://raw.githubusercontent.com/mrc-ide/global-lmic-reports/master/AFG/projections.csv | 2021-02-22 | prevalence | 2753.9 | 3205.62 | 3371.98 | 3349.27 | 3503.81 | 3974.54 | Additional 50% Reduction | Afghanistan | AFG | 2022-01-02 | v8 | TRUE
https://raw.githubusercontent.com/mrc-ide/global-lmic-reports/master/AFG/projections.csv | 2021-02-22 | cumulative_infections | 1026515.09 | 1064341.39 | 1098972.22 | 1102567.66 | 1118127.65 | 1218600.36 | Additional 50% Reduction | Afghanistan | AFG | 2022-01-02 | v8 | TRUE
https://raw.githubusercontent.com/mrc-ide/global-lmic-reports/master/AFG/projections.csv | 2021-02-22 | cumulative_deaths | 2207.83 | 2302.2 | 2378.65 | 2384.79 | 2422.1 | 2661.41 | Additional 50% Reduction | Afghanistan | AFG | 2022-01-02 | v8 | TRUE
https://raw.githubusercontent.com/mrc-ide/global-lmic-reports/master/AFG/projections.csv | 2021-02-22 | Rt | 1.02 | 1.05 | 1.06 | 1.06 | 1.08 | 1.1 | Additional 50% Reduction | Afghanistan | AFG | 2022-01-02 | v8 | TRUE
https://raw.githubusercontent.com/mrc-ide/global-lmic-reports/master/AFG/projections.csv | 2021-02-22 | Reff | 0.99 | 1.02 | 1.03 | 1.03 | 1.05 | 1.07 | Additional 50% Reduction | Afghanistan | AFG | 2022-01-02 | v8 | TRUE
https://raw.githubusercontent.com/mrc-ide/global-lmic-reports/master/AFG/projections.csv | 2021-02-22 | infections | 407.36 | 472.59 | 504.61 | 502.49 | 526.19 | 603.66 | Maintain Status Quo | Afghanistan | AFG | 2022-01-02 | v8 | TRUE
https://raw.githubusercontent.com/mrc-ide/global-lmic-reports/master/AFG/projections.csv | 2021-02-22 | deaths | 1.02 | 1.13 | 1.2 | 1.2 | 1.26 | 1.35 | Maintain Status Quo | Afghanistan | AFG | 2022-01-02 | v8 | TRUE
https://raw.githubusercontent.com/mrc-ide/global-lmic-reports/master/AFG/projections.csv | 2021-02-22 | hospital_demand | 36.88 | 41.3 | 43.8 | 43.7 | 46.1 | 50.17 | Maintain Status Quo | Afghanistan | AFG | 2022-01-02 | v8 | TRUE
https://raw.githubusercontent.com/mrc-ide/global-lmic-reports/master/AFG/projections.csv | 2021-02-22 | ICU_demand | 16.28 | 17.88 | 19.02 | 19 | 19.94 | 21.32 | Maintain Status Quo | Afghanistan | AFG | 2022-01-02 | v8 | TRUE
https://raw.githubusercontent.com/mrc-ide/global-lmic-reports/master/AFG/projections.csv | 2021-02-22 | hospital_incidence | 3.59 | 4.17 | 4.33 | 4.33 | 4.55 | 5.09 | Maintain Status Quo | Afghanistan | AFG | 2022-01-02 | v8 | TRUE
https://raw.githubusercontent.com/mrc-ide/global-lmic-reports/master/AFG/projections.csv | 2021-02-22 | ICU_incidence | 1.03 | 1.19 | 1.24 | 1.24 | 1.3 | 1.45 | Maintain Status Quo | Afghanistan | AFG | 2022-01-02 | v8 | TRUE
https://raw.githubusercontent.com/mrc-ide/global-lmic-reports/master/AFG/projections.csv | 2021-02-22 | prevalence | 2753.9 | 3205.62 | 3371.98 | 3349.27 | 3503.81 | 3974.54 | Maintain Status Quo | Afghanistan | AFG | 2022-01-02 | v8 | TRUE
https://raw.githubusercontent.com/mrc-ide/global-lmic-reports/master/AFG/projections.csv | 2021-02-22 | cumulative_infections | 1026515.09 | 1064341.39 | 1098972.22 | 1102567.66 | 1118127.65 | 1218600.36 | Maintain Status Quo | Afghanistan | AFG | 2022-01-02 | v8 | TRUE
https://raw.githubusercontent.com/mrc-ide/global-lmic-reports/master/AFG/projections.csv | 2021-02-22 | cumulative_deaths | 2207.83 | 2302.2 | 2378.65 | 2384.79 | 2422.1 | 2661.41 | Maintain Status Quo | Afghanistan | AFG | 2022-01-02 | v8 | TRUE
https://raw.githubusercontent.com/mrc-ide/global-lmic-reports/master/AFG/projections.csv | 2021-02-22 | Rt | 1.02 | 1.05 | 1.06 | 1.06 | 1.08 | 1.1 | Maintain Status Quo | Afghanistan | AFG | 2022-01-02 | v8 | TRUE
https://raw.githubusercontent.com/mrc-ide/global-lmic-reports/master/AFG/projections.csv | 2021-02-22 | Reff | 0.99 | 1.02 | 1.03 | 1.03 | 1.05 | 1.07 | Maintain Status Quo | Afghanistan | AFG | 2022-01-02 | v8 | TRUE
https://raw.githubusercontent.com/mrc-ide/global-lmic-reports/master/AFG/projections.csv | 2021-02-22 | infections | 407.36 | 472.59 | 504.61 | 502.49 | 526.19 | 603.66 | Optimistic | Afghanistan | AFG | 2022-01-02 | v8 | TRUE
https://raw.githubusercontent.com/mrc-ide/global-lmic-reports/master/AFG/projections.csv | 2021-02-22 | deaths | 1.02 | 1.13 | 1.2 | 1.2 | 1.26 | 1.35 | Optimistic | Afghanistan | AFG | 2022-01-02 | v8 | TRUE
https://raw.githubusercontent.com/mrc-ide/global-lmic-reports/master/AFG/projections.csv | 2021-02-22 | hospital_demand | 36.88 | 41.3 | 43.8 | 43.7 | 46.1 | 50.17 | Optimistic | Afghanistan | AFG | 2022-01-02 | v8 | TRUE
https://raw.githubusercontent.com/mrc-ide/global-lmic-reports/master/AFG/projections.csv | 2021-02-22 | ICU_demand | 16.28 | 17.88 | 19.02 | 19 | 19.94 | 21.32 | Optimistic | Afghanistan | AFG | 2022-01-02 | v8 | TRUE
https://raw.githubusercontent.com/mrc-ide/global-lmic-reports/master/AFG/projections.csv | 2021-02-22 | hospital_incidence | 3.59 | 4.17 | 4.33 | 4.33 | 4.55 | 5.09 | Optimistic | Afghanistan | AFG | 2022-01-02 | v8 | TRUE
https://raw.githubusercontent.com/mrc-ide/global-lmic-reports/master/AFG/projections.csv | 2021-02-22 | ICU_incidence | 1.03 | 1.19 | 1.24 | 1.24 | 1.3 | 1.45 | Optimistic | Afghanistan | AFG | 2022-01-02 | v8 | TRUE
https://raw.githubusercontent.com/mrc-ide/global-lmic-reports/master/AFG/projections.csv | 2021-02-22 | prevalence | 2753.9 | 3205.62 | 3371.98 | 3349.27 | 3503.81 | 3974.54 | Optimistic | Afghanistan | AFG | 2022-01-02 | v8 | TRUE
https://raw.githubusercontent.com/mrc-ide/global-lmic-reports/master/AFG/projections.csv | 2021-02-22 | cumulative_infections | 1026515.09 | 1064341.39 | 1098972.22 | 1102567.66 | 1118127.65 | 1218600.36 | Optimistic | Afghanistan | AFG | 2022-01-02 | v8 | TRUE
https://raw.githubusercontent.com/mrc-ide/global-lmic-reports/master/AFG/projections.csv | 2021-02-22 | cumulative_deaths | 2207.83 | 2302.2 | 2378.65 | 2384.79 | 2422.1 | 2661.41 | Optimistic | Afghanistan | AFG | 2022-01-02 | v8 | TRUE
https://raw.githubusercontent.com/mrc-ide/global-lmic-reports/master/AFG/projections.csv | 2021-02-22 | Rt | 1.02 | 1.05 | 1.06 | 1.06 | 1.08 | 1.1 | Optimistic | Afghanistan | AFG | 2022-01-02 | v8 | TRUE
https://raw.githubusercontent.com/mrc-ide/global-lmic-reports/master/AFG/projections.csv | 2021-02-22 | Reff | 0.99 | 1.02 | 1.03 | 1.03 | 1.05 | 1.07 | Optimistic | Afghanistan | AFG | 2022-01-02 | v8 | TRUE
https://raw.githubusercontent.com/mrc-ide/global-lmic-reports/master/AFG/projections.csv | 2021-02-22 | infections | 407.36 | 472.59 | 504.61 | 502.49 | 526.19 | 603.66 | Pessimistic | Afghanistan | AFG | 2022-01-02 | v8 | TRUE
https://raw.githubusercontent.com/mrc-ide/global-lmic-reports/master/AFG/projections.csv | 2021-02-22 | deaths | 1.02 | 1.13 | 1.2 | 1.2 | 1.26 | 1.35 | Pessimistic | Afghanistan | AFG | 2022-01-02 | v8 | TRUE
https://raw.githubusercontent.com/mrc-ide/global-lmic-reports/master/AFG/projections.csv | 2021-02-22 | hospital_demand | 36.88 | 41.3 | 43.8 | 43.7 | 46.1 | 50.17 | Pessimistic | Afghanistan | AFG | 2022-01-02 | v8 | TRUE
https://raw.githubusercontent.com/mrc-ide/global-lmic-reports/master/AFG/projections.csv | 2021-02-22 | ICU_demand | 16.28 | 17.88 | 19.02 | 19 | 19.94 | 21.32 | Pessimistic | Afghanistan | AFG | 2022-01-02 | v8 | TRUE
https://raw.githubusercontent.com/mrc-ide/global-lmic-reports/master/AFG/projections.csv | 2021-02-22 | hospital_incidence | 3.59 | 4.17 | 4.33 | 4.33 | 4.55 | 5.09 | Pessimistic | Afghanistan | AFG | 2022-01-02 | v8 | TRUE
https://raw.githubusercontent.com/mrc-ide/global-lmic-reports/master/AFG/projections.csv | 2021-02-22 | ICU_incidence | 1.03 | 1.19 | 1.24 | 1.24 | 1.3 | 1.45 | Pessimistic | Afghanistan | AFG | 2022-01-02 | v8 | TRUE
https://raw.githubusercontent.com/mrc-ide/global-lmic-reports/master/AFG/projections.csv | 2021-02-22 | prevalence | 2753.9 | 3205.62 | 3371.98 | 3349.27 | 3503.81 | 3974.54 | Pessimistic | Afghanistan | AFG | 2022-01-02 | v8 | TRUE
https://raw.githubusercontent.com/mrc-ide/global-lmic-reports/master/AFG/projections.csv | 2021-02-22 | cumulative_infections | 1026515.09 | 1064341.39 | 1098972.22 | 1102567.66 | 1118127.65 | 1218600.36 | Pessimistic | Afghanistan | AFG | 2022-01-02 | v8 | TRUE
https://raw.githubusercontent.com/mrc-ide/global-lmic-reports/master/AFG/projections.csv | 2021-02-22 | cumulative_deaths | 2207.83 | 2302.2 | 2378.65 | 2384.79 | 2422.1 | 2661.41 | Pessimistic | Afghanistan | AFG | 2022-01-02 | v8 | TRUE
https://raw.githubusercontent.com/mrc-ide/global-lmic-reports/master/AFG/projections.csv | 2021-02-22 | Rt | 1.02 | 1.05 | 1.06 | 1.06 | 1.08 | 1.1 | Pessimistic | Afghanistan | AFG | 2022-01-02 | v8 | TRUE
https://raw.githubusercontent.com/mrc-ide/global-lmic-reports/master/AFG/projections.csv | 2021-02-22 | Reff | 0.99 | 1.02 | 1.03 | 1.03 | 1.05 | 1.07 | Pessimistic | Afghanistan | AFG | 2022-01-02 | v8 | TRUE
https://raw.githubusercontent.com/mrc-ide/global-lmic-reports/master/AFG/projections.csv | 2021-02-22 | infections | 407.36 | 472.59 | 504.61 | 502.49 | 526.19 | 603.66 | Relax Interventions 50% | Afghanistan | AFG | 2022-01-02 | v8 | TRUE
https://raw.githubusercontent.com/mrc-ide/global-lmic-reports/master/AFG/projections.csv | 2021-02-22 | deaths | 1.02 | 1.13 | 1.2 | 1.2 | 1.26 | 1.35 | Relax Interventions 50% | Afghanistan | AFG | 2022-01-02 | v8 | TRUE
https://raw.githubusercontent.com/mrc-ide/global-lmic-reports/master/AFG/projections.csv | 2021-02-22 | hospital_demand | 36.88 | 41.3 | 43.8 | 43.7 | 46.1 | 50.17 | Relax Interventions 50% | Afghanistan | AFG | 2022-01-02 | v8 | TRUE
https://raw.githubusercontent.com/mrc-ide/global-lmic-reports/master/AFG/projections.csv | 2021-02-22 | ICU_demand | 16.28 | 17.88 | 19.02 | 19 | 19.94 | 21.32 | Relax Interventions 50% | Afghanistan | AFG | 2022-01-02 | v8 | TRUE
https://raw.githubusercontent.com/mrc-ide/global-lmic-reports/master/AFG/projections.csv | 2021-02-22 | hospital_incidence | 3.59 | 4.17 | 4.33 | 4.33 | 4.55 | 5.09 | Relax Interventions 50% | Afghanistan | AFG | 2022-01-02 | v8 | TRUE
https://raw.githubusercontent.com/mrc-ide/global-lmic-reports/master/AFG/projections.csv | 2021-02-22 | ICU_incidence | 1.03 | 1.19 | 1.24 | 1.24 | 1.3 | 1.45 | Relax Interventions 50% | Afghanistan | AFG | 2022-01-02 | v8 | TRUE
https://raw.githubusercontent.com/mrc-ide/global-lmic-reports/master/AFG/projections.csv | 2021-02-22 | prevalence | 2753.9 | 3205.62 | 3371.98 | 3349.27 | 3503.81 | 3974.54 | Relax Interventions 50% | Afghanistan | AFG | 2022-01-02 | v8 | TRUE
https://raw.githubusercontent.com/mrc-ide/global-lmic-reports/master/AFG/projections.csv | 2021-02-22 | cumulative_infections | 1026515.09 | 1064341.39 | 1098972.22 | 1102567.66 | 1118127.65 | 1218600.36 | Relax Interventions 50% | Afghanistan | AFG | 2022-01-02 | v8 | TRUE
https://raw.githubusercontent.com/mrc-ide/global-lmic-reports/master/AFG/projections.csv | 2021-02-22 | cumulative_deaths | 2207.83 | 2302.2 | 2378.65 | 2384.79 | 2422.1 | 2661.41 | Relax Interventions 50% | Afghanistan | AFG | 2022-01-02 | v8 | TRUE
https://raw.githubusercontent.com/mrc-ide/global-lmic-reports/master/AFG/projections.csv | 2021-02-22 | Rt | 1.02 | 1.05 | 1.06 | 1.06 | 1.08 | 1.1 | Relax Interventions 50% | Afghanistan | AFG | 2022-01-02 | v8 | TRUE
https://raw.githubusercontent.com/mrc-ide/global-lmic-reports/master/AFG/projections.csv | 2021-02-22 | Reff | 0.99 | 1.02 | 1.03 | 1.03 | 1.05 | 1.07 | Relax Interventions 50% | Afghanistan | AFG | 2022-01-02 | v8 | TRUE
https://raw.githubusercontent.com/mrc-ide/global-lmic-reports/master/AFG/projections.csv | 2021-02-22 | infections | 422.1 | 462.86 | 489.23 | 495.78 | 530.49 | 579.18 | Surged Additional 50% Reduction | Afghanistan | AFG | 2022-01-02 | v8 | TRUE
https://raw.githubusercontent.com/mrc-ide/global-lmic-reports/master/AFG/projections.csv | 2021-02-22 | deaths | 1.04 | 1.11 | 1.17 | 1.18 | 1.23 | 1.34 | Surged Additional 50% Reduction | Afghanistan | AFG | 2022-01-02 | v8 | TRUE
https://raw.githubusercontent.com/mrc-ide/global-lmic-reports/master/AFG/projections.csv | 2021-02-22 | hospital_demand | 37.65 | 40.58 | 43.22 | 42.99 | 44.9 | 49.01 | Surged Additional 50% Reduction | Afghanistan | AFG | 2022-01-02 | v8 | TRUE
https://raw.githubusercontent.com/mrc-ide/global-lmic-reports/master/AFG/projections.csv | 2021-02-22 | ICU_demand | 16.52 | 17.66 | 18.64 | 18.68 | 19.56 | 21.23 | Surged Additional 50% Reduction | Afghanistan | AFG | 2022-01-02 | v8 | TRUE
https://raw.githubusercontent.com/mrc-ide/global-lmic-reports/master/AFG/projections.csv | 2021-02-22 | hospital_incidence | 3.66 | 3.97 | 4.26 | 4.26 | 4.51 | 4.87 | Surged Additional 50% Reduction | Afghanistan | AFG | 2022-01-02 | v8 | TRUE
https://raw.githubusercontent.com/mrc-ide/global-lmic-reports/master/AFG/projections.csv | 2021-02-22 | ICU_incidence | 1.05 | 1.14 | 1.22 | 1.22 | 1.29 | 1.39 | Surged Additional 50% Reduction | Afghanistan | AFG | 2022-01-02 | v8 | TRUE
https://raw.githubusercontent.com/mrc-ide/global-lmic-reports/master/AFG/projections.csv | 2021-02-22 | prevalence | 2819.48 | 3087.18 | 3283.52 | 3304.41 | 3533.77 | 3803.08 | Surged Additional 50% Reduction | Afghanistan | AFG | 2022-01-02 | v8 | TRUE
https://raw.githubusercontent.com/mrc-ide/global-lmic-reports/master/AFG/projections.csv | 2021-02-22 | cumulative_infections | 1017893.68 | 1062776.9 | 1091179.78 | 1091131.98 | 1119534.1 | 1171806.78 | Surged Additional 50% Reduction | Afghanistan | AFG | 2022-01-02 | v8 | TRUE
https://raw.githubusercontent.com/mrc-ide/global-lmic-reports/master/AFG/projections.csv | 2021-02-22 | cumulative_deaths | 2189.65 | 2285.56 | 2347.29 | 2346.61 | 2408.32 | 2520.03 | Surged Additional 50% Reduction | Afghanistan | AFG | 2022-01-02 | v8 | TRUE
https://raw.githubusercontent.com/mrc-ide/global-lmic-reports/master/AFG/projections.csv | 2021-02-22 | Rt | 1.03 | 1.05 | 1.06 | 1.06 | 1.07 | 1.1 | Surged Additional 50% Reduction | Afghanistan | AFG | 2022-01-02 | v8 | TRUE
https://raw.githubusercontent.com/mrc-ide/global-lmic-reports/master/AFG/projections.csv | 2021-02-22 | Reff | 1 | 1.02 | 1.03 | 1.03 | 1.04 | 1.07 | Surged Additional 50% Reduction | Afghanistan | AFG | 2022-01-02 | v8 | TRUE
https://raw.githubusercontent.com/mrc-ide/global-lmic-reports/master/AFG/projections.csv | 2021-02-22 | infections | 422.1 | 462.86 | 489.23 | 495.78 | 530.49 | 579.18 | Surged Maintain Status Quo | Afghanistan | AFG | 2022-01-02 | v8 | TRUE
https://raw.githubusercontent.com/mrc-ide/global-lmic-reports/master/AFG/projections.csv | 2021-02-22 | deaths | 1.04 | 1.11 | 1.17 | 1.18 | 1.23 | 1.34 | Surged Maintain Status Quo | Afghanistan | AFG | 2022-01-02 | v8 | TRUE
https://raw.githubusercontent.com/mrc-ide/global-lmic-reports/master/AFG/projections.csv | 2021-02-22 | hospital_demand | 37.65 | 40.58 | 43.22 | 42.99 | 44.9 | 49.01 | Surged Maintain Status Quo | Afghanistan | AFG | 2022-01-02 | v8 | TRUE
https://raw.githubusercontent.com/mrc-ide/global-lmic-reports/master/AFG/projections.csv | 2021-02-22 | ICU_demand | 16.52 | 17.66 | 18.64 | 18.68 | 19.56 | 21.23 | Surged Maintain Status Quo | Afghanistan | AFG | 2022-01-02 | v8 | TRUE
https://raw.githubusercontent.com/mrc-ide/global-lmic-reports/master/AFG/projections.csv | 2021-02-22 | hospital_incidence | 3.66 | 3.97 | 4.26 | 4.26 | 4.51 | 4.87 | Surged Maintain Status Quo | Afghanistan | AFG | 2022-01-02 | v8 | TRUE
https://raw.githubusercontent.com/mrc-ide/global-lmic-reports/master/AFG/projections.csv | 2021-02-22 | ICU_incidence | 1.05 | 1.14 | 1.22 | 1.22 | 1.29 | 1.39 | Surged Maintain Status Quo | Afghanistan | AFG | 2022-01-02 | v8 | TRUE
https://raw.githubusercontent.com/mrc-ide/global-lmic-reports/master/AFG/projections.csv | 2021-02-22 | prevalence | 2819.48 | 3087.18 | 3283.52 | 3304.41 | 3533.77 | 3803.08 | Surged Maintain Status Quo | Afghanistan | AFG | 2022-01-02 | v8 | TRUE
https://raw.githubusercontent.com/mrc-ide/global-lmic-reports/master/AFG/projections.csv | 2021-02-22 | cumulative_infections | 1017893.68 | 1062776.9 | 1091179.78 | 1091131.98 | 1119534.1 | 1171806.78 | Surged Maintain Status Quo | Afghanistan | AFG | 2022-01-02 | v8 | TRUE
https://raw.githubusercontent.com/mrc-ide/global-lmic-reports/master/AFG/projections.csv | 2021-02-22 | cumulative_deaths | 2189.65 | 2285.56 | 2347.29 | 2346.61 | 2408.32 | 2520.03 | Surged Maintain Status Quo | Afghanistan | AFG | 2022-01-02 | v8 | TRUE
https://raw.githubusercontent.com/mrc-ide/global-lmic-reports/master/AFG/projections.csv | 2021-02-22 | Rt | 1.03 | 1.05 | 1.06 | 1.06 | 1.07 | 1.1 | Surged Maintain Status Quo | Afghanistan | AFG | 2022-01-02 | v8 | TRUE
https://raw.githubusercontent.com/mrc-ide/global-lmic-reports/master/AFG/projections.csv | 2021-02-22 | Reff | 1 | 1.02 | 1.03 | 1.03 | 1.04 | 1.07 | Surged Maintain Status Quo | Afghanistan | AFG | 2022-01-02 | v8 | TRUE
https://raw.githubusercontent.com/mrc-ide/global-lmic-reports/master/AFG/projections.csv | 2021-02-22 | infections | 422.1 | 462.86 | 489.23 | 495.78 | 530.49 | 579.18 | Surged Optimistic | Afghanistan | AFG | 2022-01-02 | v8 | TRUE
https://raw.githubusercontent.com/mrc-ide/global-lmic-reports/master/AFG/projections.csv | 2021-02-22 | deaths | 1.04 | 1.11 | 1.17 | 1.18 | 1.23 | 1.34 | Surged Optimistic | Afghanistan | AFG | 2022-01-02 | v8 | TRUE
https://raw.githubusercontent.com/mrc-ide/global-lmic-reports/master/AFG/projections.csv | 2021-02-22 | hospital_demand | 37.65 | 40.58 | 43.22 | 42.99 | 44.9 | 49.01 | Surged Optimistic | Afghanistan | AFG | 2022-01-02 | v8 | TRUE
https://raw.githubusercontent.com/mrc-ide/global-lmic-reports/master/AFG/projections.csv | 2021-02-22 | ICU_demand | 16.52 | 17.66 | 18.64 | 18.68 | 19.56 | 21.23 | Surged Optimistic | Afghanistan | AFG | 2022-01-02 | v8 | TRUE
https://raw.githubusercontent.com/mrc-ide/global-lmic-reports/master/AFG/projections.csv | 2021-02-22 | hospital_incidence | 3.66 | 3.97 | 4.26 | 4.26 | 4.51 | 4.87 | Surged Optimistic | Afghanistan | AFG | 2022-01-02 | v8 | TRUE
https://raw.githubusercontent.com/mrc-ide/global-lmic-reports/master/AFG/projections.csv | 2021-02-22 | ICU_incidence | 1.05 | 1.14 | 1.22 | 1.22 | 1.29 | 1.39 | Surged Optimistic | Afghanistan | AFG | 2022-01-02 | v8 | TRUE
https://raw.githubusercontent.com/mrc-ide/global-lmic-reports/master/AFG/projections.csv | 2021-02-22 | prevalence | 2819.48 | 3087.18 | 3283.52 | 3304.41 | 3533.77 | 3803.08 | Surged Optimistic | Afghanistan | AFG | 2022-01-02 | v8 | TRUE
https://raw.githubusercontent.com/mrc-ide/global-lmic-reports/master/AFG/projections.csv | 2021-02-22 | cumulative_infections | 1017893.68 | 1062776.9 | 1091179.78 | 1091131.98 | 1119534.1 | 1171806.78 | Surged Optimistic | Afghanistan | AFG | 2022-01-02 | v8 | TRUE
https://raw.githubusercontent.com/mrc-ide/global-lmic-reports/master/AFG/projections.csv | 2021-02-22 | cumulative_deaths | 2189.65 | 2285.56 | 2347.29 | 2346.61 | 2408.32 | 2520.03 | Surged Optimistic | Afghanistan | AFG | 2022-01-02 | v8 | TRUE
https://raw.githubusercontent.com/mrc-ide/global-lmic-reports/master/AFG/projections.csv | 2021-02-22 | Rt | 1.03 | 1.05 | 1.06 | 1.06 | 1.07 | 1.1 | Surged Optimistic | Afghanistan | AFG | 2022-01-02 | v8 | TRUE
https://raw.githubusercontent.com/mrc-ide/global-lmic-reports/master/AFG/projections.csv | 2021-02-22 | Reff | 1 | 1.02 | 1.03 | 1.03 | 1.04 | 1.07 | Surged Optimistic | Afghanistan | AFG | 2022-01-02 | v8 | TRUE
https://raw.githubusercontent.com/mrc-ide/global-lmic-reports/master/AFG/projections.csv | 2021-02-22 | infections | 422.1 | 462.86 | 489.23 | 495.78 | 530.49 | 579.18 | Surged Pessimistic | Afghanistan | AFG | 2022-01-02 | v8 | TRUE
https://raw.githubusercontent.com/mrc-ide/global-lmic-reports/master/AFG/projections.csv | 2021-02-22 | deaths | 1.04 | 1.11 | 1.17 | 1.18 | 1.23 | 1.34 | Surged Pessimistic | Afghanistan | AFG | 2022-01-02 | v8 | TRUE
https://raw.githubusercontent.com/mrc-ide/global-lmic-reports/master/AFG/projections.csv | 2021-02-22 | hospital_demand | 37.65 | 40.58 | 43.22 | 42.99 | 44.9 | 49.01 | Surged Pessimistic | Afghanistan | AFG | 2022-01-02 | v8 | TRUE
https://raw.githubusercontent.com/mrc-ide/global-lmic-reports/master/AFG/projections.csv | 2021-02-22 | ICU_demand | 16.52 | 17.66 | 18.64 | 18.68 | 19.56 | 21.23 | Surged Pessimistic | Afghanistan | AFG | 2022-01-02 | v8 | TRUE
https://raw.githubusercontent.com/mrc-ide/global-lmic-reports/master/AFG/projections.csv | 2021-02-22 | hospital_incidence | 3.66 | 3.97 | 4.26 | 4.26 | 4.51 | 4.87 | Surged Pessimistic | Afghanistan | AFG | 2022-01-02 | v8 | TRUE
https://raw.githubusercontent.com/mrc-ide/global-lmic-reports/master/AFG/projections.csv | 2021-02-22 | ICU_incidence | 1.05 | 1.14 | 1.22 | 1.22 | 1.29 | 1.39 | Surged Pessimistic | Afghanistan | AFG | 2022-01-02 | v8 | TRUE
https://raw.githubusercontent.com/mrc-ide/global-lmic-reports/master/AFG/projections.csv | 2021-02-22 | prevalence | 2819.48 | 3087.18 | 3283.52 | 3304.41 | 3533.77 | 3803.08 | Surged Pessimistic | Afghanistan | AFG | 2022-01-02 | v8 | TRUE
https://raw.githubusercontent.com/mrc-ide/global-lmic-reports/master/AFG/projections.csv | 2021-02-22 | cumulative_infections | 1017893.68 | 1062776.9 | 1091179.78 | 1091131.98 | 1119534.1 | 1171806.78 | Surged Pessimistic | Afghanistan | AFG | 2022-01-02 | v8 | TRUE
https://raw.githubusercontent.com/mrc-ide/global-lmic-reports/master/AFG/projections.csv | 2021-02-22 | cumulative_deaths | 2189.65 | 2285.56 | 2347.29 | 2346.61 | 2408.32 | 2520.03 | Surged Pessimistic | Afghanistan | AFG | 2022-01-02 | v8 | TRUE
https://raw.githubusercontent.com/mrc-ide/global-lmic-reports/master/AFG/projections.csv | 2021-02-22 | Rt | 1.03 | 1.05 | 1.06 | 1.06 | 1.07 | 1.1 | Surged Pessimistic | Afghanistan | AFG | 2022-01-02 | v8 | TRUE
https://raw.githubusercontent.com/mrc-ide/global-lmic-reports/master/AFG/projections.csv | 2021-02-22 | Reff | 1 | 1.02 | 1.03 | 1.03 | 1.04 | 1.07 | Surged Pessimistic | Afghanistan | AFG | 2022-01-02 | v8 | TRUE
https://raw.githubusercontent.com/mrc-ide/global-lmic-reports/master/AFG/projections.csv | 2021-02-22 | infections | 422.1 | 462.86 | 489.23 | 495.78 | 530.49 | 579.18 | Surged Relax Interventions 50% | Afghanistan | AFG | 2022-01-02 | v8 | TRUE
https://raw.githubusercontent.com/mrc-ide/global-lmic-reports/master/AFG/projections.csv | 2021-02-22 | deaths | 1.04 | 1.11 | 1.17 | 1.18 | 1.23 | 1.34 | Surged Relax Interventions 50% | Afghanistan | AFG | 2022-01-02 | v8 | TRUE
https://raw.githubusercontent.com/mrc-ide/global-lmic-reports/master/AFG/projections.csv | 2021-02-22 | hospital_demand | 37.65 | 40.58 | 43.22 | 42.99 | 44.9 | 49.01 | Surged Relax Interventions 50% | Afghanistan | AFG | 2022-01-02 | v8 | TRUE
https://raw.githubusercontent.com/mrc-ide/global-lmic-reports/master/AFG/projections.csv | 2021-02-22 | ICU_demand | 16.52 | 17.66 | 18.64 | 18.68 | 19.56 | 21.23 | Surged Relax Interventions 50% | Afghanistan | AFG | 2022-01-02 | v8 | TRUE
https://raw.githubusercontent.com/mrc-ide/global-lmic-reports/master/AFG/projections.csv | 2021-02-22 | hospital_incidence | 3.66 | 3.97 | 4.26 | 4.26 | 4.51 | 4.87 | Surged Relax Interventions 50% | Afghanistan | AFG | 2022-01-02 | v8 | TRUE
https://raw.githubusercontent.com/mrc-ide/global-lmic-reports/master/AFG/projections.csv | 2021-02-22 | ICU_incidence | 1.05 | 1.14 | 1.22 | 1.22 | 1.29 | 1.39 | Surged Relax Interventions 50% | Afghanistan | AFG | 2022-01-02 | v8 | TRUE
https://raw.githubusercontent.com/mrc-ide/global-lmic-reports/master/AFG/projections.csv | 2021-02-22 | prevalence | 2819.48 | 3087.18 | 3283.52 | 3304.41 | 3533.77 | 3803.08 | Surged Relax Interventions 50% | Afghanistan | AFG | 2022-01-02 | v8 | TRUE
https://raw.githubusercontent.com/mrc-ide/global-lmic-reports/master/AFG/projections.csv | 2021-02-22 | cumulative_infections | 1017893.68 | 1062776.9 | 1091179.78 | 1091131.98 | 1119534.1 | 1171806.78 | Surged Relax Interventions 50% | Afghanistan | AFG | 2022-01-02 | v8 | TRUE
https://raw.githubusercontent.com/mrc-ide/global-lmic-reports/master/AFG/projections.csv | 2021-02-22 | cumulative_deaths | 2189.65 | 2285.56 | 2347.29 | 2346.61 | 2408.32 | 2520.03 | Surged Relax Interventions 50% | Afghanistan | AFG | 2022-01-02 | v8 | TRUE
https://raw.githubusercontent.com/mrc-ide/global-lmic-reports/master/AFG/projections.csv | 2021-02-22 | Rt | 1.03 | 1.05 | 1.06 | 1.06 | 1.07 | 1.1 | Surged Relax Interventions 50% | Afghanistan | AFG | 2022-01-02 | v8 | TRUE
https://raw.githubusercontent.com/mrc-ide/global-lmic-reports/master/AFG/projections.csv | 2021-02-22 | Reff | 1 | 1.02 | 1.03 | 1.03 | 1.04 | 1.07 | Surged Relax Interventions 50% | Afghanistan | AFG | 2022-01-02 | v8 | TRUE
https://raw.githubusercontent.com/mrc-ide/global-lmic-reports/master/AFG/projections.csv | 2021-02-23 | infections | 406.41 | 471.4 | 506.35 | 502.74 | 526.58 | 606.28 | Additional 50% Reduction | Afghanistan | AFG | 2022-01-02 | v8 | TRUE
https://raw.githubusercontent.com/mrc-ide/global-lmic-reports/master/AFG/projections.csv | 2021-02-23 | deaths | 1 | 1.11 | 1.18 | 1.18 | 1.24 | 1.33 | Additional 50% Reduction | Afghanistan | AFG | 2022-01-02 | v8 | TRUE
https://raw.githubusercontent.com/mrc-ide/global-lmic-reports/master/AFG/projections.csv | 2021-02-23 | hospital_demand | 36.49 | 41.02 | 43.36 | 43.29 | 45.68 | 49.87 | Additional 50% Reduction | Afghanistan | AFG | 2022-01-02 | v8 | TRUE
https://raw.githubusercontent.com/mrc-ide/global-lmic-reports/master/AFG/projections.csv | 2021-02-23 | ICU_demand | 15.96 | 17.56 | 18.7 | 18.67 | 19.59 | 21.05 | Additional 50% Reduction | Afghanistan | AFG | 2022-01-02 | v8 | TRUE
https://raw.githubusercontent.com/mrc-ide/global-lmic-reports/master/AFG/projections.csv | 2021-02-23 | hospital_incidence | 3.59 | 4.16 | 4.33 | 4.33 | 4.53 | 5.1 | Additional 50% Reduction | Afghanistan | AFG | 2022-01-02 | v8 | TRUE
https://raw.githubusercontent.com/mrc-ide/global-lmic-reports/master/AFG/projections.csv | 2021-02-23 | ICU_incidence | 1.03 | 1.19 | 1.24 | 1.24 | 1.3 | 1.46 | Additional 50% Reduction | Afghanistan | AFG | 2022-01-02 | v8 | TRUE
https://raw.githubusercontent.com/mrc-ide/global-lmic-reports/master/AFG/projections.csv | 2021-02-23 | prevalence | 2754.63 | 3207.29 | 3389.54 | 3364.07 | 3522.42 | 4000.42 | Additional 50% Reduction | Afghanistan | AFG | 2022-01-02 | v8 | TRUE
https://raw.githubusercontent.com/mrc-ide/global-lmic-reports/master/AFG/projections.csv | 2021-02-23 | cumulative_infections | 1026951.31 | 1064846.31 | 1099483.6 | 1103070.4 | 1118693.63 | 1219107.07 | Additional 50% Reduction | Afghanistan | AFG | 2022-01-02 | v8 | TRUE
https://raw.githubusercontent.com/mrc-ide/global-lmic-reports/master/AFG/projections.csv | 2021-02-23 | cumulative_deaths | 2208.97 | 2303.28 | 2379.82 | 2385.97 | 2423.34 | 2662.69 | Additional 50% Reduction | Afghanistan | AFG | 2022-01-02 | v8 | TRUE
https://raw.githubusercontent.com/mrc-ide/global-lmic-reports/master/AFG/projections.csv | 2021-02-23 | Rt | 1.02 | 1.05 | 1.06 | 1.06 | 1.08 | 1.1 | Additional 50% Reduction | Afghanistan | AFG | 2022-01-02 | v8 | TRUE
https://raw.githubusercontent.com/mrc-ide/global-lmic-reports/master/AFG/projections.csv | 2021-02-23 | Reff | 1 | 1.02 | 1.03 | 1.04 | 1.05 | 1.07 | Additional 50% Reduction | Afghanistan | AFG | 2022-01-02 | v8 | TRUE
https://raw.githubusercontent.com/mrc-ide/global-lmic-reports/master/AFG/projections.csv | 2021-02-23 | infections | 406.41 | 471.4 | 506.35 | 502.74 | 526.58 | 606.28 | Maintain Status Quo | Afghanistan | AFG | 2022-01-02 | v8 | TRUE
https://raw.githubusercontent.com/mrc-ide/global-lmic-reports/master/AFG/projections.csv | 2021-02-23 | deaths | 1 | 1.11 | 1.18 | 1.18 | 1.24 | 1.33 | Maintain Status Quo | Afghanistan | AFG | 2022-01-02 | v8 | TRUE
https://raw.githubusercontent.com/mrc-ide/global-lmic-reports/master/AFG/projections.csv | 2021-02-23 | hospital_demand | 36.49 | 41.02 | 43.36 | 43.29 | 45.68 | 49.87 | Maintain Status Quo | Afghanistan | AFG | 2022-01-02 | v8 | TRUE
https://raw.githubusercontent.com/mrc-ide/global-lmic-reports/master/AFG/projections.csv | 2021-02-23 | ICU_demand | 15.96 | 17.56 | 18.7 | 18.67 | 19.59 | 21.05 | Maintain Status Quo | Afghanistan | AFG | 2022-01-02 | v8 | TRUE
https://raw.githubusercontent.com/mrc-ide/global-lmic-reports/master/AFG/projections.csv | 2021-02-23 | hospital_incidence | 3.59 | 4.16 | 4.33 | 4.33 | 4.53 | 5.1 | Maintain Status Quo | Afghanistan | AFG | 2022-01-02 | v8 | TRUE
https://raw.githubusercontent.com/mrc-ide/global-lmic-reports/master/AFG/projections.csv | 2021-02-23 | ICU_incidence | 1.03 | 1.19 | 1.24 | 1.24 | 1.3 | 1.46 | Maintain Status Quo | Afghanistan | AFG | 2022-01-02 | v8 | TRUE
https://raw.githubusercontent.com/mrc-ide/global-lmic-reports/master/AFG/projections.csv | 2021-02-23 | prevalence | 2754.63 | 3207.29 | 3389.54 | 3364.07 | 3522.42 | 4000.42 | Maintain Status Quo | Afghanistan | AFG | 2022-01-02 | v8 | TRUE
https://raw.githubusercontent.com/mrc-ide/global-lmic-reports/master/AFG/projections.csv | 2021-02-23 | cumulative_infections | 1026951.31 | 1064846.31 | 1099483.6 | 1103070.4 | 1118693.63 | 1219107.07 | Maintain Status Quo | Afghanistan | AFG | 2022-01-02 | v8 | TRUE
https://raw.githubusercontent.com/mrc-ide/global-lmic-reports/master/AFG/projections.csv | 2021-02-23 | cumulative_deaths | 2208.97 | 2303.28 | 2379.82 | 2385.97 | 2423.34 | 2662.69 | Maintain Status Quo | Afghanistan | AFG | 2022-01-02 | v8 | TRUE
https://raw.githubusercontent.com/mrc-ide/global-lmic-reports/master/AFG/projections.csv | 2021-02-23 | Rt | 1.02 | 1.05 | 1.06 | 1.06 | 1.08 | 1.1 | Maintain Status Quo | Afghanistan | AFG | 2022-01-02 | v8 | TRUE
https://raw.githubusercontent.com/mrc-ide/global-lmic-reports/master/AFG/projections.csv | 2021-02-23 | Reff | 1 | 1.02 | 1.03 | 1.04 | 1.05 | 1.07 | Maintain Status Quo | Afghanistan | AFG | 2022-01-02 | v8 | TRUE
https://raw.githubusercontent.com/mrc-ide/global-lmic-reports/master/AFG/projections.csv | 2021-02-23 | infections | 406.41 | 471.4 | 506.35 | 502.74 | 526.58 | 606.28 | Optimistic | Afghanistan | AFG | 2022-01-02 | v8 | TRUE
https://raw.githubusercontent.com/mrc-ide/global-lmic-reports/master/AFG/projections.csv | 2021-02-23 | deaths | 1 | 1.11 | 1.18 | 1.18 | 1.24 | 1.33 | Optimistic | Afghanistan | AFG | 2022-01-02 | v8 | TRUE
https://raw.githubusercontent.com/mrc-ide/global-lmic-reports/master/AFG/projections.csv | 2021-02-23 | hospital_demand | 36.49 | 41.02 | 43.36 | 43.29 | 45.68 | 49.87 | Optimistic | Afghanistan | AFG | 2022-01-02 | v8 | TRUE
https://raw.githubusercontent.com/mrc-ide/global-lmic-reports/master/AFG/projections.csv | 2021-02-23 | ICU_demand | 15.96 | 17.56 | 18.7 | 18.67 | 19.59 | 21.05 | Optimistic | Afghanistan | AFG | 2022-01-02 | v8 | TRUE
https://raw.githubusercontent.com/mrc-ide/global-lmic-reports/master/AFG/projections.csv | 2021-02-23 | hospital_incidence | 3.59 | 4.16 | 4.33 | 4.33 | 4.53 | 5.1 | Optimistic | Afghanistan | AFG | 2022-01-02 | v8 | TRUE
https://raw.githubusercontent.com/mrc-ide/global-lmic-reports/master/AFG/projections.csv | 2021-02-23 | ICU_incidence | 1.03 | 1.19 | 1.24 | 1.24 | 1.3 | 1.46 | Optimistic | Afghanistan | AFG | 2022-01-02 | v8 | TRUE
https://raw.githubusercontent.com/mrc-ide/global-lmic-reports/master/AFG/projections.csv | 2021-02-23 | prevalence | 2754.63 | 3207.29 | 3389.54 | 3364.07 | 3522.42 | 4000.42 | Optimistic | Afghanistan | AFG | 2022-01-02 | v8 | TRUE
https://raw.githubusercontent.com/mrc-ide/global-lmic-reports/master/AFG/projections.csv | 2021-02-23 | cumulative_infections | 1026951.31 | 1064846.31 | 1099483.6 | 1103070.4 | 1118693.63 | 1219107.07 | Optimistic | Afghanistan | AFG | 2022-01-02 | v8 | TRUE
https://raw.githubusercontent.com/mrc-ide/global-lmic-reports/master/AFG/projections.csv | 2021-02-23 | cumulative_deaths | 2208.97 | 2303.28 | 2379.82 | 2385.97 | 2423.34 | 2662.69 | Optimistic | Afghanistan | AFG | 2022-01-02 | v8 | TRUE
https://raw.githubusercontent.com/mrc-ide/global-lmic-reports/master/AFG/projections.csv | 2021-02-23 | Rt | 1.02 | 1.05 | 1.06 | 1.06 | 1.08 | 1.1 | Optimistic | Afghanistan | AFG | 2022-01-02 | v8 | TRUE
https://raw.githubusercontent.com/mrc-ide/global-lmic-reports/master/AFG/projections.csv | 2021-02-23 | Reff | 1 | 1.02 | 1.03 | 1.04 | 1.05 | 1.07 | Optimistic | Afghanistan | AFG | 2022-01-02 | v8 | TRUE
https://raw.githubusercontent.com/mrc-ide/global-lmic-reports/master/AFG/projections.csv | 2021-02-23 | infections | 406.41 | 471.4 | 506.35 | 502.74 | 526.58 | 606.28 | Pessimistic | Afghanistan | AFG | 2022-01-02 | v8 | TRUE
https://raw.githubusercontent.com/mrc-ide/global-lmic-reports/master/AFG/projections.csv | 2021-02-23 | deaths | 1 | 1.11 | 1.18 | 1.18 | 1.24 | 1.33 | Pessimistic | Afghanistan | AFG | 2022-01-02 | v8 | TRUE
https://raw.githubusercontent.com/mrc-ide/global-lmic-reports/master/AFG/projections.csv | 2021-02-23 | hospital_demand | 36.49 | 41.02 | 43.36 | 43.29 | 45.68 | 49.87 | Pessimistic | Afghanistan | AFG | 2022-01-02 | v8 | TRUE
https://raw.githubusercontent.com/mrc-ide/global-lmic-reports/master/AFG/projections.csv | 2021-02-23 | ICU_demand | 15.96 | 17.56 | 18.7 | 18.67 | 19.59 | 21.05 | Pessimistic | Afghanistan | AFG | 2022-01-02 | v8 | TRUE
https://raw.githubusercontent.com/mrc-ide/global-lmic-reports/master/AFG/projections.csv | 2021-02-23 | hospital_incidence | 3.59 | 4.16 | 4.33 | 4.33 | 4.53 | 5.1 | Pessimistic | Afghanistan | AFG | 2022-01-02 | v8 | TRUE
https://raw.githubusercontent.com/mrc-ide/global-lmic-reports/master/AFG/projections.csv | 2021-02-23 | ICU_incidence | 1.03 | 1.19 | 1.24 | 1.24 | 1.3 | 1.46 | Pessimistic | Afghanistan | AFG | 2022-01-02 | v8 | TRUE
https://raw.githubusercontent.com/mrc-ide/global-lmic-reports/master/AFG/projections.csv | 2021-02-23 | prevalence | 2754.63 | 3207.29 | 3389.54 | 3364.07 | 3522.42 | 4000.42 | Pessimistic | Afghanistan | AFG | 2022-01-02 | v8 | TRUE
https://raw.githubusercontent.com/mrc-ide/global-lmic-reports/master/AFG/projections.csv | 2021-02-23 | cumulative_infections | 1026951.31 | 1064846.31 | 1099483.6 | 1103070.4 | 1118693.63 | 1219107.07 | Pessimistic | Afghanistan | AFG | 2022-01-02 | v8 | TRUE
https://raw.githubusercontent.com/mrc-ide/global-lmic-reports/master/AFG/projections.csv | 2021-02-23 | cumulative_deaths | 2208.97 | 2303.28 | 2379.82 | 2385.97 | 2423.34 | 2662.69 | Pessimistic | Afghanistan | AFG | 2022-01-02 | v8 | TRUE
https://raw.githubusercontent.com/mrc-ide/global-lmic-reports/master/AFG/projections.csv | 2021-02-23 | Rt | 1.02 | 1.05 | 1.06 | 1.06 | 1.08 | 1.1 | Pessimistic | Afghanistan | AFG | 2022-01-02 | v8 | TRUE
https://raw.githubusercontent.com/mrc-ide/global-lmic-reports/master/AFG/projections.csv | 2021-02-23 | Reff | 1 | 1.02 | 1.03 | 1.04 | 1.05 | 1.07 | Pessimistic | Afghanistan | AFG | 2022-01-02 | v8 | TRUE
https://raw.githubusercontent.com/mrc-ide/global-lmic-reports/master/AFG/projections.csv | 2021-02-23 | infections | 406.41 | 471.4 | 506.35 | 502.74 | 526.58 | 606.28 | Relax Interventions 50% | Afghanistan | AFG | 2022-01-02 | v8 | TRUE
https://raw.githubusercontent.com/mrc-ide/global-lmic-reports/master/AFG/projections.csv | 2021-02-23 | deaths | 1 | 1.11 | 1.18 | 1.18 | 1.24 | 1.33 | Relax Interventions 50% | Afghanistan | AFG | 2022-01-02 | v8 | TRUE
https://raw.githubusercontent.com/mrc-ide/global-lmic-reports/master/AFG/projections.csv | 2021-02-23 | hospital_demand | 36.49 | 41.02 | 43.36 | 43.29 | 45.68 | 49.87 | Relax Interventions 50% | Afghanistan | AFG | 2022-01-02 | v8 | TRUE
https://raw.githubusercontent.com/mrc-ide/global-lmic-reports/master/AFG/projections.csv | 2021-02-23 | ICU_demand | 15.96 | 17.56 | 18.7 | 18.67 | 19.59 | 21.05 | Relax Interventions 50% | Afghanistan | AFG | 2022-01-02 | v8 | TRUE
https://raw.githubusercontent.com/mrc-ide/global-lmic-reports/master/AFG/projections.csv | 2021-02-23 | hospital_incidence | 3.59 | 4.16 | 4.33 | 4.33 | 4.53 | 5.1 | Relax Interventions 50% | Afghanistan | AFG | 2022-01-02 | v8 | TRUE
https://raw.githubusercontent.com/mrc-ide/global-lmic-reports/master/AFG/projections.csv | 2021-02-23 | ICU_incidence | 1.03 | 1.19 | 1.24 | 1.24 | 1.3 | 1.46 | Relax Interventions 50% | Afghanistan | AFG | 2022-01-02 | v8 | TRUE
https://raw.githubusercontent.com/mrc-ide/global-lmic-reports/master/AFG/projections.csv | 2021-02-23 | prevalence | 2754.63 | 3207.29 | 3389.54 | 3364.07 | 3522.42 | 4000.42 | Relax Interventions 50% | Afghanistan | AFG | 2022-01-02 | v8 | TRUE
https://raw.githubusercontent.com/mrc-ide/global-lmic-reports/master/AFG/projections.csv | 2021-02-23 | cumulative_infections | 1026951.31 | 1064846.31 | 1099483.6 | 1103070.4 | 1118693.63 | 1219107.07 | Relax Interventions 50% | Afghanistan | AFG | 2022-01-02 | v8 | TRUE
https://raw.githubusercontent.com/mrc-ide/global-lmic-reports/master/AFG/projections.csv | 2021-02-23 | cumulative_deaths | 2208.97 | 2303.28 | 2379.82 | 2385.97 | 2423.34 | 2662.69 | Relax Interventions 50% | Afghanistan | AFG | 2022-01-02 | v8 | TRUE
https://raw.githubusercontent.com/mrc-ide/global-lmic-reports/master/AFG/projections.csv | 2021-02-23 | Rt | 1.02 | 1.05 | 1.06 | 1.06 | 1.08 | 1.1 | Relax Interventions 50% | Afghanistan | AFG | 2022-01-02 | v8 | TRUE
https://raw.githubusercontent.com/mrc-ide/global-lmic-reports/master/AFG/projections.csv | 2021-02-23 | Reff | 1 | 1.02 | 1.03 | 1.04 | 1.05 | 1.07 | Relax Interventions 50% | Afghanistan | AFG | 2022-01-02 | v8 | TRUE
https://raw.githubusercontent.com/mrc-ide/global-lmic-reports/master/AFG/projections.csv | 2021-02-23 | infections | 421.68 | 465.14 | 489.13 | 496.14 | 531.37 | 580.86 | Surged Additional 50% Reduction | Afghanistan | AFG | 2022-01-02 | v8 | TRUE
https://raw.githubusercontent.com/mrc-ide/global-lmic-reports/master/AFG/projections.csv | 2021-02-23 | deaths | 1.02 | 1.09 | 1.16 | 1.16 | 1.21 | 1.32 | Surged Additional 50% Reduction | Afghanistan | AFG | 2022-01-02 | v8 | TRUE
https://raw.githubusercontent.com/mrc-ide/global-lmic-reports/master/AFG/projections.csv | 2021-02-23 | hospital_demand | 37.23 | 40.09 | 42.82 | 42.59 | 44.47 | 48.52 | Surged Additional 50% Reduction | Afghanistan | AFG | 2022-01-02 | v8 | TRUE
https://raw.githubusercontent.com/mrc-ide/global-lmic-reports/master/AFG/projections.csv | 2021-02-23 | ICU_demand | 16.22 | 17.35 | 18.39 | 18.36 | 19.17 | 20.86 | Surged Additional 50% Reduction | Afghanistan | AFG | 2022-01-02 | v8 | TRUE
https://raw.githubusercontent.com/mrc-ide/global-lmic-reports/master/AFG/projections.csv | 2021-02-23 | hospital_incidence | 3.65 | 3.98 | 4.25 | 4.26 | 4.53 | 4.88 | Surged Additional 50% Reduction | Afghanistan | AFG | 2022-01-02 | v8 | TRUE
https://raw.githubusercontent.com/mrc-ide/global-lmic-reports/master/AFG/projections.csv | 2021-02-23 | ICU_incidence | 1.04 | 1.14 | 1.21 | 1.22 | 1.29 | 1.4 | Surged Additional 50% Reduction | Afghanistan | AFG | 2022-01-02 | v8 | TRUE
https://raw.githubusercontent.com/mrc-ide/global-lmic-reports/master/AFG/projections.csv | 2021-02-23 | prevalence | 2835.81 | 3099.82 | 3293.68 | 3319.36 | 3556.44 | 3832.07 | Surged Additional 50% Reduction | Afghanistan | AFG | 2022-01-02 | v8 | TRUE
https://raw.githubusercontent.com/mrc-ide/global-lmic-reports/master/AFG/projections.csv | 2021-02-23 | cumulative_infections | 1018387.28 | 1063278.47 | 1091687.25 | 1091628.13 | 1120007.35 | 1172299.86 | Surged Additional 50% Reduction | Afghanistan | AFG | 2022-01-02 | v8 | TRUE
https://raw.githubusercontent.com/mrc-ide/global-lmic-reports/master/AFG/projections.csv | 2021-02-23 | cumulative_deaths | 2190.78 | 2286.71 | 2348.39 | 2347.77 | 2409.45 | 2521.23 | Surged Additional 50% Reduction | Afghanistan | AFG | 2022-01-02 | v8 | TRUE
https://raw.githubusercontent.com/mrc-ide/global-lmic-reports/master/AFG/projections.csv | 2021-02-23 | Rt | 1.03 | 1.05 | 1.06 | 1.06 | 1.07 | 1.1 | Surged Additional 50% Reduction | Afghanistan | AFG | 2022-01-02 | v8 | TRUE
https://raw.githubusercontent.com/mrc-ide/global-lmic-reports/master/AFG/projections.csv | 2021-02-23 | Reff | 1.01 | 1.02 | 1.04 | 1.04 | 1.05 | 1.08 | Surged Additional 50% Reduction | Afghanistan | AFG | 2022-01-02 | v8 | TRUE
https://raw.githubusercontent.com/mrc-ide/global-lmic-reports/master/AFG/projections.csv | 2021-02-23 | infections | 421.68 | 465.14 | 489.13 | 496.14 | 531.37 | 580.86 | Surged Maintain Status Quo | Afghanistan | AFG | 2022-01-02 | v8 | TRUE
https://raw.githubusercontent.com/mrc-ide/global-lmic-reports/master/AFG/projections.csv | 2021-02-23 | deaths | 1.02 | 1.09 | 1.16 | 1.16 | 1.21 | 1.32 | Surged Maintain Status Quo | Afghanistan | AFG | 2022-01-02 | v8 | TRUE
https://raw.githubusercontent.com/mrc-ide/global-lmic-reports/master/AFG/projections.csv | 2021-02-23 | hospital_demand | 37.23 | 40.09 | 42.82 | 42.59 | 44.47 | 48.52 | Surged Maintain Status Quo | Afghanistan | AFG | 2022-01-02 | v8 | TRUE
https://raw.githubusercontent.com/mrc-ide/global-lmic-reports/master/AFG/projections.csv | 2021-02-23 | ICU_demand | 16.22 | 17.35 | 18.39 | 18.36 | 19.17 | 20.86 | Surged Maintain Status Quo | Afghanistan | AFG | 2022-01-02 | v8 | TRUE
https://raw.githubusercontent.com/mrc-ide/global-lmic-reports/master/AFG/projections.csv | 2021-02-23 | hospital_incidence | 3.65 | 3.98 | 4.25 | 4.26 | 4.53 | 4.88 | Surged Maintain Status Quo | Afghanistan | AFG | 2022-01-02 | v8 | TRUE
https://raw.githubusercontent.com/mrc-ide/global-lmic-reports/master/AFG/projections.csv | 2021-02-23 | ICU_incidence | 1.04 | 1.14 | 1.21 | 1.22 | 1.29 | 1.4 | Surged Maintain Status Quo | Afghanistan | AFG | 2022-01-02 | v8 | TRUE
https://raw.githubusercontent.com/mrc-ide/global-lmic-reports/master/AFG/projections.csv | 2021-02-23 | prevalence | 2835.81 | 3099.82 | 3293.68 | 3319.36 | 3556.44 | 3832.07 | Surged Maintain Status Quo | Afghanistan | AFG | 2022-01-02 | v8 | TRUE
https://raw.githubusercontent.com/mrc-ide/global-lmic-reports/master/AFG/projections.csv | 2021-02-23 | cumulative_infections | 1018387.28 | 1063278.47 | 1091687.25 | 1091628.13 | 1120007.35 | 1172299.86 | Surged Maintain Status Quo | Afghanistan | AFG | 2022-01-02 | v8 | TRUE
https://raw.githubusercontent.com/mrc-ide/global-lmic-reports/master/AFG/projections.csv | 2021-02-23 | cumulative_deaths | 2190.78 | 2286.71 | 2348.39 | 2347.77 | 2409.45 | 2521.23 | Surged Maintain Status Quo | Afghanistan | AFG | 2022-01-02 | v8 | TRUE
https://raw.githubusercontent.com/mrc-ide/global-lmic-reports/master/AFG/projections.csv | 2021-02-23 | Rt | 1.03 | 1.05 | 1.06 | 1.06 | 1.07 | 1.1 | Surged Maintain Status Quo | Afghanistan | AFG | 2022-01-02 | v8 | TRUE
https://raw.githubusercontent.com/mrc-ide/global-lmic-reports/master/AFG/projections.csv | 2021-02-23 | Reff | 1.01 | 1.02 | 1.04 | 1.04 | 1.05 | 1.08 | Surged Maintain Status Quo | Afghanistan | AFG | 2022-01-02 | v8 | TRUE
https://raw.githubusercontent.com/mrc-ide/global-lmic-reports/master/AFG/projections.csv | 2021-02-23 | infections | 421.68 | 465.14 | 489.13 | 496.14 | 531.37 | 580.86 | Surged Optimistic | Afghanistan | AFG | 2022-01-02 | v8 | TRUE
https://raw.githubusercontent.com/mrc-ide/global-lmic-reports/master/AFG/projections.csv | 2021-02-23 | deaths | 1.02 | 1.09 | 1.16 | 1.16 | 1.21 | 1.32 | Surged Optimistic | Afghanistan | AFG | 2022-01-02 | v8 | TRUE
https://raw.githubusercontent.com/mrc-ide/global-lmic-reports/master/AFG/projections.csv | 2021-02-23 | hospital_demand | 37.23 | 40.09 | 42.82 | 42.59 | 44.47 | 48.52 | Surged Optimistic | Afghanistan | AFG | 2022-01-02 | v8 | TRUE
https://raw.githubusercontent.com/mrc-ide/global-lmic-reports/master/AFG/projections.csv | 2021-02-23 | ICU_demand | 16.22 | 17.35 | 18.39 | 18.36 | 19.17 | 20.86 | Surged Optimistic | Afghanistan | AFG | 2022-01-02 | v8 | TRUE
https://raw.githubusercontent.com/mrc-ide/global-lmic-reports/master/AFG/projections.csv | 2021-02-23 | hospital_incidence | 3.65 | 3.98 | 4.25 | 4.26 | 4.53 | 4.88 | Surged Optimistic | Afghanistan | AFG | 2022-01-02 | v8 | TRUE
https://raw.githubusercontent.com/mrc-ide/global-lmic-reports/master/AFG/projections.csv | 2021-02-23 | ICU_incidence | 1.04 | 1.14 | 1.21 | 1.22 | 1.29 | 1.4 | Surged Optimistic | Afghanistan | AFG | 2022-01-02 | v8 | TRUE
https://raw.githubusercontent.com/mrc-ide/global-lmic-reports/master/AFG/projections.csv | 2021-02-23 | prevalence | 2835.81 | 3099.82 | 3293.68 | 3319.36 | 3556.44 | 3832.07 | Surged Optimistic | Afghanistan | AFG | 2022-01-02 | v8 | TRUE
https://raw.githubusercontent.com/mrc-ide/global-lmic-reports/master/AFG/projections.csv | 2021-02-23 | cumulative_infections | 1018387.28 | 1063278.47 | 1091687.25 | 1091628.13 | 1120007.35 | 1172299.86 | Surged Optimistic | Afghanistan | AFG | 2022-01-02 | v8 | TRUE
https://raw.githubusercontent.com/mrc-ide/global-lmic-reports/master/AFG/projections.csv | 2021-02-23 | cumulative_deaths | 2190.78 | 2286.71 | 2348.39 | 2347.77 | 2409.45 | 2521.23 | Surged Optimistic | Afghanistan | AFG | 2022-01-02 | v8 | TRUE
https://raw.githubusercontent.com/mrc-ide/global-lmic-reports/master/AFG/projections.csv | 2021-02-23 | Rt | 1.03 | 1.05 | 1.06 | 1.06 | 1.07 | 1.1 | Surged Optimistic | Afghanistan | AFG | 2022-01-02 | v8 | TRUE
https://raw.githubusercontent.com/mrc-ide/global-lmic-reports/master/AFG/projections.csv | 2021-02-23 | Reff | 1.01 | 1.02 | 1.04 | 1.04 | 1.05 | 1.08 | Surged Optimistic | Afghanistan | AFG | 2022-01-02 | v8 | TRUE
https://raw.githubusercontent.com/mrc-ide/global-lmic-reports/master/AFG/projections.csv | 2021-02-23 | infections | 421.68 | 465.14 | 489.13 | 496.14 | 531.37 | 580.86 | Surged Pessimistic | Afghanistan | AFG | 2022-01-02 | v8 | TRUE
https://raw.githubusercontent.com/mrc-ide/global-lmic-reports/master/AFG/projections.csv | 2021-02-23 | deaths | 1.02 | 1.09 | 1.16 | 1.16 | 1.21 | 1.32 | Surged Pessimistic | Afghanistan | AFG | 2022-01-02 | v8 | TRUE
https://raw.githubusercontent.com/mrc-ide/global-lmic-reports/master/AFG/projections.csv | 2021-02-23 | hospital_demand | 37.23 | 40.09 | 42.82 | 42.59 | 44.47 | 48.52 | Surged Pessimistic | Afghanistan | AFG | 2022-01-02 | v8 | TRUE
https://raw.githubusercontent.com/mrc-ide/global-lmic-reports/master/AFG/projections.csv | 2021-02-23 | ICU_demand | 16.22 | 17.35 | 18.39 | 18.36 | 19.17 | 20.86 | Surged Pessimistic | Afghanistan | AFG | 2022-01-02 | v8 | TRUE
https://raw.githubusercontent.com/mrc-ide/global-lmic-reports/master/AFG/projections.csv | 2021-02-23 | hospital_incidence | 3.65 | 3.98 | 4.25 | 4.26 | 4.53 | 4.88 | Surged Pessimistic | Afghanistan | AFG | 2022-01-02 | v8 | TRUE
https://raw.githubusercontent.com/mrc-ide/global-lmic-reports/master/AFG/projections.csv | 2021-02-23 | ICU_incidence | 1.04 | 1.14 | 1.21 | 1.22 | 1.29 | 1.4 | Surged Pessimistic | Afghanistan | AFG | 2022-01-02 | v8 | TRUE
https://raw.githubusercontent.com/mrc-ide/global-lmic-reports/master/AFG/projections.csv | 2021-02-23 | prevalence | 2835.81 | 3099.82 | 3293.68 | 3319.36 | 3556.44 | 3832.07 | Surged Pessimistic | Afghanistan | AFG | 2022-01-02 | v8 | TRUE
https://raw.githubusercontent.com/mrc-ide/global-lmic-reports/master/AFG/projections.csv | 2021-02-23 | cumulative_infections | 1018387.28 | 1063278.47 | 1091687.25 | 1091628.13 | 1120007.35 | 1172299.86 | Surged Pessimistic | Afghanistan | AFG | 2022-01-02 | v8 | TRUE
https://raw.githubusercontent.com/mrc-ide/global-lmic-reports/master/AFG/projections.csv | 2021-02-23 | cumulative_deaths | 2190.78 | 2286.71 | 2348.39 | 2347.77 | 2409.45 | 2521.23 | Surged Pessimistic | Afghanistan | AFG | 2022-01-02 | v8 | TRUE
https://raw.githubusercontent.com/mrc-ide/global-lmic-reports/master/AFG/projections.csv | 2021-02-23 | Rt | 1.03 | 1.05 | 1.06 | 1.06 | 1.07 | 1.1 | Surged Pessimistic | Afghanistan | AFG | 2022-01-02 | v8 | TRUE
https://raw.githubusercontent.com/mrc-ide/global-lmic-reports/master/AFG/projections.csv | 2021-02-23 | Reff | 1.01 | 1.02 | 1.04 | 1.04 | 1.05 | 1.08 | Surged Pessimistic | Afghanistan | AFG | 2022-01-02 | v8 | TRUE
https://raw.githubusercontent.com/mrc-ide/global-lmic-reports/master/AFG/projections.csv | 2021-02-23 | infections | 421.68 | 465.14 | 489.13 | 496.14 | 531.37 | 580.86 | Surged Relax Interventions 50% | Afghanistan | AFG | 2022-01-02 | v8 | TRUE
https://raw.githubusercontent.com/mrc-ide/global-lmic-reports/master/AFG/projections.csv | 2021-02-23 | deaths | 1.02 | 1.09 | 1.16 | 1.16 | 1.21 | 1.32 | Surged Relax Interventions 50% | Afghanistan | AFG | 2022-01-02 | v8 | TRUE
https://raw.githubusercontent.com/mrc-ide/global-lmic-reports/master/AFG/projections.csv | 2021-02-23 | hospital_demand | 37.23 | 40.09 | 42.82 | 42.59 | 44.47 | 48.52 | Surged Relax Interventions 50% | Afghanistan | AFG | 2022-01-02 | v8 | TRUE
https://raw.githubusercontent.com/mrc-ide/global-lmic-reports/master/AFG/projections.csv | 2021-02-23 | ICU_demand | 16.22 | 17.35 | 18.39 | 18.36 | 19.17 | 20.86 | Surged Relax Interventions 50% | Afghanistan | AFG | 2022-01-02 | v8 | TRUE
https://raw.githubusercontent.com/mrc-ide/global-lmic-reports/master/AFG/projections.csv | 2021-02-23 | hospital_incidence | 3.65 | 3.98 | 4.25 | 4.26 | 4.53 | 4.88 | Surged Relax Interventions 50% | Afghanistan | AFG | 2022-01-02 | v8 | TRUE
https://raw.githubusercontent.com/mrc-ide/global-lmic-reports/master/AFG/projections.csv | 2021-02-23 | ICU_incidence | 1.04 | 1.14 | 1.21 | 1.22 | 1.29 | 1.4 | Surged Relax Interventions 50% | Afghanistan | AFG | 2022-01-02 | v8 | TRUE
https://raw.githubusercontent.com/mrc-ide/global-lmic-reports/master/AFG/projections.csv | 2021-02-23 | prevalence | 2835.81 | 3099.82 | 3293.68 | 3319.36 | 3556.44 | 3832.07 | Surged Relax Interventions 50% | Afghanistan | AFG | 2022-01-02 | v8 | TRUE
https://raw.githubusercontent.com/mrc-ide/global-lmic-reports/master/AFG/projections.csv | 2021-02-23 | cumulative_infections | 1018387.28 | 1063278.47 | 1091687.25 | 1091628.13 | 1120007.35 | 1172299.86 | Surged Relax Interventions 50% | Afghanistan | AFG | 2022-01-02 | v8 | TRUE
https://raw.githubusercontent.com/mrc-ide/global-lmic-reports/master/AFG/projections.csv | 2021-02-23 | cumulative_deaths | 2190.78 | 2286.71 | 2348.39 | 2347.77 | 2409.45 | 2521.23 | Surged Relax Interventions 50% | Afghanistan | AFG | 2022-01-02 | v8 | TRUE
https://raw.githubusercontent.com/mrc-ide/global-lmic-reports/master/AFG/projections.csv | 2021-02-23 | Rt | 1.03 | 1.05 | 1.06 | 1.06 | 1.07 | 1.1 | Surged Relax Interventions 50% | Afghanistan | AFG | 2022-01-02 | v8 | TRUE
https://raw.githubusercontent.com/mrc-ide/global-lmic-reports/master/AFG/projections.csv | 2021-02-23 | Reff | 1.01 | 1.02 | 1.04 | 1.04 | 1.05 | 1.08 | Surged Relax Interventions 50% | Afghanistan | AFG | 2022-01-02 | v8 | TRUE
https://raw.githubusercontent.com/mrc-ide/global-lmic-reports/master/AFG/projections.csv | 2021-02-24 | infections | 407.33 | 471.72 | 509.45 | 505.38 | 529.82 | 611.83 | Additional 50% Reduction | Afghanistan | AFG | 2022-01-02 | v8 | TRUE
https://raw.githubusercontent.com/mrc-ide/global-lmic-reports/master/AFG/projections.csv | 2021-02-24 | deaths | 0.98 | 1.09 | 1.16 | 1.16 | 1.22 | 1.32 | Additional 50% Reduction | Afghanistan | AFG | 2022-01-02 | v8 | TRUE
https://raw.githubusercontent.com/mrc-ide/global-lmic-reports/master/AFG/projections.csv | 2021-02-24 | hospital_demand | 36.13 | 40.79 | 42.99 | 42.94 | 45.3 | 49.63 | Additional 50% Reduction | Afghanistan | AFG | 2022-01-02 | v8 | TRUE
https://raw.githubusercontent.com/mrc-ide/global-lmic-reports/master/AFG/projections.csv | 2021-02-24 | ICU_demand | 15.67 | 17.27 | 18.4 | 18.37 | 19.26 | 20.8 | Additional 50% Reduction | Afghanistan | AFG | 2022-01-02 | v8 | TRUE
https://raw.githubusercontent.com/mrc-ide/global-lmic-reports/master/AFG/projections.csv | 2021-02-24 | hospital_incidence | 3.59 | 4.14 | 4.34 | 4.33 | 4.53 | 5.12 | Additional 50% Reduction | Afghanistan | AFG | 2022-01-02 | v8 | TRUE
https://raw.githubusercontent.com/mrc-ide/global-lmic-reports/master/AFG/projections.csv | 2021-02-24 | ICU_incidence | 1.03 | 1.18 | 1.24 | 1.24 | 1.29 | 1.46 | Additional 50% Reduction | Afghanistan | AFG | 2022-01-02 | v8 | TRUE
https://raw.githubusercontent.com/mrc-ide/global-lmic-reports/master/AFG/projections.csv | 2021-02-24 | prevalence | 2759.42 | 3210 | 3404.25 | 3380.68 | 3531.15 | 4028.67 | Additional 50% Reduction | Afghanistan | AFG | 2022-01-02 | v8 | TRUE
https://raw.githubusercontent.com/mrc-ide/global-lmic-reports/master/AFG/projections.csv | 2021-02-24 | cumulative_infections | 1027390.29 | 1065354.15 | 1099999.03 | 1103575.77 | 1119264.4 | 1219617.17 | Additional 50% Reduction | Afghanistan | AFG | 2022-01-02 | v8 | TRUE
https://raw.githubusercontent.com/mrc-ide/global-lmic-reports/master/AFG/projections.csv | 2021-02-24 | cumulative_deaths | 2210.09 | 2304.34 | 2380.98 | 2387.13 | 2424.56 | 2663.89 | Additional 50% Reduction | Afghanistan | AFG | 2022-01-02 | v8 | TRUE
https://raw.githubusercontent.com/mrc-ide/global-lmic-reports/master/AFG/projections.csv | 2021-02-24 | Rt | 1.02 | 1.04 | 1.05 | 1.05 | 1.07 | 1.09 | Additional 50% Reduction | Afghanistan | AFG | 2022-01-02 | v8 | TRUE
https://raw.githubusercontent.com/mrc-ide/global-lmic-reports/master/AFG/projections.csv | 2021-02-24 | Reff | 0.99 | 1.01 | 1.02 | 1.03 | 1.04 | 1.06 | Additional 50% Reduction | Afghanistan | AFG | 2022-01-02 | v8 | TRUE
https://raw.githubusercontent.com/mrc-ide/global-lmic-reports/master/AFG/projections.csv | 2021-02-24 | infections | 407.33 | 471.72 | 509.45 | 505.38 | 529.82 | 611.83 | Maintain Status Quo | Afghanistan | AFG | 2022-01-02 | v8 | TRUE
https://raw.githubusercontent.com/mrc-ide/global-lmic-reports/master/AFG/projections.csv | 2021-02-24 | deaths | 0.98 | 1.09 | 1.16 | 1.16 | 1.22 | 1.32 | Maintain Status Quo | Afghanistan | AFG | 2022-01-02 | v8 | TRUE
https://raw.githubusercontent.com/mrc-ide/global-lmic-reports/master/AFG/projections.csv | 2021-02-24 | hospital_demand | 36.13 | 40.79 | 42.99 | 42.94 | 45.3 | 49.63 | Maintain Status Quo | Afghanistan | AFG | 2022-01-02 | v8 | TRUE
https://raw.githubusercontent.com/mrc-ide/global-lmic-reports/master/AFG/projections.csv | 2021-02-24 | ICU_demand | 15.67 | 17.27 | 18.4 | 18.37 | 19.26 | 20.8 | Maintain Status Quo | Afghanistan | AFG | 2022-01-02 | v8 | TRUE
https://raw.githubusercontent.com/mrc-ide/global-lmic-reports/master/AFG/projections.csv | 2021-02-24 | hospital_incidence | 3.59 | 4.14 | 4.34 | 4.33 | 4.53 | 5.12 | Maintain Status Quo | Afghanistan | AFG | 2022-01-02 | v8 | TRUE
https://raw.githubusercontent.com/mrc-ide/global-lmic-reports/master/AFG/projections.csv | 2021-02-24 | ICU_incidence | 1.03 | 1.18 | 1.24 | 1.24 | 1.29 | 1.46 | Maintain Status Quo | Afghanistan | AFG | 2022-01-02 | v8 | TRUE
https://raw.githubusercontent.com/mrc-ide/global-lmic-reports/master/AFG/projections.csv | 2021-02-24 | prevalence | 2759.42 | 3210 | 3404.25 | 3380.68 | 3531.15 | 4028.67 | Maintain Status Quo | Afghanistan | AFG | 2022-01-02 | v8 | TRUE
https://raw.githubusercontent.com/mrc-ide/global-lmic-reports/master/AFG/projections.csv | 2021-02-24 | cumulative_infections | 1027390.29 | 1065354.15 | 1099999.03 | 1103575.77 | 1119264.4 | 1219617.17 | Maintain Status Quo | Afghanistan | AFG | 2022-01-02 | v8 | TRUE
https://raw.githubusercontent.com/mrc-ide/global-lmic-reports/master/AFG/projections.csv | 2021-02-24 | cumulative_deaths | 2210.09 | 2304.34 | 2380.98 | 2387.13 | 2424.56 | 2663.89 | Maintain Status Quo | Afghanistan | AFG | 2022-01-02 | v8 | TRUE
https://raw.githubusercontent.com/mrc-ide/global-lmic-reports/master/AFG/projections.csv | 2021-02-24 | Rt | 1.02 | 1.04 | 1.05 | 1.05 | 1.07 | 1.09 | Maintain Status Quo | Afghanistan | AFG | 2022-01-02 | v8 | TRUE
https://raw.githubusercontent.com/mrc-ide/global-lmic-reports/master/AFG/projections.csv | 2021-02-24 | Reff | 0.99 | 1.01 | 1.02 | 1.03 | 1.04 | 1.06 | Maintain Status Quo | Afghanistan | AFG | 2022-01-02 | v8 | TRUE
https://raw.githubusercontent.com/mrc-ide/global-lmic-reports/master/AFG/projections.csv | 2021-02-24 | infections | 407.33 | 471.72 | 509.45 | 505.38 | 529.82 | 611.83 | Optimistic | Afghanistan | AFG | 2022-01-02 | v8 | TRUE
https://raw.githubusercontent.com/mrc-ide/global-lmic-reports/master/AFG/projections.csv | 2021-02-24 | deaths | 0.98 | 1.09 | 1.16 | 1.16 | 1.22 | 1.32 | Optimistic | Afghanistan | AFG | 2022-01-02 | v8 | TRUE
https://raw.githubusercontent.com/mrc-ide/global-lmic-reports/master/AFG/projections.csv | 2021-02-24 | hospital_demand | 36.13 | 40.79 | 42.99 | 42.94 | 45.3 | 49.63 | Optimistic | Afghanistan | AFG | 2022-01-02 | v8 | TRUE
https://raw.githubusercontent.com/mrc-ide/global-lmic-reports/master/AFG/projections.csv | 2021-02-24 | ICU_demand | 15.67 | 17.27 | 18.4 | 18.37 | 19.26 | 20.8 | Optimistic | Afghanistan | AFG | 2022-01-02 | v8 | TRUE
https://raw.githubusercontent.com/mrc-ide/global-lmic-reports/master/AFG/projections.csv | 2021-02-24 | hospital_incidence | 3.59 | 4.14 | 4.34 | 4.33 | 4.53 | 5.12 | Optimistic | Afghanistan | AFG | 2022-01-02 | v8 | TRUE
https://raw.githubusercontent.com/mrc-ide/global-lmic-reports/master/AFG/projections.csv | 2021-02-24 | ICU_incidence | 1.03 | 1.18 | 1.24 | 1.24 | 1.29 | 1.46 | Optimistic | Afghanistan | AFG | 2022-01-02 | v8 | TRUE
https://raw.githubusercontent.com/mrc-ide/global-lmic-reports/master/AFG/projections.csv | 2021-02-24 | prevalence | 2759.42 | 3210 | 3404.25 | 3380.68 | 3531.15 | 4028.67 | Optimistic | Afghanistan | AFG | 2022-01-02 | v8 | TRUE
https://raw.githubusercontent.com/mrc-ide/global-lmic-reports/master/AFG/projections.csv | 2021-02-24 | cumulative_infections | 1027390.29 | 1065354.15 | 1099999.03 | 1103575.77 | 1119264.4 | 1219617.17 | Optimistic | Afghanistan | AFG | 2022-01-02 | v8 | TRUE
https://raw.githubusercontent.com/mrc-ide/global-lmic-reports/master/AFG/projections.csv | 2021-02-24 | cumulative_deaths | 2210.09 | 2304.34 | 2380.98 | 2387.13 | 2424.56 | 2663.89 | Optimistic | Afghanistan | AFG | 2022-01-02 | v8 | TRUE
https://raw.githubusercontent.com/mrc-ide/global-lmic-reports/master/AFG/projections.csv | 2021-02-24 | Rt | 1.02 | 1.04 | 1.05 | 1.05 | 1.07 | 1.09 | Optimistic | Afghanistan | AFG | 2022-01-02 | v8 | TRUE
https://raw.githubusercontent.com/mrc-ide/global-lmic-reports/master/AFG/projections.csv | 2021-02-24 | Reff | 0.99 | 1.01 | 1.02 | 1.03 | 1.04 | 1.06 | Optimistic | Afghanistan | AFG | 2022-01-02 | v8 | TRUE
https://raw.githubusercontent.com/mrc-ide/global-lmic-reports/master/AFG/projections.csv | 2021-02-24 | infections | 407.33 | 471.72 | 509.45 | 505.38 | 529.82 | 611.83 | Pessimistic | Afghanistan | AFG | 2022-01-02 | v8 | TRUE
https://raw.githubusercontent.com/mrc-ide/global-lmic-reports/master/AFG/projections.csv | 2021-02-24 | deaths | 0.98 | 1.09 | 1.16 | 1.16 | 1.22 | 1.32 | Pessimistic | Afghanistan | AFG | 2022-01-02 | v8 | TRUE
https://raw.githubusercontent.com/mrc-ide/global-lmic-reports/master/AFG/projections.csv | 2021-02-24 | hospital_demand | 36.13 | 40.79 | 42.99 | 42.94 | 45.3 | 49.63 | Pessimistic | Afghanistan | AFG | 2022-01-02 | v8 | TRUE
https://raw.githubusercontent.com/mrc-ide/global-lmic-reports/master/AFG/projections.csv | 2021-02-24 | ICU_demand | 15.67 | 17.27 | 18.4 | 18.37 | 19.26 | 20.8 | Pessimistic | Afghanistan | AFG | 2022-01-02 | v8 | TRUE
https://raw.githubusercontent.com/mrc-ide/global-lmic-reports/master/AFG/projections.csv | 2021-02-24 | hospital_incidence | 3.59 | 4.14 | 4.34 | 4.33 | 4.53 | 5.12 | Pessimistic | Afghanistan | AFG | 2022-01-02 | v8 | TRUE
https://raw.githubusercontent.com/mrc-ide/global-lmic-reports/master/AFG/projections.csv | 2021-02-24 | ICU_incidence | 1.03 | 1.18 | 1.24 | 1.24 | 1.29 | 1.46 | Pessimistic | Afghanistan | AFG | 2022-01-02 | v8 | TRUE
https://raw.githubusercontent.com/mrc-ide/global-lmic-reports/master/AFG/projections.csv | 2021-02-24 | prevalence | 2759.42 | 3210 | 3404.25 | 3380.68 | 3531.15 | 4028.67 | Pessimistic | Afghanistan | AFG | 2022-01-02 | v8 | TRUE
https://raw.githubusercontent.com/mrc-ide/global-lmic-reports/master/AFG/projections.csv | 2021-02-24 | cumulative_infections | 1027390.29 | 1065354.15 | 1099999.03 | 1103575.77 | 1119264.4 | 1219617.17 | Pessimistic | Afghanistan | AFG | 2022-01-02 | v8 | TRUE
https://raw.githubusercontent.com/mrc-ide/global-lmic-reports/master/AFG/projections.csv | 2021-02-24 | cumulative_deaths | 2210.09 | 2304.34 | 2380.98 | 2387.13 | 2424.56 | 2663.89 | Pessimistic | Afghanistan | AFG | 2022-01-02 | v8 | TRUE
https://raw.githubusercontent.com/mrc-ide/global-lmic-reports/master/AFG/projections.csv | 2021-02-24 | Rt | 1.02 | 1.04 | 1.05 | 1.05 | 1.07 | 1.09 | Pessimistic | Afghanistan | AFG | 2022-01-02 | v8 | TRUE
https://raw.githubusercontent.com/mrc-ide/global-lmic-reports/master/AFG/projections.csv | 2021-02-24 | Reff | 0.99 | 1.01 | 1.02 | 1.03 | 1.04 | 1.06 | Pessimistic | Afghanistan | AFG | 2022-01-02 | v8 | TRUE
https://raw.githubusercontent.com/mrc-ide/global-lmic-reports/master/AFG/projections.csv | 2021-02-24 | infections | 407.33 | 471.72 | 509.45 | 505.38 | 529.82 | 611.83 | Relax Interventions 50% | Afghanistan | AFG | 2022-01-02 | v8 | TRUE
https://raw.githubusercontent.com/mrc-ide/global-lmic-reports/master/AFG/projections.csv | 2021-02-24 | deaths | 0.98 | 1.09 | 1.16 | 1.16 | 1.22 | 1.32 | Relax Interventions 50% | Afghanistan | AFG | 2022-01-02 | v8 | TRUE
https://raw.githubusercontent.com/mrc-ide/global-lmic-reports/master/AFG/projections.csv | 2021-02-24 | hospital_demand | 36.13 | 40.79 | 42.99 | 42.94 | 45.3 | 49.63 | Relax Interventions 50% | Afghanistan | AFG | 2022-01-02 | v8 | TRUE
https://raw.githubusercontent.com/mrc-ide/global-lmic-reports/master/AFG/projections.csv | 2021-02-24 | ICU_demand | 15.67 | 17.27 | 18.4 | 18.37 | 19.26 | 20.8 | Relax Interventions 50% | Afghanistan | AFG | 2022-01-02 | v8 | TRUE
https://raw.githubusercontent.com/mrc-ide/global-lmic-reports/master/AFG/projections.csv | 2021-02-24 | hospital_incidence | 3.59 | 4.14 | 4.34 | 4.33 | 4.53 | 5.12 | Relax Interventions 50% | Afghanistan | AFG | 2022-01-02 | v8 | TRUE
https://raw.githubusercontent.com/mrc-ide/global-lmic-reports/master/AFG/projections.csv | 2021-02-24 | ICU_incidence | 1.03 | 1.18 | 1.24 | 1.24 | 1.29 | 1.46 | Relax Interventions 50% | Afghanistan | AFG | 2022-01-02 | v8 | TRUE
https://raw.githubusercontent.com/mrc-ide/global-lmic-reports/master/AFG/projections.csv | 2021-02-24 | prevalence | 2759.42 | 3210 | 3404.25 | 3380.68 | 3531.15 | 4028.67 | Relax Interventions 50% | Afghanistan | AFG | 2022-01-02 | v8 | TRUE
https://raw.githubusercontent.com/mrc-ide/global-lmic-reports/master/AFG/projections.csv | 2021-02-24 | cumulative_infections | 1027390.29 | 1065354.15 | 1099999.03 | 1103575.77 | 1119264.4 | 1219617.17 | Relax Interventions 50% | Afghanistan | AFG | 2022-01-02 | v8 | TRUE
https://raw.githubusercontent.com/mrc-ide/global-lmic-reports/master/AFG/projections.csv | 2021-02-24 | cumulative_deaths | 2210.09 | 2304.34 | 2380.98 | 2387.13 | 2424.56 | 2663.89 | Relax Interventions 50% | Afghanistan | AFG | 2022-01-02 | v8 | TRUE
https://raw.githubusercontent.com/mrc-ide/global-lmic-reports/master/AFG/projections.csv | 2021-02-24 | Rt | 1.02 | 1.04 | 1.05 | 1.05 | 1.07 | 1.09 | Relax Interventions 50% | Afghanistan | AFG | 2022-01-02 | v8 | TRUE
https://raw.githubusercontent.com/mrc-ide/global-lmic-reports/master/AFG/projections.csv | 2021-02-24 | Reff | 0.99 | 1.01 | 1.02 | 1.03 | 1.04 | 1.06 | Relax Interventions 50% | Afghanistan | AFG | 2022-01-02 | v8 | TRUE
https://raw.githubusercontent.com/mrc-ide/global-lmic-reports/master/AFG/projections.csv | 2021-02-24 | infections | 423.14 | 468.09 | 491.01 | 498.77 | 533.98 | 585.69 | Surged Additional 50% Reduction | Afghanistan | AFG | 2022-01-02 | v8 | TRUE
https://raw.githubusercontent.com/mrc-ide/global-lmic-reports/master/AFG/projections.csv | 2021-02-24 | deaths | 1 | 1.08 | 1.14 | 1.14 | 1.19 | 1.3 | Surged Additional 50% Reduction | Afghanistan | AFG | 2022-01-02 | v8 | TRUE
https://raw.githubusercontent.com/mrc-ide/global-lmic-reports/master/AFG/projections.csv | 2021-02-24 | hospital_demand | 36.85 | 39.73 | 42.53 | 42.25 | 44.08 | 48.09 | Surged Additional 50% Reduction | Afghanistan | AFG | 2022-01-02 | v8 | TRUE
https://raw.githubusercontent.com/mrc-ide/global-lmic-reports/master/AFG/projections.csv | 2021-02-24 | ICU_demand | 15.95 | 17.07 | 18.17 | 18.07 | 18.81 | 20.53 | Surged Additional 50% Reduction | Afghanistan | AFG | 2022-01-02 | v8 | TRUE
https://raw.githubusercontent.com/mrc-ide/global-lmic-reports/master/AFG/projections.csv | 2021-02-24 | hospital_incidence | 3.65 | 3.99 | 4.25 | 4.27 | 4.55 | 4.89 | Surged Additional 50% Reduction | Afghanistan | AFG | 2022-01-02 | v8 | TRUE
https://raw.githubusercontent.com/mrc-ide/global-lmic-reports/master/AFG/projections.csv | 2021-02-24 | ICU_incidence | 1.04 | 1.14 | 1.22 | 1.22 | 1.3 | 1.4 | Surged Additional 50% Reduction | Afghanistan | AFG | 2022-01-02 | v8 | TRUE
https://raw.githubusercontent.com/mrc-ide/global-lmic-reports/master/AFG/projections.csv | 2021-02-24 | prevalence | 2851.7 | 3117.94 | 3310.78 | 3336.01 | 3574.08 | 3863.55 | Surged Additional 50% Reduction | Afghanistan | AFG | 2022-01-02 | v8 | TRUE
https://raw.githubusercontent.com/mrc-ide/global-lmic-reports/master/AFG/projections.csv | 2021-02-24 | cumulative_infections | 1018885.69 | 1063783.4 | 1092199.98 | 1092126.9 | 1120481.93 | 1172795.48 | Surged Additional 50% Reduction | Afghanistan | AFG | 2022-01-02 | v8 | TRUE
https://raw.githubusercontent.com/mrc-ide/global-lmic-reports/master/AFG/projections.csv | 2021-02-24 | cumulative_deaths | 2191.9 | 2287.84 | 2349.49 | 2348.91 | 2410.57 | 2522.41 | Surged Additional 50% Reduction | Afghanistan | AFG | 2022-01-02 | v8 | TRUE
https://raw.githubusercontent.com/mrc-ide/global-lmic-reports/master/AFG/projections.csv | 2021-02-24 | Rt | 1.03 | 1.04 | 1.05 | 1.05 | 1.06 | 1.09 | Surged Additional 50% Reduction | Afghanistan | AFG | 2022-01-02 | v8 | TRUE
https://raw.githubusercontent.com/mrc-ide/global-lmic-reports/master/AFG/projections.csv | 2021-02-24 | Reff | 1 | 1.01 | 1.03 | 1.03 | 1.04 | 1.06 | Surged Additional 50% Reduction | Afghanistan | AFG | 2022-01-02 | v8 | TRUE
https://raw.githubusercontent.com/mrc-ide/global-lmic-reports/master/AFG/projections.csv | 2021-02-24 | infections | 423.14 | 468.09 | 491.01 | 498.77 | 533.98 | 585.69 | Surged Maintain Status Quo | Afghanistan | AFG | 2022-01-02 | v8 | TRUE
https://raw.githubusercontent.com/mrc-ide/global-lmic-reports/master/AFG/projections.csv | 2021-02-24 | deaths | 1 | 1.08 | 1.14 | 1.14 | 1.19 | 1.3 | Surged Maintain Status Quo | Afghanistan | AFG | 2022-01-02 | v8 | TRUE
https://raw.githubusercontent.com/mrc-ide/global-lmic-reports/master/AFG/projections.csv | 2021-02-24 | hospital_demand | 36.85 | 39.73 | 42.53 | 42.25 | 44.08 | 48.09 | Surged Maintain Status Quo | Afghanistan | AFG | 2022-01-02 | v8 | TRUE
https://raw.githubusercontent.com/mrc-ide/global-lmic-reports/master/AFG/projections.csv | 2021-02-24 | ICU_demand | 15.95 | 17.07 | 18.17 | 18.07 | 18.81 | 20.53 | Surged Maintain Status Quo | Afghanistan | AFG | 2022-01-02 | v8 | TRUE
https://raw.githubusercontent.com/mrc-ide/global-lmic-reports/master/AFG/projections.csv | 2021-02-24 | hospital_incidence | 3.65 | 3.99 | 4.25 | 4.27 | 4.55 | 4.89 | Surged Maintain Status Quo | Afghanistan | AFG | 2022-01-02 | v8 | TRUE
https://raw.githubusercontent.com/mrc-ide/global-lmic-reports/master/AFG/projections.csv | 2021-02-24 | ICU_incidence | 1.04 | 1.14 | 1.22 | 1.22 | 1.3 | 1.4 | Surged Maintain Status Quo | Afghanistan | AFG | 2022-01-02 | v8 | TRUE
https://raw.githubusercontent.com/mrc-ide/global-lmic-reports/master/AFG/projections.csv | 2021-02-24 | prevalence | 2851.7 | 3117.94 | 3310.78 | 3336.01 | 3574.08 | 3863.55 | Surged Maintain Status Quo | Afghanistan | AFG | 2022-01-02 | v8 | TRUE
https://raw.githubusercontent.com/mrc-ide/global-lmic-reports/master/AFG/projections.csv | 2021-02-24 | cumulative_infections | 1018885.69 | 1063783.4 | 1092199.98 | 1092126.9 | 1120481.93 | 1172795.48 | Surged Maintain Status Quo | Afghanistan | AFG | 2022-01-02 | v8 | TRUE
https://raw.githubusercontent.com/mrc-ide/global-lmic-reports/master/AFG/projections.csv | 2021-02-24 | cumulative_deaths | 2191.9 | 2287.84 | 2349.49 | 2348.91 | 2410.57 | 2522.41 | Surged Maintain Status Quo | Afghanistan | AFG | 2022-01-02 | v8 | TRUE
https://raw.githubusercontent.com/mrc-ide/global-lmic-reports/master/AFG/projections.csv | 2021-02-24 | Rt | 1.03 | 1.04 | 1.05 | 1.05 | 1.06 | 1.09 | Surged Maintain Status Quo | Afghanistan | AFG | 2022-01-02 | v8 | TRUE
https://raw.githubusercontent.com/mrc-ide/global-lmic-reports/master/AFG/projections.csv | 2021-02-24 | Reff | 1 | 1.01 | 1.03 | 1.03 | 1.04 | 1.06 | Surged Maintain Status Quo | Afghanistan | AFG | 2022-01-02 | v8 | TRUE
https://raw.githubusercontent.com/mrc-ide/global-lmic-reports/master/AFG/projections.csv | 2021-02-24 | infections | 423.14 | 468.09 | 491.01 | 498.77 | 533.98 | 585.69 | Surged Optimistic | Afghanistan | AFG | 2022-01-02 | v8 | TRUE
https://raw.githubusercontent.com/mrc-ide/global-lmic-reports/master/AFG/projections.csv | 2021-02-24 | deaths | 1 | 1.08 | 1.14 | 1.14 | 1.19 | 1.3 | Surged Optimistic | Afghanistan | AFG | 2022-01-02 | v8 | TRUE
https://raw.githubusercontent.com/mrc-ide/global-lmic-reports/master/AFG/projections.csv | 2021-02-24 | hospital_demand | 36.85 | 39.73 | 42.53 | 42.25 | 44.08 | 48.09 | Surged Optimistic | Afghanistan | AFG | 2022-01-02 | v8 | TRUE
https://raw.githubusercontent.com/mrc-ide/global-lmic-reports/master/AFG/projections.csv | 2021-02-24 | ICU_demand | 15.95 | 17.07 | 18.17 | 18.07 | 18.81 | 20.53 | Surged Optimistic | Afghanistan | AFG | 2022-01-02 | v8 | TRUE
https://raw.githubusercontent.com/mrc-ide/global-lmic-reports/master/AFG/projections.csv | 2021-02-24 | hospital_incidence | 3.65 | 3.99 | 4.25 | 4.27 | 4.55 | 4.89 | Surged Optimistic | Afghanistan | AFG | 2022-01-02 | v8 | TRUE
https://raw.githubusercontent.com/mrc-ide/global-lmic-reports/master/AFG/projections.csv | 2021-02-24 | ICU_incidence | 1.04 | 1.14 | 1.22 | 1.22 | 1.3 | 1.4 | Surged Optimistic | Afghanistan | AFG | 2022-01-02 | v8 | TRUE
https://raw.githubusercontent.com/mrc-ide/global-lmic-reports/master/AFG/projections.csv | 2021-02-24 | prevalence | 2851.7 | 3117.94 | 3310.78 | 3336.01 | 3574.08 | 3863.55 | Surged Optimistic | Afghanistan | AFG | 2022-01-02 | v8 | TRUE
https://raw.githubusercontent.com/mrc-ide/global-lmic-reports/master/AFG/projections.csv | 2021-02-24 | cumulative_infections | 1018885.69 | 1063783.4 | 1092199.98 | 1092126.9 | 1120481.93 | 1172795.48 | Surged Optimistic | Afghanistan | AFG | 2022-01-02 | v8 | TRUE
https://raw.githubusercontent.com/mrc-ide/global-lmic-reports/master/AFG/projections.csv | 2021-02-24 | cumulative_deaths | 2191.9 | 2287.84 | 2349.49 | 2348.91 | 2410.57 | 2522.41 | Surged Optimistic | Afghanistan | AFG | 2022-01-02 | v8 | TRUE
https://raw.githubusercontent.com/mrc-ide/global-lmic-reports/master/AFG/projections.csv | 2021-02-24 | Rt | 1.03 | 1.04 | 1.05 | 1.05 | 1.06 | 1.09 | Surged Optimistic | Afghanistan | AFG | 2022-01-02 | v8 | TRUE
https://raw.githubusercontent.com/mrc-ide/global-lmic-reports/master/AFG/projections.csv | 2021-02-24 | Reff | 1 | 1.01 | 1.03 | 1.03 | 1.04 | 1.06 | Surged Optimistic | Afghanistan | AFG | 2022-01-02 | v8 | TRUE
https://raw.githubusercontent.com/mrc-ide/global-lmic-reports/master/AFG/projections.csv | 2021-02-24 | infections | 423.14 | 468.09 | 491.01 | 498.77 | 533.98 | 585.69 | Surged Pessimistic | Afghanistan | AFG | 2022-01-02 | v8 | TRUE
https://raw.githubusercontent.com/mrc-ide/global-lmic-reports/master/AFG/projections.csv | 2021-02-24 | deaths | 1 | 1.08 | 1.14 | 1.14 | 1.19 | 1.3 | Surged Pessimistic | Afghanistan | AFG | 2022-01-02 | v8 | TRUE
https://raw.githubusercontent.com/mrc-ide/global-lmic-reports/master/AFG/projections.csv | 2021-02-24 | hospital_demand | 36.85 | 39.73 | 42.53 | 42.25 | 44.08 | 48.09 | Surged Pessimistic | Afghanistan | AFG | 2022-01-02 | v8 | TRUE
https://raw.githubusercontent.com/mrc-ide/global-lmic-reports/master/AFG/projections.csv | 2021-02-24 | ICU_demand | 15.95 | 17.07 | 18.17 | 18.07 | 18.81 | 20.53 | Surged Pessimistic | Afghanistan | AFG | 2022-01-02 | v8 | TRUE
https://raw.githubusercontent.com/mrc-ide/global-lmic-reports/master/AFG/projections.csv | 2021-02-24 | hospital_incidence | 3.65 | 3.99 | 4.25 | 4.27 | 4.55 | 4.89 | Surged Pessimistic | Afghanistan | AFG | 2022-01-02 | v8 | TRUE
https://raw.githubusercontent.com/mrc-ide/global-lmic-reports/master/AFG/projections.csv | 2021-02-24 | ICU_incidence | 1.04 | 1.14 | 1.22 | 1.22 | 1.3 | 1.4 | Surged Pessimistic | Afghanistan | AFG | 2022-01-02 | v8 | TRUE
https://raw.githubusercontent.com/mrc-ide/global-lmic-reports/master/AFG/projections.csv | 2021-02-24 | prevalence | 2851.7 | 3117.94 | 3310.78 | 3336.01 | 3574.08 | 3863.55 | Surged Pessimistic | Afghanistan | AFG | 2022-01-02 | v8 | TRUE
https://raw.githubusercontent.com/mrc-ide/global-lmic-reports/master/AFG/projections.csv | 2021-02-24 | cumulative_infections | 1018885.69 | 1063783.4 | 1092199.98 | 1092126.9 | 1120481.93 | 1172795.48 | Surged Pessimistic | Afghanistan | AFG | 2022-01-02 | v8 | TRUE
https://raw.githubusercontent.com/mrc-ide/global-lmic-reports/master/AFG/projections.csv | 2021-02-24 | cumulative_deaths | 2191.9 | 2287.84 | 2349.49 | 2348.91 | 2410.57 | 2522.41 | Surged Pessimistic | Afghanistan | AFG | 2022-01-02 | v8 | TRUE
https://raw.githubusercontent.com/mrc-ide/global-lmic-reports/master/AFG/projections.csv | 2021-02-24 | Rt | 1.03 | 1.04 | 1.05 | 1.05 | 1.06 | 1.09 | Surged Pessimistic | Afghanistan | AFG | 2022-01-02 | v8 | TRUE
https://raw.githubusercontent.com/mrc-ide/global-lmic-reports/master/AFG/projections.csv | 2021-02-24 | Reff | 1 | 1.01 | 1.03 | 1.03 | 1.04 | 1.06 | Surged Pessimistic | Afghanistan | AFG | 2022-01-02 | v8 | TRUE
https://raw.githubusercontent.com/mrc-ide/global-lmic-reports/master/AFG/projections.csv | 2021-02-24 | infections | 423.14 | 468.09 | 491.01 | 498.77 | 533.98 | 585.69 | Surged Relax Interventions 50% | Afghanistan | AFG | 2022-01-02 | v8 | TRUE
https://raw.githubusercontent.com/mrc-ide/global-lmic-reports/master/AFG/projections.csv | 2021-02-24 | deaths | 1 | 1.08 | 1.14 | 1.14 | 1.19 | 1.3 | Surged Relax Interventions 50% | Afghanistan | AFG | 2022-01-02 | v8 | TRUE
https://raw.githubusercontent.com/mrc-ide/global-lmic-reports/master/AFG/projections.csv | 2021-02-24 | hospital_demand | 36.85 | 39.73 | 42.53 | 42.25 | 44.08 | 48.09 | Surged Relax Interventions 50% | Afghanistan | AFG | 2022-01-02 | v8 | TRUE
https://raw.githubusercontent.com/mrc-ide/global-lmic-reports/master/AFG/projections.csv | 2021-02-24 | ICU_demand | 15.95 | 17.07 | 18.17 | 18.07 | 18.81 | 20.53 | Surged Relax Interventions 50% | Afghanistan | AFG | 2022-01-02 | v8 | TRUE
https://raw.githubusercontent.com/mrc-ide/global-lmic-reports/master/AFG/projections.csv | 2021-02-24 | hospital_incidence | 3.65 | 3.99 | 4.25 | 4.27 | 4.55 | 4.89 | Surged Relax Interventions 50% | Afghanistan | AFG | 2022-01-02 | v8 | TRUE
https://raw.githubusercontent.com/mrc-ide/global-lmic-reports/master/AFG/projections.csv | 2021-02-24 | ICU_incidence | 1.04 | 1.14 | 1.22 | 1.22 | 1.3 | 1.4 | Surged Relax Interventions 50% | Afghanistan | AFG | 2022-01-02 | v8 | TRUE
https://raw.githubusercontent.com/mrc-ide/global-lmic-reports/master/AFG/projections.csv | 2021-02-24 | prevalence | 2851.7 | 3117.94 | 3310.78 | 3336.01 | 3574.08 | 3863.55 | Surged Relax Interventions 50% | Afghanistan | AFG | 2022-01-02 | v8 | TRUE
https://raw.githubusercontent.com/mrc-ide/global-lmic-reports/master/AFG/projections.csv | 2021-02-24 | cumulative_infections | 1018885.69 | 1063783.4 | 1092199.98 | 1092126.9 | 1120481.93 | 1172795.48 | Surged Relax Interventions 50% | Afghanistan | AFG | 2022-01-02 | v8 | TRUE
https://raw.githubusercontent.com/mrc-ide/global-lmic-reports/master/AFG/projections.csv | 2021-02-24 | cumulative_deaths | 2191.9 | 2287.84 | 2349.49 | 2348.91 | 2410.57 | 2522.41 | Surged Relax Interventions 50% | Afghanistan | AFG | 2022-01-02 | v8 | TRUE
https://raw.githubusercontent.com/mrc-ide/global-lmic-reports/master/AFG/projections.csv | 2021-02-24 | Rt | 1.03 | 1.04 | 1.05 | 1.05 | 1.06 | 1.09 | Surged Relax Interventions 50% | Afghanistan | AFG | 2022-01-02 | v8 | TRUE
https://raw.githubusercontent.com/mrc-ide/global-lmic-reports/master/AFG/projections.csv | 2021-02-24 | Reff | 1 | 1.01 | 1.03 | 1.03 | 1.04 | 1.06 | Surged Relax Interventions 50% | Afghanistan | AFG | 2022-01-02 | v8 | TRUE
https://raw.githubusercontent.com/mrc-ide/global-lmic-reports/master/AFG/projections.csv | 2021-02-25 | infections | 404.27 | 467.7 | 504.76 | 502.4 | 526.32 | 610.28 | Additional 50% Reduction | Afghanistan | AFG | 2022-01-02 | v8 | TRUE
https://raw.githubusercontent.com/mrc-ide/global-lmic-reports/master/AFG/projections.csv | 2021-02-25 | deaths | 0.97 | 1.08 | 1.15 | 1.14 | 1.2 | 1.31 | Additional 50% Reduction | Afghanistan | AFG | 2022-01-02 | v8 | TRUE
https://raw.githubusercontent.com/mrc-ide/global-lmic-reports/master/AFG/projections.csv | 2021-02-25 | hospital_demand | 35.83 | 40.61 | 42.69 | 42.64 | 45.02 | 49.44 | Additional 50% Reduction | Afghanistan | AFG | 2022-01-02 | v8 | TRUE
https://raw.githubusercontent.com/mrc-ide/global-lmic-reports/master/AFG/projections.csv | 2021-02-25 | ICU_demand | 15.42 | 17.06 | 18.13 | 18.11 | 18.99 | 20.59 | Additional 50% Reduction | Afghanistan | AFG | 2022-01-02 | v8 | TRUE
https://raw.githubusercontent.com/mrc-ide/global-lmic-reports/master/AFG/projections.csv | 2021-02-25 | hospital_incidence | 3.58 | 4.16 | 4.35 | 4.33 | 4.53 | 5.14 | Additional 50% Reduction | Afghanistan | AFG | 2022-01-02 | v8 | TRUE
https://raw.githubusercontent.com/mrc-ide/global-lmic-reports/master/AFG/projections.csv | 2021-02-25 | ICU_incidence | 1.02 | 1.19 | 1.24 | 1.24 | 1.3 | 1.47 | Additional 50% Reduction | Afghanistan | AFG | 2022-01-02 | v8 | TRUE
https://raw.githubusercontent.com/mrc-ide/global-lmic-reports/master/AFG/projections.csv | 2021-02-25 | prevalence | 2760.22 | 3209.08 | 3419.87 | 3392.81 | 3546.32 | 4058.19 | Additional 50% Reduction | Afghanistan | AFG | 2022-01-02 | v8 | TRUE
https://raw.githubusercontent.com/mrc-ide/global-lmic-reports/master/AFG/projections.csv | 2021-02-25 | cumulative_infections | 1027826.39 | 1065859.05 | 1100513.06 | 1104078.17 | 1119834.23 | 1220122.85 | Additional 50% Reduction | Afghanistan | AFG | 2022-01-02 | v8 | TRUE
https://raw.githubusercontent.com/mrc-ide/global-lmic-reports/master/AFG/projections.csv | 2021-02-25 | cumulative_deaths | 2211.2 | 2305.39 | 2382.11 | 2388.27 | 2425.77 | 2665.02 | Additional 50% Reduction | Afghanistan | AFG | 2022-01-02 | v8 | TRUE
https://raw.githubusercontent.com/mrc-ide/global-lmic-reports/master/AFG/projections.csv | 2021-02-25 | Rt | 0.99 | 1.02 | 1.03 | 1.03 | 1.04 | 1.07 | Additional 50% Reduction | Afghanistan | AFG | 2022-01-02 | v8 | TRUE
https://raw.githubusercontent.com/mrc-ide/global-lmic-reports/master/AFG/projections.csv | 2021-02-25 | Reff | 0.96 | 0.99 | 1 | 1 | 1.02 | 1.04 | Additional 50% Reduction | Afghanistan | AFG | 2022-01-02 | v8 | TRUE
https://raw.githubusercontent.com/mrc-ide/global-lmic-reports/master/AFG/projections.csv | 2021-02-25 | infections | 404.27 | 467.7 | 504.76 | 502.4 | 526.32 | 610.28 | Maintain Status Quo | Afghanistan | AFG | 2022-01-02 | v8 | TRUE
https://raw.githubusercontent.com/mrc-ide/global-lmic-reports/master/AFG/projections.csv | 2021-02-25 | deaths | 0.97 | 1.08 | 1.15 | 1.14 | 1.2 | 1.31 | Maintain Status Quo | Afghanistan | AFG | 2022-01-02 | v8 | TRUE
https://raw.githubusercontent.com/mrc-ide/global-lmic-reports/master/AFG/projections.csv | 2021-02-25 | hospital_demand | 35.83 | 40.61 | 42.69 | 42.64 | 45.02 | 49.44 | Maintain Status Quo | Afghanistan | AFG | 2022-01-02 | v8 | TRUE
https://raw.githubusercontent.com/mrc-ide/global-lmic-reports/master/AFG/projections.csv | 2021-02-25 | ICU_demand | 15.42 | 17.06 | 18.13 | 18.11 | 18.99 | 20.59 | Maintain Status Quo | Afghanistan | AFG | 2022-01-02 | v8 | TRUE
https://raw.githubusercontent.com/mrc-ide/global-lmic-reports/master/AFG/projections.csv | 2021-02-25 | hospital_incidence | 3.58 | 4.16 | 4.35 | 4.33 | 4.53 | 5.14 | Maintain Status Quo | Afghanistan | AFG | 2022-01-02 | v8 | TRUE
https://raw.githubusercontent.com/mrc-ide/global-lmic-reports/master/AFG/projections.csv | 2021-02-25 | ICU_incidence | 1.02 | 1.19 | 1.24 | 1.24 | 1.3 | 1.47 | Maintain Status Quo | Afghanistan | AFG | 2022-01-02 | v8 | TRUE
https://raw.githubusercontent.com/mrc-ide/global-lmic-reports/master/AFG/projections.csv | 2021-02-25 | prevalence | 2760.22 | 3209.08 | 3419.87 | 3392.81 | 3546.32 | 4058.19 | Maintain Status Quo | Afghanistan | AFG | 2022-01-02 | v8 | TRUE
https://raw.githubusercontent.com/mrc-ide/global-lmic-reports/master/AFG/projections.csv | 2021-02-25 | cumulative_infections | 1027826.39 | 1065859.05 | 1100513.06 | 1104078.17 | 1119834.23 | 1220122.85 | Maintain Status Quo | Afghanistan | AFG | 2022-01-02 | v8 | TRUE
https://raw.githubusercontent.com/mrc-ide/global-lmic-reports/master/AFG/projections.csv | 2021-02-25 | cumulative_deaths | 2211.2 | 2305.39 | 2382.11 | 2388.27 | 2425.77 | 2665.02 | Maintain Status Quo | Afghanistan | AFG | 2022-01-02 | v8 | TRUE
https://raw.githubusercontent.com/mrc-ide/global-lmic-reports/master/AFG/projections.csv | 2021-02-25 | Rt | 0.99 | 1.02 | 1.03 | 1.03 | 1.04 | 1.07 | Maintain Status Quo | Afghanistan | AFG | 2022-01-02 | v8 | TRUE
https://raw.githubusercontent.com/mrc-ide/global-lmic-reports/master/AFG/projections.csv | 2021-02-25 | Reff | 0.96 | 0.99 | 1 | 1 | 1.02 | 1.04 | Maintain Status Quo | Afghanistan | AFG | 2022-01-02 | v8 | TRUE
https://raw.githubusercontent.com/mrc-ide/global-lmic-reports/master/AFG/projections.csv | 2021-02-25 | infections | 404.27 | 467.7 | 504.76 | 502.4 | 526.32 | 610.28 | Optimistic | Afghanistan | AFG | 2022-01-02 | v8 | TRUE
https://raw.githubusercontent.com/mrc-ide/global-lmic-reports/master/AFG/projections.csv | 2021-02-25 | deaths | 0.97 | 1.08 | 1.15 | 1.14 | 1.2 | 1.31 | Optimistic | Afghanistan | AFG | 2022-01-02 | v8 | TRUE
https://raw.githubusercontent.com/mrc-ide/global-lmic-reports/master/AFG/projections.csv | 2021-02-25 | hospital_demand | 35.83 | 40.61 | 42.69 | 42.64 | 45.02 | 49.44 | Optimistic | Afghanistan | AFG | 2022-01-02 | v8 | TRUE
https://raw.githubusercontent.com/mrc-ide/global-lmic-reports/master/AFG/projections.csv | 2021-02-25 | ICU_demand | 15.42 | 17.06 | 18.13 | 18.11 | 18.99 | 20.59 | Optimistic | Afghanistan | AFG | 2022-01-02 | v8 | TRUE
https://raw.githubusercontent.com/mrc-ide/global-lmic-reports/master/AFG/projections.csv | 2021-02-25 | hospital_incidence | 3.58 | 4.16 | 4.35 | 4.33 | 4.53 | 5.14 | Optimistic | Afghanistan | AFG | 2022-01-02 | v8 | TRUE
https://raw.githubusercontent.com/mrc-ide/global-lmic-reports/master/AFG/projections.csv | 2021-02-25 | ICU_incidence | 1.02 | 1.19 | 1.24 | 1.24 | 1.3 | 1.47 | Optimistic | Afghanistan | AFG | 2022-01-02 | v8 | TRUE
https://raw.githubusercontent.com/mrc-ide/global-lmic-reports/master/AFG/projections.csv | 2021-02-25 | prevalence | 2760.22 | 3209.08 | 3419.87 | 3392.81 | 3546.32 | 4058.19 | Optimistic | Afghanistan | AFG | 2022-01-02 | v8 | TRUE
https://raw.githubusercontent.com/mrc-ide/global-lmic-reports/master/AFG/projections.csv | 2021-02-25 | cumulative_infections | 1027826.39 | 1065859.05 | 1100513.06 | 1104078.17 | 1119834.23 | 1220122.85 | Optimistic | Afghanistan | AFG | 2022-01-02 | v8 | TRUE
https://raw.githubusercontent.com/mrc-ide/global-lmic-reports/master/AFG/projections.csv | 2021-02-25 | cumulative_deaths | 2211.2 | 2305.39 | 2382.11 | 2388.27 | 2425.77 | 2665.02 | Optimistic | Afghanistan | AFG | 2022-01-02 | v8 | TRUE
https://raw.githubusercontent.com/mrc-ide/global-lmic-reports/master/AFG/projections.csv | 2021-02-25 | Rt | 0.99 | 1.02 | 1.03 | 1.03 | 1.04 | 1.07 | Optimistic | Afghanistan | AFG | 2022-01-02 | v8 | TRUE
https://raw.githubusercontent.com/mrc-ide/global-lmic-reports/master/AFG/projections.csv | 2021-02-25 | Reff | 0.96 | 0.99 | 1 | 1 | 1.02 | 1.04 | Optimistic | Afghanistan | AFG | 2022-01-02 | v8 | TRUE
https://raw.githubusercontent.com/mrc-ide/global-lmic-reports/master/AFG/projections.csv | 2021-02-25 | infections | 404.27 | 467.7 | 504.76 | 502.4 | 526.32 | 610.28 | Pessimistic | Afghanistan | AFG | 2022-01-02 | v8 | TRUE
https://raw.githubusercontent.com/mrc-ide/global-lmic-reports/master/AFG/projections.csv | 2021-02-25 | deaths | 0.97 | 1.08 | 1.15 | 1.14 | 1.2 | 1.31 | Pessimistic | Afghanistan | AFG | 2022-01-02 | v8 | TRUE
https://raw.githubusercontent.com/mrc-ide/global-lmic-reports/master/AFG/projections.csv | 2021-02-25 | hospital_demand | 35.83 | 40.61 | 42.69 | 42.64 | 45.02 | 49.44 | Pessimistic | Afghanistan | AFG | 2022-01-02 | v8 | TRUE
https://raw.githubusercontent.com/mrc-ide/global-lmic-reports/master/AFG/projections.csv | 2021-02-25 | ICU_demand | 15.42 | 17.06 | 18.13 | 18.11 | 18.99 | 20.59 | Pessimistic | Afghanistan | AFG | 2022-01-02 | v8 | TRUE
https://raw.githubusercontent.com/mrc-ide/global-lmic-reports/master/AFG/projections.csv | 2021-02-25 | hospital_incidence | 3.58 | 4.16 | 4.35 | 4.33 | 4.53 | 5.14 | Pessimistic | Afghanistan | AFG | 2022-01-02 | v8 | TRUE
https://raw.githubusercontent.com/mrc-ide/global-lmic-reports/master/AFG/projections.csv | 2021-02-25 | ICU_incidence | 1.02 | 1.19 | 1.24 | 1.24 | 1.3 | 1.47 | Pessimistic | Afghanistan | AFG | 2022-01-02 | v8 | TRUE
https://raw.githubusercontent.com/mrc-ide/global-lmic-reports/master/AFG/projections.csv | 2021-02-25 | prevalence | 2760.22 | 3209.08 | 3419.87 | 3392.81 | 3546.32 | 4058.19 | Pessimistic | Afghanistan | AFG | 2022-01-02 | v8 | TRUE
https://raw.githubusercontent.com/mrc-ide/global-lmic-reports/master/AFG/projections.csv | 2021-02-25 | cumulative_infections | 1027826.39 | 1065859.05 | 1100513.06 | 1104078.17 | 1119834.23 | 1220122.85 | Pessimistic | Afghanistan | AFG | 2022-01-02 | v8 | TRUE
https://raw.githubusercontent.com/mrc-ide/global-lmic-reports/master/AFG/projections.csv | 2021-02-25 | cumulative_deaths | 2211.2 | 2305.39 | 2382.11 | 2388.27 | 2425.77 | 2665.02 | Pessimistic | Afghanistan | AFG | 2022-01-02 | v8 | TRUE
https://raw.githubusercontent.com/mrc-ide/global-lmic-reports/master/AFG/projections.csv | 2021-02-25 | Rt | 0.99 | 1.02 | 1.03 | 1.03 | 1.04 | 1.07 | Pessimistic | Afghanistan | AFG | 2022-01-02 | v8 | TRUE
https://raw.githubusercontent.com/mrc-ide/global-lmic-reports/master/AFG/projections.csv | 2021-02-25 | Reff | 0.96 | 0.99 | 1 | 1 | 1.02 | 1.04 | Pessimistic | Afghanistan | AFG | 2022-01-02 | v8 | TRUE
https://raw.githubusercontent.com/mrc-ide/global-lmic-reports/master/AFG/projections.csv | 2021-02-25 | infections | 404.27 | 467.7 | 504.76 | 502.4 | 526.32 | 610.28 | Relax Interventions 50% | Afghanistan | AFG | 2022-01-02 | v8 | TRUE
https://raw.githubusercontent.com/mrc-ide/global-lmic-reports/master/AFG/projections.csv | 2021-02-25 | deaths | 0.97 | 1.08 | 1.15 | 1.14 | 1.2 | 1.31 | Relax Interventions 50% | Afghanistan | AFG | 2022-01-02 | v8 | TRUE
https://raw.githubusercontent.com/mrc-ide/global-lmic-reports/master/AFG/projections.csv | 2021-02-25 | hospital_demand | 35.83 | 40.61 | 42.69 | 42.64 | 45.02 | 49.44 | Relax Interventions 50% | Afghanistan | AFG | 2022-01-02 | v8 | TRUE
https://raw.githubusercontent.com/mrc-ide/global-lmic-reports/master/AFG/projections.csv | 2021-02-25 | ICU_demand | 15.42 | 17.06 | 18.13 | 18.11 | 18.99 | 20.59 | Relax Interventions 50% | Afghanistan | AFG | 2022-01-02 | v8 | TRUE
https://raw.githubusercontent.com/mrc-ide/global-lmic-reports/master/AFG/projections.csv | 2021-02-25 | hospital_incidence | 3.58 | 4.16 | 4.35 | 4.33 | 4.53 | 5.14 | Relax Interventions 50% | Afghanistan | AFG | 2022-01-02 | v8 | TRUE
https://raw.githubusercontent.com/mrc-ide/global-lmic-reports/master/AFG/projections.csv | 2021-02-25 | ICU_incidence | 1.02 | 1.19 | 1.24 | 1.24 | 1.3 | 1.47 | Relax Interventions 50% | Afghanistan | AFG | 2022-01-02 | v8 | TRUE
https://raw.githubusercontent.com/mrc-ide/global-lmic-reports/master/AFG/projections.csv | 2021-02-25 | prevalence | 2760.22 | 3209.08 | 3419.87 | 3392.81 | 3546.32 | 4058.19 | Relax Interventions 50% | Afghanistan | AFG | 2022-01-02 | v8 | TRUE
https://raw.githubusercontent.com/mrc-ide/global-lmic-reports/master/AFG/projections.csv | 2021-02-25 | cumulative_infections | 1027826.39 | 1065859.05 | 1100513.06 | 1104078.17 | 1119834.23 | 1220122.85 | Relax Interventions 50% | Afghanistan | AFG | 2022-01-02 | v8 | TRUE
https://raw.githubusercontent.com/mrc-ide/global-lmic-reports/master/AFG/projections.csv | 2021-02-25 | cumulative_deaths | 2211.2 | 2305.39 | 2382.11 | 2388.27 | 2425.77 | 2665.02 | Relax Interventions 50% | Afghanistan | AFG | 2022-01-02 | v8 | TRUE
https://raw.githubusercontent.com/mrc-ide/global-lmic-reports/master/AFG/projections.csv | 2021-02-25 | Rt | 0.99 | 1.02 | 1.03 | 1.03 | 1.04 | 1.07 | Relax Interventions 50% | Afghanistan | AFG | 2022-01-02 | v8 | TRUE
https://raw.githubusercontent.com/mrc-ide/global-lmic-reports/master/AFG/projections.csv | 2021-02-25 | Reff | 0.96 | 0.99 | 1 | 1 | 1.02 | 1.04 | Relax Interventions 50% | Afghanistan | AFG | 2022-01-02 | v8 | TRUE
https://raw.githubusercontent.com/mrc-ide/global-lmic-reports/master/AFG/projections.csv | 2021-02-25 | infections | 420.04 | 466.24 | 488.35 | 496.21 | 531.24 | 582.8 | Surged Additional 50% Reduction | Afghanistan | AFG | 2022-01-02 | v8 | TRUE
https://raw.githubusercontent.com/mrc-ide/global-lmic-reports/master/AFG/projections.csv | 2021-02-25 | deaths | 0.99 | 1.06 | 1.13 | 1.13 | 1.17 | 1.28 | Surged Additional 50% Reduction | Afghanistan | AFG | 2022-01-02 | v8 | TRUE
https://raw.githubusercontent.com/mrc-ide/global-lmic-reports/master/AFG/projections.csv | 2021-02-25 | hospital_demand | 36.51 | 39.33 | 42.26 | 41.97 | 43.74 | 47.71 | Surged Additional 50% Reduction | Afghanistan | AFG | 2022-01-02 | v8 | TRUE
https://raw.githubusercontent.com/mrc-ide/global-lmic-reports/master/AFG/projections.csv | 2021-02-25 | ICU_demand | 15.68 | 16.83 | 17.93 | 17.81 | 18.53 | 20.22 | Surged Additional 50% Reduction | Afghanistan | AFG | 2022-01-02 | v8 | TRUE
https://raw.githubusercontent.com/mrc-ide/global-lmic-reports/master/AFG/projections.csv | 2021-02-25 | hospital_incidence | 3.65 | 4 | 4.25 | 4.27 | 4.56 | 4.91 | Surged Additional 50% Reduction | Afghanistan | AFG | 2022-01-02 | v8 | TRUE
https://raw.githubusercontent.com/mrc-ide/global-lmic-reports/master/AFG/projections.csv | 2021-02-25 | ICU_incidence | 1.04 | 1.14 | 1.22 | 1.22 | 1.3 | 1.4 | Surged Additional 50% Reduction | Afghanistan | AFG | 2022-01-02 | v8 | TRUE
https://raw.githubusercontent.com/mrc-ide/global-lmic-reports/master/AFG/projections.csv | 2021-02-25 | prevalence | 2857.08 | 3135.62 | 3314.81 | 3348.52 | 3588.27 | 3888.88 | Surged Additional 50% Reduction | Afghanistan | AFG | 2022-01-02 | v8 | TRUE
https://raw.githubusercontent.com/mrc-ide/global-lmic-reports/master/AFG/projections.csv | 2021-02-25 | cumulative_infections | 1019383.29 | 1064286.16 | 1092714.18 | 1092623.11 | 1120953.36 | 1173285.89 | Surged Additional 50% Reduction | Afghanistan | AFG | 2022-01-02 | v8 | TRUE
https://raw.githubusercontent.com/mrc-ide/global-lmic-reports/master/AFG/projections.csv | 2021-02-25 | cumulative_deaths | 2193.01 | 2288.96 | 2350.57 | 2350.04 | 2411.67 | 2523.57 | Surged Additional 50% Reduction | Afghanistan | AFG | 2022-01-02 | v8 | TRUE
https://raw.githubusercontent.com/mrc-ide/global-lmic-reports/master/AFG/projections.csv | 2021-02-25 | Rt | 1 | 1.01 | 1.03 | 1.03 | 1.04 | 1.07 | Surged Additional 50% Reduction | Afghanistan | AFG | 2022-01-02 | v8 | TRUE
https://raw.githubusercontent.com/mrc-ide/global-lmic-reports/master/AFG/projections.csv | 2021-02-25 | Reff | 0.98 | 0.99 | 1 | 1 | 1.02 | 1.05 | Surged Additional 50% Reduction | Afghanistan | AFG | 2022-01-02 | v8 | TRUE
https://raw.githubusercontent.com/mrc-ide/global-lmic-reports/master/AFG/projections.csv | 2021-02-25 | infections | 420.04 | 466.24 | 488.35 | 496.21 | 531.24 | 582.8 | Surged Maintain Status Quo | Afghanistan | AFG | 2022-01-02 | v8 | TRUE
https://raw.githubusercontent.com/mrc-ide/global-lmic-reports/master/AFG/projections.csv | 2021-02-25 | deaths | 0.99 | 1.06 | 1.13 | 1.13 | 1.17 | 1.28 | Surged Maintain Status Quo | Afghanistan | AFG | 2022-01-02 | v8 | TRUE
https://raw.githubusercontent.com/mrc-ide/global-lmic-reports/master/AFG/projections.csv | 2021-02-25 | hospital_demand | 36.51 | 39.33 | 42.26 | 41.97 | 43.74 | 47.71 | Surged Maintain Status Quo | Afghanistan | AFG | 2022-01-02 | v8 | TRUE
https://raw.githubusercontent.com/mrc-ide/global-lmic-reports/master/AFG/projections.csv | 2021-02-25 | ICU_demand | 15.68 | 16.83 | 17.93 | 17.81 | 18.53 | 20.22 | Surged Maintain Status Quo | Afghanistan | AFG | 2022-01-02 | v8 | TRUE
https://raw.githubusercontent.com/mrc-ide/global-lmic-reports/master/AFG/projections.csv | 2021-02-25 | hospital_incidence | 3.65 | 4 | 4.25 | 4.27 | 4.56 | 4.91 | Surged Maintain Status Quo | Afghanistan | AFG | 2022-01-02 | v8 | TRUE
https://raw.githubusercontent.com/mrc-ide/global-lmic-reports/master/AFG/projections.csv | 2021-02-25 | ICU_incidence | 1.04 | 1.14 | 1.22 | 1.22 | 1.3 | 1.4 | Surged Maintain Status Quo | Afghanistan | AFG | 2022-01-02 | v8 | TRUE
https://raw.githubusercontent.com/mrc-ide/global-lmic-reports/master/AFG/projections.csv | 2021-02-25 | prevalence | 2857.08 | 3135.62 | 3314.81 | 3348.52 | 3588.27 | 3888.88 | Surged Maintain Status Quo | Afghanistan | AFG | 2022-01-02 | v8 | TRUE
https://raw.githubusercontent.com/mrc-ide/global-lmic-reports/master/AFG/projections.csv | 2021-02-25 | cumulative_infections | 1019383.29 | 1064286.16 | 1092714.18 | 1092623.11 | 1120953.36 | 1173285.89 | Surged Maintain Status Quo | Afghanistan | AFG | 2022-01-02 | v8 | TRUE
https://raw.githubusercontent.com/mrc-ide/global-lmic-reports/master/AFG/projections.csv | 2021-02-25 | cumulative_deaths | 2193.01 | 2288.96 | 2350.57 | 2350.04 | 2411.67 | 2523.57 | Surged Maintain Status Quo | Afghanistan | AFG | 2022-01-02 | v8 | TRUE
https://raw.githubusercontent.com/mrc-ide/global-lmic-reports/master/AFG/projections.csv | 2021-02-25 | Rt | 1 | 1.01 | 1.03 | 1.03 | 1.04 | 1.07 | Surged Maintain Status Quo | Afghanistan | AFG | 2022-01-02 | v8 | TRUE
https://raw.githubusercontent.com/mrc-ide/global-lmic-reports/master/AFG/projections.csv | 2021-02-25 | Reff | 0.98 | 0.99 | 1 | 1 | 1.02 | 1.05 | Surged Maintain Status Quo | Afghanistan | AFG | 2022-01-02 | v8 | TRUE
https://raw.githubusercontent.com/mrc-ide/global-lmic-reports/master/AFG/projections.csv | 2021-02-25 | infections | 420.04 | 466.24 | 488.35 | 496.21 | 531.24 | 582.8 | Surged Optimistic | Afghanistan | AFG | 2022-01-02 | v8 | TRUE
https://raw.githubusercontent.com/mrc-ide/global-lmic-reports/master/AFG/projections.csv | 2021-02-25 | deaths | 0.99 | 1.06 | 1.13 | 1.13 | 1.17 | 1.28 | Surged Optimistic | Afghanistan | AFG | 2022-01-02 | v8 | TRUE
https://raw.githubusercontent.com/mrc-ide/global-lmic-reports/master/AFG/projections.csv | 2021-02-25 | hospital_demand | 36.51 | 39.33 | 42.26 | 41.97 | 43.74 | 47.71 | Surged Optimistic | Afghanistan | AFG | 2022-01-02 | v8 | TRUE
https://raw.githubusercontent.com/mrc-ide/global-lmic-reports/master/AFG/projections.csv | 2021-02-25 | ICU_demand | 15.68 | 16.83 | 17.93 | 17.81 | 18.53 | 20.22 | Surged Optimistic | Afghanistan | AFG | 2022-01-02 | v8 | TRUE
https://raw.githubusercontent.com/mrc-ide/global-lmic-reports/master/AFG/projections.csv | 2021-02-25 | hospital_incidence | 3.65 | 4 | 4.25 | 4.27 | 4.56 | 4.91 | Surged Optimistic | Afghanistan | AFG | 2022-01-02 | v8 | TRUE
https://raw.githubusercontent.com/mrc-ide/global-lmic-reports/master/AFG/projections.csv | 2021-02-25 | ICU_incidence | 1.04 | 1.14 | 1.22 | 1.22 | 1.3 | 1.4 | Surged Optimistic | Afghanistan | AFG | 2022-01-02 | v8 | TRUE
https://raw.githubusercontent.com/mrc-ide/global-lmic-reports/master/AFG/projections.csv | 2021-02-25 | prevalence | 2857.08 | 3135.62 | 3314.81 | 3348.52 | 3588.27 | 3888.88 | Surged Optimistic | Afghanistan | AFG | 2022-01-02 | v8 | TRUE
https://raw.githubusercontent.com/mrc-ide/global-lmic-reports/master/AFG/projections.csv | 2021-02-25 | cumulative_infections | 1019383.29 | 1064286.16 | 1092714.18 | 1092623.11 | 1120953.36 | 1173285.89 | Surged Optimistic | Afghanistan | AFG | 2022-01-02 | v8 | TRUE
https://raw.githubusercontent.com/mrc-ide/global-lmic-reports/master/AFG/projections.csv | 2021-02-25 | cumulative_deaths | 2193.01 | 2288.96 | 2350.57 | 2350.04 | 2411.67 | 2523.57 | Surged Optimistic | Afghanistan | AFG | 2022-01-02 | v8 | TRUE
https://raw.githubusercontent.com/mrc-ide/global-lmic-reports/master/AFG/projections.csv | 2021-02-25 | Rt | 1 | 1.01 | 1.03 | 1.03 | 1.04 | 1.07 | Surged Optimistic | Afghanistan | AFG | 2022-01-02 | v8 | TRUE
https://raw.githubusercontent.com/mrc-ide/global-lmic-reports/master/AFG/projections.csv | 2021-02-25 | Reff | 0.98 | 0.99 | 1 | 1 | 1.02 | 1.05 | Surged Optimistic | Afghanistan | AFG | 2022-01-02 | v8 | TRUE
https://raw.githubusercontent.com/mrc-ide/global-lmic-reports/master/AFG/projections.csv | 2021-02-25 | infections | 420.04 | 466.24 | 488.35 | 496.21 | 531.24 | 582.8 | Surged Pessimistic | Afghanistan | AFG | 2022-01-02 | v8 | TRUE
https://raw.githubusercontent.com/mrc-ide/global-lmic-reports/master/AFG/projections.csv | 2021-02-25 | deaths | 0.99 | 1.06 | 1.13 | 1.13 | 1.17 | 1.28 | Surged Pessimistic | Afghanistan | AFG | 2022-01-02 | v8 | TRUE
https://raw.githubusercontent.com/mrc-ide/global-lmic-reports/master/AFG/projections.csv | 2021-02-25 | hospital_demand | 36.51 | 39.33 | 42.26 | 41.97 | 43.74 | 47.71 | Surged Pessimistic | Afghanistan | AFG | 2022-01-02 | v8 | TRUE
https://raw.githubusercontent.com/mrc-ide/global-lmic-reports/master/AFG/projections.csv | 2021-02-25 | ICU_demand | 15.68 | 16.83 | 17.93 | 17.81 | 18.53 | 20.22 | Surged Pessimistic | Afghanistan | AFG | 2022-01-02 | v8 | TRUE
https://raw.githubusercontent.com/mrc-ide/global-lmic-reports/master/AFG/projections.csv | 2021-02-25 | hospital_incidence | 3.65 | 4 | 4.25 | 4.27 | 4.56 | 4.91 | Surged Pessimistic | Afghanistan | AFG | 2022-01-02 | v8 | TRUE
https://raw.githubusercontent.com/mrc-ide/global-lmic-reports/master/AFG/projections.csv | 2021-02-25 | ICU_incidence | 1.04 | 1.14 | 1.22 | 1.22 | 1.3 | 1.4 | Surged Pessimistic | Afghanistan | AFG | 2022-01-02 | v8 | TRUE
https://raw.githubusercontent.com/mrc-ide/global-lmic-reports/master/AFG/projections.csv | 2021-02-25 | prevalence | 2857.08 | 3135.62 | 3314.81 | 3348.52 | 3588.27 | 3888.88 | Surged Pessimistic | Afghanistan | AFG | 2022-01-02 | v8 | TRUE
https://raw.githubusercontent.com/mrc-ide/global-lmic-reports/master/AFG/projections.csv | 2021-02-25 | cumulative_infections | 1019383.29 | 1064286.16 | 1092714.18 | 1092623.11 | 1120953.36 | 1173285.89 | Surged Pessimistic | Afghanistan | AFG | 2022-01-02 | v8 | TRUE
https://raw.githubusercontent.com/mrc-ide/global-lmic-reports/master/AFG/projections.csv | 2021-02-25 | cumulative_deaths | 2193.01 | 2288.96 | 2350.57 | 2350.04 | 2411.67 | 2523.57 | Surged Pessimistic | Afghanistan | AFG | 2022-01-02 | v8 | TRUE
https://raw.githubusercontent.com/mrc-ide/global-lmic-reports/master/AFG/projections.csv | 2021-02-25 | Rt | 1 | 1.01 | 1.03 | 1.03 | 1.04 | 1.07 | Surged Pessimistic | Afghanistan | AFG | 2022-01-02 | v8 | TRUE
https://raw.githubusercontent.com/mrc-ide/global-lmic-reports/master/AFG/projections.csv | 2021-02-25 | Reff | 0.98 | 0.99 | 1 | 1 | 1.02 | 1.05 | Surged Pessimistic | Afghanistan | AFG | 2022-01-02 | v8 | TRUE
https://raw.githubusercontent.com/mrc-ide/global-lmic-reports/master/AFG/projections.csv | 2021-02-25 | infections | 420.04 | 466.24 | 488.35 | 496.21 | 531.24 | 582.8 | Surged Relax Interventions 50% | Afghanistan | AFG | 2022-01-02 | v8 | TRUE
https://raw.githubusercontent.com/mrc-ide/global-lmic-reports/master/AFG/projections.csv | 2021-02-25 | deaths | 0.99 | 1.06 | 1.13 | 1.13 | 1.17 | 1.28 | Surged Relax Interventions 50% | Afghanistan | AFG | 2022-01-02 | v8 | TRUE
https://raw.githubusercontent.com/mrc-ide/global-lmic-reports/master/AFG/projections.csv | 2021-02-25 | hospital_demand | 36.51 | 39.33 | 42.26 | 41.97 | 43.74 | 47.71 | Surged Relax Interventions 50% | Afghanistan | AFG | 2022-01-02 | v8 | TRUE
https://raw.githubusercontent.com/mrc-ide/global-lmic-reports/master/AFG/projections.csv | 2021-02-25 | ICU_demand | 15.68 | 16.83 | 17.93 | 17.81 | 18.53 | 20.22 | Surged Relax Interventions 50% | Afghanistan | AFG | 2022-01-02 | v8 | TRUE
https://raw.githubusercontent.com/mrc-ide/global-lmic-reports/master/AFG/projections.csv | 2021-02-25 | hospital_incidence | 3.65 | 4 | 4.25 | 4.27 | 4.56 | 4.91 | Surged Relax Interventions 50% | Afghanistan | AFG | 2022-01-02 | v8 | TRUE
https://raw.githubusercontent.com/mrc-ide/global-lmic-reports/master/AFG/projections.csv | 2021-02-25 | ICU_incidence | 1.04 | 1.14 | 1.22 | 1.22 | 1.3 | 1.4 | Surged Relax Interventions 50% | Afghanistan | AFG | 2022-01-02 | v8 | TRUE
https://raw.githubusercontent.com/mrc-ide/global-lmic-reports/master/AFG/projections.csv | 2021-02-25 | prevalence | 2857.08 | 3135.62 | 3314.81 | 3348.52 | 3588.27 | 3888.88 | Surged Relax Interventions 50% | Afghanistan | AFG | 2022-01-02 | v8 | TRUE
https://raw.githubusercontent.com/mrc-ide/global-lmic-reports/master/AFG/projections.csv | 2021-02-25 | cumulative_infections | 1019383.29 | 1064286.16 | 1092714.18 | 1092623.11 | 1120953.36 | 1173285.89 | Surged Relax Interventions 50% | Afghanistan | AFG | 2022-01-02 | v8 | TRUE
https://raw.githubusercontent.com/mrc-ide/global-lmic-reports/master/AFG/projections.csv | 2021-02-25 | cumulative_deaths | 2193.01 | 2288.96 | 2350.57 | 2350.04 | 2411.67 | 2523.57 | Surged Relax Interventions 50% | Afghanistan | AFG | 2022-01-02 | v8 | TRUE
https://raw.githubusercontent.com/mrc-ide/global-lmic-reports/master/AFG/projections.csv | 2021-02-25 | Rt | 1 | 1.01 | 1.03 | 1.03 | 1.04 | 1.07 | Surged Relax Interventions 50% | Afghanistan | AFG | 2022-01-02 | v8 | TRUE
https://raw.githubusercontent.com/mrc-ide/global-lmic-reports/master/AFG/projections.csv | 2021-02-25 | Reff | 0.98 | 0.99 | 1 | 1 | 1.02 | 1.05 | Surged Relax Interventions 50% | Afghanistan | AFG | 2022-01-02 | v8 | TRUE
https://raw.githubusercontent.com/mrc-ide/global-lmic-reports/master/AFG/projections.csv | 2021-02-26 | infections | 394.34 | 461.22 | 495.09 | 493.27 | 512.45 | 600.62 | Additional 50% Reduction | Afghanistan | AFG | 2022-01-02 | v8 | TRUE
https://raw.githubusercontent.com/mrc-ide/global-lmic-reports/master/AFG/projections.csv | 2021-02-26 | deaths | 0.96 | 1.07 | 1.14 | 1.13 | 1.19 | 1.3 | Additional 50% Reduction | Afghanistan | AFG | 2022-01-02 | v8 | TRUE
https://raw.githubusercontent.com/mrc-ide/global-lmic-reports/master/AFG/projections.csv | 2021-02-26 | hospital_demand | 35.58 | 40.46 | 42.45 | 42.39 | 44.81 | 49.3 | Additional 50% Reduction | Afghanistan | AFG | 2022-01-02 | v8 | TRUE
https://raw.githubusercontent.com/mrc-ide/global-lmic-reports/master/AFG/projections.csv | 2021-02-26 | ICU_demand | 15.2 | 16.88 | 17.9 | 17.88 | 18.81 | 20.41 | Additional 50% Reduction | Afghanistan | AFG | 2022-01-02 | v8 | TRUE
https://raw.githubusercontent.com/mrc-ide/global-lmic-reports/master/AFG/projections.csv | 2021-02-26 | hospital_incidence | 3.57 | 4.16 | 4.37 | 4.34 | 4.54 | 5.16 | Additional 50% Reduction | Afghanistan | AFG | 2022-01-02 | v8 | TRUE
https://raw.githubusercontent.com/mrc-ide/global-lmic-reports/master/AFG/projections.csv | 2021-02-26 | ICU_incidence | 1.02 | 1.19 | 1.25 | 1.24 | 1.3 | 1.47 | Additional 50% Reduction | Afghanistan | AFG | 2022-01-02 | v8 | TRUE
https://raw.githubusercontent.com/mrc-ide/global-lmic-reports/master/AFG/projections.csv | 2021-02-26 | prevalence | 2754.88 | 3198.8 | 3420.99 | 3393.99 | 3548.93 | 4074.85 | Additional 50% Reduction | Afghanistan | AFG | 2022-01-02 | v8 | TRUE
https://raw.githubusercontent.com/mrc-ide/global-lmic-reports/master/AFG/projections.csv | 2021-02-26 | cumulative_infections | 1028253.28 | 1066353.72 | 1101019.46 | 1104571.44 | 1120396.8 | 1220615.62 | Additional 50% Reduction | Afghanistan | AFG | 2022-01-02 | v8 | TRUE
https://raw.githubusercontent.com/mrc-ide/global-lmic-reports/master/AFG/projections.csv | 2021-02-26 | cumulative_deaths | 2212.3 | 2306.42 | 2383.24 | 2389.41 | 2426.96 | 2666.13 | Additional 50% Reduction | Afghanistan | AFG | 2022-01-02 | v8 | TRUE
https://raw.githubusercontent.com/mrc-ide/global-lmic-reports/master/AFG/projections.csv | 2021-02-26 | Rt | 1.25 | 1.27 | 1.29 | 1.29 | 1.32 | 1.37 | Additional 50% Reduction | Afghanistan | AFG | 2022-01-02 | v8 | TRUE
https://raw.githubusercontent.com/mrc-ide/global-lmic-reports/master/AFG/projections.csv | 2021-02-26 | Reff | 1.21 | 1.23 | 1.25 | 1.26 | 1.28 | 1.33 | Additional 50% Reduction | Afghanistan | AFG | 2022-01-02 | v8 | TRUE
https://raw.githubusercontent.com/mrc-ide/global-lmic-reports/master/AFG/projections.csv | 2021-02-26 | infections | 394.34 | 461.22 | 495.09 | 493.27 | 512.45 | 600.62 | Maintain Status Quo | Afghanistan | AFG | 2022-01-02 | v8 | TRUE
https://raw.githubusercontent.com/mrc-ide/global-lmic-reports/master/AFG/projections.csv | 2021-02-26 | deaths | 0.96 | 1.07 | 1.14 | 1.13 | 1.19 | 1.3 | Maintain Status Quo | Afghanistan | AFG | 2022-01-02 | v8 | TRUE
https://raw.githubusercontent.com/mrc-ide/global-lmic-reports/master/AFG/projections.csv | 2021-02-26 | hospital_demand | 35.58 | 40.46 | 42.45 | 42.39 | 44.81 | 49.3 | Maintain Status Quo | Afghanistan | AFG | 2022-01-02 | v8 | TRUE
https://raw.githubusercontent.com/mrc-ide/global-lmic-reports/master/AFG/projections.csv | 2021-02-26 | ICU_demand | 15.2 | 16.88 | 17.9 | 17.88 | 18.81 | 20.41 | Maintain Status Quo | Afghanistan | AFG | 2022-01-02 | v8 | TRUE
https://raw.githubusercontent.com/mrc-ide/global-lmic-reports/master/AFG/projections.csv | 2021-02-26 | hospital_incidence | 3.57 | 4.16 | 4.37 | 4.34 | 4.54 | 5.16 | Maintain Status Quo | Afghanistan | AFG | 2022-01-02 | v8 | TRUE
https://raw.githubusercontent.com/mrc-ide/global-lmic-reports/master/AFG/projections.csv | 2021-02-26 | ICU_incidence | 1.02 | 1.19 | 1.25 | 1.24 | 1.3 | 1.47 | Maintain Status Quo | Afghanistan | AFG | 2022-01-02 | v8 | TRUE
https://raw.githubusercontent.com/mrc-ide/global-lmic-reports/master/AFG/projections.csv | 2021-02-26 | prevalence | 2754.88 | 3198.8 | 3420.99 | 3393.99 | 3548.93 | 4074.85 | Maintain Status Quo | Afghanistan | AFG | 2022-01-02 | v8 | TRUE
https://raw.githubusercontent.com/mrc-ide/global-lmic-reports/master/AFG/projections.csv | 2021-02-26 | cumulative_infections | 1028253.28 | 1066353.72 | 1101019.46 | 1104571.44 | 1120396.8 | 1220615.62 | Maintain Status Quo | Afghanistan | AFG | 2022-01-02 | v8 | TRUE
https://raw.githubusercontent.com/mrc-ide/global-lmic-reports/master/AFG/projections.csv | 2021-02-26 | cumulative_deaths | 2212.3 | 2306.42 | 2383.24 | 2389.41 | 2426.96 | 2666.13 | Maintain Status Quo | Afghanistan | AFG | 2022-01-02 | v8 | TRUE
https://raw.githubusercontent.com/mrc-ide/global-lmic-reports/master/AFG/projections.csv | 2021-02-26 | Rt | 1.25 | 1.27 | 1.29 | 1.29 | 1.32 | 1.37 | Maintain Status Quo | Afghanistan | AFG | 2022-01-02 | v8 | TRUE
https://raw.githubusercontent.com/mrc-ide/global-lmic-reports/master/AFG/projections.csv | 2021-02-26 | Reff | 1.21 | 1.23 | 1.25 | 1.26 | 1.28 | 1.33 | Maintain Status Quo | Afghanistan | AFG | 2022-01-02 | v8 | TRUE
https://raw.githubusercontent.com/mrc-ide/global-lmic-reports/master/AFG/projections.csv | 2021-02-26 | infections | 394.34 | 461.22 | 495.09 | 493.27 | 512.45 | 600.62 | Optimistic | Afghanistan | AFG | 2022-01-02 | v8 | TRUE
https://raw.githubusercontent.com/mrc-ide/global-lmic-reports/master/AFG/projections.csv | 2021-02-26 | deaths | 0.96 | 1.07 | 1.14 | 1.13 | 1.19 | 1.3 | Optimistic | Afghanistan | AFG | 2022-01-02 | v8 | TRUE
https://raw.githubusercontent.com/mrc-ide/global-lmic-reports/master/AFG/projections.csv | 2021-02-26 | hospital_demand | 35.58 | 40.46 | 42.45 | 42.39 | 44.81 | 49.3 | Optimistic | Afghanistan | AFG | 2022-01-02 | v8 | TRUE
https://raw.githubusercontent.com/mrc-ide/global-lmic-reports/master/AFG/projections.csv | 2021-02-26 | ICU_demand | 15.2 | 16.88 | 17.9 | 17.88 | 18.81 | 20.41 | Optimistic | Afghanistan | AFG | 2022-01-02 | v8 | TRUE
https://raw.githubusercontent.com/mrc-ide/global-lmic-reports/master/AFG/projections.csv | 2021-02-26 | hospital_incidence | 3.57 | 4.16 | 4.37 | 4.34 | 4.54 | 5.16 | Optimistic | Afghanistan | AFG | 2022-01-02 | v8 | TRUE
https://raw.githubusercontent.com/mrc-ide/global-lmic-reports/master/AFG/projections.csv | 2021-02-26 | ICU_incidence | 1.02 | 1.19 | 1.25 | 1.24 | 1.3 | 1.47 | Optimistic | Afghanistan | AFG | 2022-01-02 | v8 | TRUE
https://raw.githubusercontent.com/mrc-ide/global-lmic-reports/master/AFG/projections.csv | 2021-02-26 | prevalence | 2754.88 | 3198.8 | 3420.99 | 3393.99 | 3548.93 | 4074.85 | Optimistic | Afghanistan | AFG | 2022-01-02 | v8 | TRUE
https://raw.githubusercontent.com/mrc-ide/global-lmic-reports/master/AFG/projections.csv | 2021-02-26 | cumulative_infections | 1028253.28 | 1066353.72 | 1101019.46 | 1104571.44 | 1120396.8 | 1220615.62 | Optimistic | Afghanistan | AFG | 2022-01-02 | v8 | TRUE
https://raw.githubusercontent.com/mrc-ide/global-lmic-reports/master/AFG/projections.csv | 2021-02-26 | cumulative_deaths | 2212.3 | 2306.42 | 2383.24 | 2389.41 | 2426.96 | 2666.13 | Optimistic | Afghanistan | AFG | 2022-01-02 | v8 | TRUE
https://raw.githubusercontent.com/mrc-ide/global-lmic-reports/master/AFG/projections.csv | 2021-02-26 | Rt | 1.25 | 1.27 | 1.29 | 1.29 | 1.32 | 1.37 | Optimistic | Afghanistan | AFG | 2022-01-02 | v8 | TRUE
https://raw.githubusercontent.com/mrc-ide/global-lmic-reports/master/AFG/projections.csv | 2021-02-26 | Reff | 1.21 | 1.23 | 1.25 | 1.26 | 1.28 | 1.33 | Optimistic | Afghanistan | AFG | 2022-01-02 | v8 | TRUE
https://raw.githubusercontent.com/mrc-ide/global-lmic-reports/master/AFG/projections.csv | 2021-02-26 | infections | 394.34 | 461.22 | 495.09 | 493.27 | 512.45 | 600.62 | Pessimistic | Afghanistan | AFG | 2022-01-02 | v8 | TRUE
https://raw.githubusercontent.com/mrc-ide/global-lmic-reports/master/AFG/projections.csv | 2021-02-26 | deaths | 0.96 | 1.07 | 1.14 | 1.13 | 1.19 | 1.3 | Pessimistic | Afghanistan | AFG | 2022-01-02 | v8 | TRUE
https://raw.githubusercontent.com/mrc-ide/global-lmic-reports/master/AFG/projections.csv | 2021-02-26 | hospital_demand | 35.58 | 40.46 | 42.45 | 42.39 | 44.81 | 49.3 | Pessimistic | Afghanistan | AFG | 2022-01-02 | v8 | TRUE
https://raw.githubusercontent.com/mrc-ide/global-lmic-reports/master/AFG/projections.csv | 2021-02-26 | ICU_demand | 15.2 | 16.88 | 17.9 | 17.88 | 18.81 | 20.41 | Pessimistic | Afghanistan | AFG | 2022-01-02 | v8 | TRUE
https://raw.githubusercontent.com/mrc-ide/global-lmic-reports/master/AFG/projections.csv | 2021-02-26 | hospital_incidence | 3.57 | 4.16 | 4.37 | 4.34 | 4.54 | 5.16 | Pessimistic | Afghanistan | AFG | 2022-01-02 | v8 | TRUE
https://raw.githubusercontent.com/mrc-ide/global-lmic-reports/master/AFG/projections.csv | 2021-02-26 | ICU_incidence | 1.02 | 1.19 | 1.25 | 1.24 | 1.3 | 1.47 | Pessimistic | Afghanistan | AFG | 2022-01-02 | v8 | TRUE
https://raw.githubusercontent.com/mrc-ide/global-lmic-reports/master/AFG/projections.csv | 2021-02-26 | prevalence | 2754.88 | 3198.8 | 3420.99 | 3393.99 | 3548.93 | 4074.85 | Pessimistic | Afghanistan | AFG | 2022-01-02 | v8 | TRUE
https://raw.githubusercontent.com/mrc-ide/global-lmic-reports/master/AFG/projections.csv | 2021-02-26 | cumulative_infections | 1028253.28 | 1066353.72 | 1101019.46 | 1104571.44 | 1120396.8 | 1220615.62 | Pessimistic | Afghanistan | AFG | 2022-01-02 | v8 | TRUE
https://raw.githubusercontent.com/mrc-ide/global-lmic-reports/master/AFG/projections.csv | 2021-02-26 | cumulative_deaths | 2212.3 | 2306.42 | 2383.24 | 2389.41 | 2426.96 | 2666.13 | Pessimistic | Afghanistan | AFG | 2022-01-02 | v8 | TRUE
https://raw.githubusercontent.com/mrc-ide/global-lmic-reports/master/AFG/projections.csv | 2021-02-26 | Rt | 1.25 | 1.27 | 1.29 | 1.29 | 1.32 | 1.37 | Pessimistic | Afghanistan | AFG | 2022-01-02 | v8 | TRUE
https://raw.githubusercontent.com/mrc-ide/global-lmic-reports/master/AFG/projections.csv | 2021-02-26 | Reff | 1.21 | 1.23 | 1.25 | 1.26 | 1.28 | 1.33 | Pessimistic | Afghanistan | AFG | 2022-01-02 | v8 | TRUE
https://raw.githubusercontent.com/mrc-ide/global-lmic-reports/master/AFG/projections.csv | 2021-02-26 | infections | 394.34 | 461.22 | 495.09 | 493.27 | 512.45 | 600.62 | Relax Interventions 50% | Afghanistan | AFG | 2022-01-02 | v8 | TRUE
https://raw.githubusercontent.com/mrc-ide/global-lmic-reports/master/AFG/projections.csv | 2021-02-26 | deaths | 0.96 | 1.07 | 1.14 | 1.13 | 1.19 | 1.3 | Relax Interventions 50% | Afghanistan | AFG | 2022-01-02 | v8 | TRUE
https://raw.githubusercontent.com/mrc-ide/global-lmic-reports/master/AFG/projections.csv | 2021-02-26 | hospital_demand | 35.58 | 40.46 | 42.45 | 42.39 | 44.81 | 49.3 | Relax Interventions 50% | Afghanistan | AFG | 2022-01-02 | v8 | TRUE
https://raw.githubusercontent.com/mrc-ide/global-lmic-reports/master/AFG/projections.csv | 2021-02-26 | ICU_demand | 15.2 | 16.88 | 17.9 | 17.88 | 18.81 | 20.41 | Relax Interventions 50% | Afghanistan | AFG | 2022-01-02 | v8 | TRUE
https://raw.githubusercontent.com/mrc-ide/global-lmic-reports/master/AFG/projections.csv | 2021-02-26 | hospital_incidence | 3.57 | 4.16 | 4.37 | 4.34 | 4.54 | 5.16 | Relax Interventions 50% | Afghanistan | AFG | 2022-01-02 | v8 | TRUE
https://raw.githubusercontent.com/mrc-ide/global-lmic-reports/master/AFG/projections.csv | 2021-02-26 | ICU_incidence | 1.02 | 1.19 | 1.25 | 1.24 | 1.3 | 1.47 | Relax Interventions 50% | Afghanistan | AFG | 2022-01-02 | v8 | TRUE
https://raw.githubusercontent.com/mrc-ide/global-lmic-reports/master/AFG/projections.csv | 2021-02-26 | prevalence | 2754.88 | 3198.8 | 3420.99 | 3393.99 | 3548.93 | 4074.85 | Relax Interventions 50% | Afghanistan | AFG | 2022-01-02 | v8 | TRUE
https://raw.githubusercontent.com/mrc-ide/global-lmic-reports/master/AFG/projections.csv | 2021-02-26 | cumulative_infections | 1028253.28 | 1066353.72 | 1101019.46 | 1104571.44 | 1120396.8 | 1220615.62 | Relax Interventions 50% | Afghanistan | AFG | 2022-01-02 | v8 | TRUE
https://raw.githubusercontent.com/mrc-ide/global-lmic-reports/master/AFG/projections.csv | 2021-02-26 | cumulative_deaths | 2212.3 | 2306.42 | 2383.24 | 2389.41 | 2426.96 | 2666.13 | Relax Interventions 50% | Afghanistan | AFG | 2022-01-02 | v8 | TRUE
https://raw.githubusercontent.com/mrc-ide/global-lmic-reports/master/AFG/projections.csv | 2021-02-26 | Rt | 1.25 | 1.27 | 1.29 | 1.29 | 1.32 | 1.37 | Relax Interventions 50% | Afghanistan | AFG | 2022-01-02 | v8 | TRUE
https://raw.githubusercontent.com/mrc-ide/global-lmic-reports/master/AFG/projections.csv | 2021-02-26 | Reff | 1.21 | 1.23 | 1.25 | 1.26 | 1.28 | 1.33 | Relax Interventions 50% | Afghanistan | AFG | 2022-01-02 | v8 | TRUE
https://raw.githubusercontent.com/mrc-ide/global-lmic-reports/master/AFG/projections.csv | 2021-02-26 | infections | 412.93 | 458.97 | 480.31 | 487.86 | 521.95 | 570.46 | Surged Additional 50% Reduction | Afghanistan | AFG | 2022-01-02 | v8 | TRUE
https://raw.githubusercontent.com/mrc-ide/global-lmic-reports/master/AFG/projections.csv | 2021-02-26 | deaths | 0.98 | 1.05 | 1.12 | 1.11 | 1.16 | 1.27 | Surged Additional 50% Reduction | Afghanistan | AFG | 2022-01-02 | v8 | TRUE
https://raw.githubusercontent.com/mrc-ide/global-lmic-reports/master/AFG/projections.csv | 2021-02-26 | hospital_demand | 36.22 | 39.12 | 41.96 | 41.73 | 43.47 | 47.47 | Surged Additional 50% Reduction | Afghanistan | AFG | 2022-01-02 | v8 | TRUE
https://raw.githubusercontent.com/mrc-ide/global-lmic-reports/master/AFG/projections.csv | 2021-02-26 | ICU_demand | 15.45 | 16.62 | 17.7 | 17.59 | 18.28 | 19.95 | Surged Additional 50% Reduction | Afghanistan | AFG | 2022-01-02 | v8 | TRUE
https://raw.githubusercontent.com/mrc-ide/global-lmic-reports/master/AFG/projections.csv | 2021-02-26 | hospital_incidence | 3.66 | 4.01 | 4.26 | 4.29 | 4.58 | 4.93 | Surged Additional 50% Reduction | Afghanistan | AFG | 2022-01-02 | v8 | TRUE
https://raw.githubusercontent.com/mrc-ide/global-lmic-reports/master/AFG/projections.csv | 2021-02-26 | ICU_incidence | 1.05 | 1.15 | 1.22 | 1.23 | 1.31 | 1.41 | Surged Additional 50% Reduction | Afghanistan | AFG | 2022-01-02 | v8 | TRUE
https://raw.githubusercontent.com/mrc-ide/global-lmic-reports/master/AFG/projections.csv | 2021-02-26 | prevalence | 2853.9 | 3140.93 | 3312.47 | 3350.82 | 3593.58 | 3898.13 | Surged Additional 50% Reduction | Afghanistan | AFG | 2022-01-02 | v8 | TRUE
https://raw.githubusercontent.com/mrc-ide/global-lmic-reports/master/AFG/projections.csv | 2021-02-26 | cumulative_infections | 1019872.85 | 1064780.07 | 1093225.91 | 1093110.97 | 1121417.26 | 1173762.03 | Surged Additional 50% Reduction | Afghanistan | AFG | 2022-01-02 | v8 | TRUE
https://raw.githubusercontent.com/mrc-ide/global-lmic-reports/master/AFG/projections.csv | 2021-02-26 | cumulative_deaths | 2194.05 | 2290.07 | 2351.64 | 2351.15 | 2412.76 | 2524.72 | Surged Additional 50% Reduction | Afghanistan | AFG | 2022-01-02 | v8 | TRUE
https://raw.githubusercontent.com/mrc-ide/global-lmic-reports/master/AFG/projections.csv | 2021-02-26 | Rt | 1.22 | 1.28 | 1.3 | 1.3 | 1.33 | 1.37 | Surged Additional 50% Reduction | Afghanistan | AFG | 2022-01-02 | v8 | TRUE
https://raw.githubusercontent.com/mrc-ide/global-lmic-reports/master/AFG/projections.csv | 2021-02-26 | Reff | 1.19 | 1.24 | 1.27 | 1.27 | 1.29 | 1.33 | Surged Additional 50% Reduction | Afghanistan | AFG | 2022-01-02 | v8 | TRUE
https://raw.githubusercontent.com/mrc-ide/global-lmic-reports/master/AFG/projections.csv | 2021-02-26 | infections | 412.93 | 458.97 | 480.31 | 487.86 | 521.95 | 570.46 | Surged Maintain Status Quo | Afghanistan | AFG | 2022-01-02 | v8 | TRUE
https://raw.githubusercontent.com/mrc-ide/global-lmic-reports/master/AFG/projections.csv | 2021-02-26 | deaths | 0.98 | 1.05 | 1.12 | 1.11 | 1.16 | 1.27 | Surged Maintain Status Quo | Afghanistan | AFG | 2022-01-02 | v8 | TRUE
https://raw.githubusercontent.com/mrc-ide/global-lmic-reports/master/AFG/projections.csv | 2021-02-26 | hospital_demand | 36.22 | 39.12 | 41.96 | 41.73 | 43.47 | 47.47 | Surged Maintain Status Quo | Afghanistan | AFG | 2022-01-02 | v8 | TRUE
https://raw.githubusercontent.com/mrc-ide/global-lmic-reports/master/AFG/projections.csv | 2021-02-26 | ICU_demand | 15.45 | 16.62 | 17.7 | 17.59 | 18.28 | 19.95 | Surged Maintain Status Quo | Afghanistan | AFG | 2022-01-02 | v8 | TRUE
https://raw.githubusercontent.com/mrc-ide/global-lmic-reports/master/AFG/projections.csv | 2021-02-26 | hospital_incidence | 3.66 | 4.01 | 4.26 | 4.29 | 4.58 | 4.93 | Surged Maintain Status Quo | Afghanistan | AFG | 2022-01-02 | v8 | TRUE
https://raw.githubusercontent.com/mrc-ide/global-lmic-reports/master/AFG/projections.csv | 2021-02-26 | ICU_incidence | 1.05 | 1.15 | 1.22 | 1.23 | 1.31 | 1.41 | Surged Maintain Status Quo | Afghanistan | AFG | 2022-01-02 | v8 | TRUE
https://raw.githubusercontent.com/mrc-ide/global-lmic-reports/master/AFG/projections.csv | 2021-02-26 | prevalence | 2853.9 | 3140.93 | 3312.47 | 3350.82 | 3593.58 | 3898.13 | Surged Maintain Status Quo | Afghanistan | AFG | 2022-01-02 | v8 | TRUE
https://raw.githubusercontent.com/mrc-ide/global-lmic-reports/master/AFG/projections.csv | 2021-02-26 | cumulative_infections | 1019872.85 | 1064780.07 | 1093225.91 | 1093110.97 | 1121417.26 | 1173762.03 | Surged Maintain Status Quo | Afghanistan | AFG | 2022-01-02 | v8 | TRUE
https://raw.githubusercontent.com/mrc-ide/global-lmic-reports/master/AFG/projections.csv | 2021-02-26 | cumulative_deaths | 2194.05 | 2290.07 | 2351.64 | 2351.15 | 2412.76 | 2524.72 | Surged Maintain Status Quo | Afghanistan | AFG | 2022-01-02 | v8 | TRUE
https://raw.githubusercontent.com/mrc-ide/global-lmic-reports/master/AFG/projections.csv | 2021-02-26 | Rt | 1.22 | 1.28 | 1.3 | 1.3 | 1.33 | 1.37 | Surged Maintain Status Quo | Afghanistan | AFG | 2022-01-02 | v8 | TRUE
https://raw.githubusercontent.com/mrc-ide/global-lmic-reports/master/AFG/projections.csv | 2021-02-26 | Reff | 1.19 | 1.24 | 1.27 | 1.27 | 1.29 | 1.33 | Surged Maintain Status Quo | Afghanistan | AFG | 2022-01-02 | v8 | TRUE
https://raw.githubusercontent.com/mrc-ide/global-lmic-reports/master/AFG/projections.csv | 2021-02-26 | infections | 412.93 | 458.97 | 480.31 | 487.86 | 521.95 | 570.46 | Surged Optimistic | Afghanistan | AFG | 2022-01-02 | v8 | TRUE
https://raw.githubusercontent.com/mrc-ide/global-lmic-reports/master/AFG/projections.csv | 2021-02-26 | deaths | 0.98 | 1.05 | 1.12 | 1.11 | 1.16 | 1.27 | Surged Optimistic | Afghanistan | AFG | 2022-01-02 | v8 | TRUE
https://raw.githubusercontent.com/mrc-ide/global-lmic-reports/master/AFG/projections.csv | 2021-02-26 | hospital_demand | 36.22 | 39.12 | 41.96 | 41.73 | 43.47 | 47.47 | Surged Optimistic | Afghanistan | AFG | 2022-01-02 | v8 | TRUE
https://raw.githubusercontent.com/mrc-ide/global-lmic-reports/master/AFG/projections.csv | 2021-02-26 | ICU_demand | 15.45 | 16.62 | 17.7 | 17.59 | 18.28 | 19.95 | Surged Optimistic | Afghanistan | AFG | 2022-01-02 | v8 | TRUE
https://raw.githubusercontent.com/mrc-ide/global-lmic-reports/master/AFG/projections.csv | 2021-02-26 | hospital_incidence | 3.66 | 4.01 | 4.26 | 4.29 | 4.58 | 4.93 | Surged Optimistic | Afghanistan | AFG | 2022-01-02 | v8 | TRUE
https://raw.githubusercontent.com/mrc-ide/global-lmic-reports/master/AFG/projections.csv | 2021-02-26 | ICU_incidence | 1.05 | 1.15 | 1.22 | 1.23 | 1.31 | 1.41 | Surged Optimistic | Afghanistan | AFG | 2022-01-02 | v8 | TRUE
https://raw.githubusercontent.com/mrc-ide/global-lmic-reports/master/AFG/projections.csv | 2021-02-26 | prevalence | 2853.9 | 3140.93 | 3312.47 | 3350.82 | 3593.58 | 3898.13 | Surged Optimistic | Afghanistan | AFG | 2022-01-02 | v8 | TRUE
https://raw.githubusercontent.com/mrc-ide/global-lmic-reports/master/AFG/projections.csv | 2021-02-26 | cumulative_infections | 1019872.85 | 1064780.07 | 1093225.91 | 1093110.97 | 1121417.26 | 1173762.03 | Surged Optimistic | Afghanistan | AFG | 2022-01-02 | v8 | TRUE
https://raw.githubusercontent.com/mrc-ide/global-lmic-reports/master/AFG/projections.csv | 2021-02-26 | cumulative_deaths | 2194.05 | 2290.07 | 2351.64 | 2351.15 | 2412.76 | 2524.72 | Surged Optimistic | Afghanistan | AFG | 2022-01-02 | v8 | TRUE
https://raw.githubusercontent.com/mrc-ide/global-lmic-reports/master/AFG/projections.csv | 2021-02-26 | Rt | 1.22 | 1.28 | 1.3 | 1.3 | 1.33 | 1.37 | Surged Optimistic | Afghanistan | AFG | 2022-01-02 | v8 | TRUE
https://raw.githubusercontent.com/mrc-ide/global-lmic-reports/master/AFG/projections.csv | 2021-02-26 | Reff | 1.19 | 1.24 | 1.27 | 1.27 | 1.29 | 1.33 | Surged Optimistic | Afghanistan | AFG | 2022-01-02 | v8 | TRUE
https://raw.githubusercontent.com/mrc-ide/global-lmic-reports/master/AFG/projections.csv | 2021-02-26 | infections | 412.93 | 458.97 | 480.31 | 487.86 | 521.95 | 570.46 | Surged Pessimistic | Afghanistan | AFG | 2022-01-02 | v8 | TRUE
https://raw.githubusercontent.com/mrc-ide/global-lmic-reports/master/AFG/projections.csv | 2021-02-26 | deaths | 0.98 | 1.05 | 1.12 | 1.11 | 1.16 | 1.27 | Surged Pessimistic | Afghanistan | AFG | 2022-01-02 | v8 | TRUE
https://raw.githubusercontent.com/mrc-ide/global-lmic-reports/master/AFG/projections.csv | 2021-02-26 | hospital_demand | 36.22 | 39.12 | 41.96 | 41.73 | 43.47 | 47.47 | Surged Pessimistic | Afghanistan | AFG | 2022-01-02 | v8 | TRUE
https://raw.githubusercontent.com/mrc-ide/global-lmic-reports/master/AFG/projections.csv | 2021-02-26 | ICU_demand | 15.45 | 16.62 | 17.7 | 17.59 | 18.28 | 19.95 | Surged Pessimistic | Afghanistan | AFG | 2022-01-02 | v8 | TRUE
https://raw.githubusercontent.com/mrc-ide/global-lmic-reports/master/AFG/projections.csv | 2021-02-26 | hospital_incidence | 3.66 | 4.01 | 4.26 | 4.29 | 4.58 | 4.93 | Surged Pessimistic | Afghanistan | AFG | 2022-01-02 | v8 | TRUE
https://raw.githubusercontent.com/mrc-ide/global-lmic-reports/master/AFG/projections.csv | 2021-02-26 | ICU_incidence | 1.05 | 1.15 | 1.22 | 1.23 | 1.31 | 1.41 | Surged Pessimistic | Afghanistan | AFG | 2022-01-02 | v8 | TRUE
https://raw.githubusercontent.com/mrc-ide/global-lmic-reports/master/AFG/projections.csv | 2021-02-26 | prevalence | 2853.9 | 3140.93 | 3312.47 | 3350.82 | 3593.58 | 3898.13 | Surged Pessimistic | Afghanistan | AFG | 2022-01-02 | v8 | TRUE
https://raw.githubusercontent.com/mrc-ide/global-lmic-reports/master/AFG/projections.csv | 2021-02-26 | cumulative_infections | 1019872.85 | 1064780.07 | 1093225.91 | 1093110.97 | 1121417.26 | 1173762.03 | Surged Pessimistic | Afghanistan | AFG | 2022-01-02 | v8 | TRUE
https://raw.githubusercontent.com/mrc-ide/global-lmic-reports/master/AFG/projections.csv | 2021-02-26 | cumulative_deaths | 2194.05 | 2290.07 | 2351.64 | 2351.15 | 2412.76 | 2524.72 | Surged Pessimistic | Afghanistan | AFG | 2022-01-02 | v8 | TRUE
https://raw.githubusercontent.com/mrc-ide/global-lmic-reports/master/AFG/projections.csv | 2021-02-26 | Rt | 1.22 | 1.28 | 1.3 | 1.3 | 1.33 | 1.37 | Surged Pessimistic | Afghanistan | AFG | 2022-01-02 | v8 | TRUE
https://raw.githubusercontent.com/mrc-ide/global-lmic-reports/master/AFG/projections.csv | 2021-02-26 | Reff | 1.19 | 1.24 | 1.27 | 1.27 | 1.29 | 1.33 | Surged Pessimistic | Afghanistan | AFG | 2022-01-02 | v8 | TRUE
https://raw.githubusercontent.com/mrc-ide/global-lmic-reports/master/AFG/projections.csv | 2021-02-26 | infections | 412.93 | 458.97 | 480.31 | 487.86 | 521.95 | 570.46 | Surged Relax Interventions 50% | Afghanistan | AFG | 2022-01-02 | v8 | TRUE
https://raw.githubusercontent.com/mrc-ide/global-lmic-reports/master/AFG/projections.csv | 2021-02-26 | deaths | 0.98 | 1.05 | 1.12 | 1.11 | 1.16 | 1.27 | Surged Relax Interventions 50% | Afghanistan | AFG | 2022-01-02 | v8 | TRUE
https://raw.githubusercontent.com/mrc-ide/global-lmic-reports/master/AFG/projections.csv | 2021-02-26 | hospital_demand | 36.22 | 39.12 | 41.96 | 41.73 | 43.47 | 47.47 | Surged Relax Interventions 50% | Afghanistan | AFG | 2022-01-02 | v8 | TRUE
https://raw.githubusercontent.com/mrc-ide/global-lmic-reports/master/AFG/projections.csv | 2021-02-26 | ICU_demand | 15.45 | 16.62 | 17.7 | 17.59 | 18.28 | 19.95 | Surged Relax Interventions 50% | Afghanistan | AFG | 2022-01-02 | v8 | TRUE
https://raw.githubusercontent.com/mrc-ide/global-lmic-reports/master/AFG/projections.csv | 2021-02-26 | hospital_incidence | 3.66 | 4.01 | 4.26 | 4.29 | 4.58 | 4.93 | Surged Relax Interventions 50% | Afghanistan | AFG | 2022-01-02 | v8 | TRUE
https://raw.githubusercontent.com/mrc-ide/global-lmic-reports/master/AFG/projections.csv | 2021-02-26 | ICU_incidence | 1.05 | 1.15 | 1.22 | 1.23 | 1.31 | 1.41 | Surged Relax Interventions 50% | Afghanistan | AFG | 2022-01-02 | v8 | TRUE
https://raw.githubusercontent.com/mrc-ide/global-lmic-reports/master/AFG/projections.csv | 2021-02-26 | prevalence | 2853.9 | 3140.93 | 3312.47 | 3350.82 | 3593.58 | 3898.13 | Surged Relax Interventions 50% | Afghanistan | AFG | 2022-01-02 | v8 | TRUE
https://raw.githubusercontent.com/mrc-ide/global-lmic-reports/master/AFG/projections.csv | 2021-02-26 | cumulative_infections | 1019872.85 | 1064780.07 | 1093225.91 | 1093110.97 | 1121417.26 | 1173762.03 | Surged Relax Interventions 50% | Afghanistan | AFG | 2022-01-02 | v8 | TRUE
https://raw.githubusercontent.com/mrc-ide/global-lmic-reports/master/AFG/projections.csv | 2021-02-26 | cumulative_deaths | 2194.05 | 2290.07 | 2351.64 | 2351.15 | 2412.76 | 2524.72 | Surged Relax Interventions 50% | Afghanistan | AFG | 2022-01-02 | v8 | TRUE
https://raw.githubusercontent.com/mrc-ide/global-lmic-reports/master/AFG/projections.csv | 2021-02-26 | Rt | 1.22 | 1.28 | 1.3 | 1.3 | 1.33 | 1.37 | Surged Relax Interventions 50% | Afghanistan | AFG | 2022-01-02 | v8 | TRUE
https://raw.githubusercontent.com/mrc-ide/global-lmic-reports/master/AFG/projections.csv | 2021-02-26 | Reff | 1.19 | 1.24 | 1.27 | 1.27 | 1.29 | 1.33 | Surged Relax Interventions 50% | Afghanistan | AFG | 2022-01-02 | v8 | TRUE
https://raw.githubusercontent.com/mrc-ide/global-lmic-reports/master/AFG/projections.csv | 2021-02-27 | infections | 515.41 | 595.11 | 615.48 | 619.62 | 645.52 | 724.72 | Additional 50% Reduction | Afghanistan | AFG | 2022-01-02 | v8 | TRUE
https://raw.githubusercontent.com/mrc-ide/global-lmic-reports/master/AFG/projections.csv | 2021-02-27 | deaths | 0.95 | 1.06 | 1.12 | 1.12 | 1.18 | 1.29 | Additional 50% Reduction | Afghanistan | AFG | 2022-01-02 | v8 | TRUE
https://raw.githubusercontent.com/mrc-ide/global-lmic-reports/master/AFG/projections.csv | 2021-02-27 | hospital_demand | 35.39 | 40.36 | 42.26 | 42.19 | 44.47 | 49.2 | Additional 50% Reduction | Afghanistan | AFG | 2022-01-02 | v8 | TRUE
https://raw.githubusercontent.com/mrc-ide/global-lmic-reports/master/AFG/projections.csv | 2021-02-27 | ICU_demand | 15.02 | 16.73 | 17.7 | 17.67 | 18.62 | 20.26 | Additional 50% Reduction | Afghanistan | AFG | 2022-01-02 | v8 | TRUE
https://raw.githubusercontent.com/mrc-ide/global-lmic-reports/master/AFG/projections.csv | 2021-02-27 | hospital_incidence | 3.57 | 4.16 | 4.39 | 4.36 | 4.57 | 5.18 | Additional 50% Reduction | Afghanistan | AFG | 2022-01-02 | v8 | TRUE
https://raw.githubusercontent.com/mrc-ide/global-lmic-reports/master/AFG/projections.csv | 2021-02-27 | ICU_incidence | 1.02 | 1.19 | 1.25 | 1.25 | 1.31 | 1.48 | Additional 50% Reduction | Afghanistan | AFG | 2022-01-02 | v8 | TRUE
https://raw.githubusercontent.com/mrc-ide/global-lmic-reports/master/AFG/projections.csv | 2021-02-27 | prevalence | 2870.47 | 3314.57 | 3544.66 | 3519.55 | 3663.37 | 4223.45 | Additional 50% Reduction | Afghanistan | AFG | 2022-01-02 | v8 | TRUE
https://raw.githubusercontent.com/mrc-ide/global-lmic-reports/master/AFG/projections.csv | 2021-02-27 | cumulative_infections | 1028811.69 | 1066978.32 | 1101637.38 | 1105191.05 | 1121080.69 | 1221239.12 | Additional 50% Reduction | Afghanistan | AFG | 2022-01-02 | v8 | TRUE
https://raw.githubusercontent.com/mrc-ide/global-lmic-reports/master/AFG/projections.csv | 2021-02-27 | cumulative_deaths | 2213.39 | 2307.44 | 2384.34 | 2390.53 | 2428.15 | 2667.23 | Additional 50% Reduction | Afghanistan | AFG | 2022-01-02 | v8 | TRUE
https://raw.githubusercontent.com/mrc-ide/global-lmic-reports/master/AFG/projections.csv | 2021-02-27 | Rt | 1.24 | 1.26 | 1.28 | 1.28 | 1.31 | 1.36 | Additional 50% Reduction | Afghanistan | AFG | 2022-01-02 | v8 | TRUE
https://raw.githubusercontent.com/mrc-ide/global-lmic-reports/master/AFG/projections.csv | 2021-02-27 | Reff | 1.21 | 1.22 | 1.25 | 1.25 | 1.27 | 1.32 | Additional 50% Reduction | Afghanistan | AFG | 2022-01-02 | v8 | TRUE
https://raw.githubusercontent.com/mrc-ide/global-lmic-reports/master/AFG/projections.csv | 2021-02-27 | infections | 515.41 | 595.11 | 615.48 | 619.62 | 645.52 | 724.72 | Maintain Status Quo | Afghanistan | AFG | 2022-01-02 | v8 | TRUE
https://raw.githubusercontent.com/mrc-ide/global-lmic-reports/master/AFG/projections.csv | 2021-02-27 | deaths | 0.95 | 1.06 | 1.12 | 1.12 | 1.18 | 1.29 | Maintain Status Quo | Afghanistan | AFG | 2022-01-02 | v8 | TRUE
https://raw.githubusercontent.com/mrc-ide/global-lmic-reports/master/AFG/projections.csv | 2021-02-27 | hospital_demand | 35.39 | 40.36 | 42.26 | 42.19 | 44.47 | 49.2 | Maintain Status Quo | Afghanistan | AFG | 2022-01-02 | v8 | TRUE
https://raw.githubusercontent.com/mrc-ide/global-lmic-reports/master/AFG/projections.csv | 2021-02-27 | ICU_demand | 15.02 | 16.73 | 17.7 | 17.67 | 18.62 | 20.26 | Maintain Status Quo | Afghanistan | AFG | 2022-01-02 | v8 | TRUE
https://raw.githubusercontent.com/mrc-ide/global-lmic-reports/master/AFG/projections.csv | 2021-02-27 | hospital_incidence | 3.57 | 4.16 | 4.39 | 4.36 | 4.57 | 5.18 | Maintain Status Quo | Afghanistan | AFG | 2022-01-02 | v8 | TRUE
https://raw.githubusercontent.com/mrc-ide/global-lmic-reports/master/AFG/projections.csv | 2021-02-27 | ICU_incidence | 1.02 | 1.19 | 1.25 | 1.25 | 1.31 | 1.48 | Maintain Status Quo | Afghanistan | AFG | 2022-01-02 | v8 | TRUE
https://raw.githubusercontent.com/mrc-ide/global-lmic-reports/master/AFG/projections.csv | 2021-02-27 | prevalence | 2870.47 | 3314.57 | 3544.66 | 3519.55 | 3663.37 | 4223.45 | Maintain Status Quo | Afghanistan | AFG | 2022-01-02 | v8 | TRUE
https://raw.githubusercontent.com/mrc-ide/global-lmic-reports/master/AFG/projections.csv | 2021-02-27 | cumulative_infections | 1028811.69 | 1066978.32 | 1101637.38 | 1105191.05 | 1121080.69 | 1221239.12 | Maintain Status Quo | Afghanistan | AFG | 2022-01-02 | v8 | TRUE
https://raw.githubusercontent.com/mrc-ide/global-lmic-reports/master/AFG/projections.csv | 2021-02-27 | cumulative_deaths | 2213.39 | 2307.44 | 2384.34 | 2390.53 | 2428.15 | 2667.23 | Maintain Status Quo | Afghanistan | AFG | 2022-01-02 | v8 | TRUE
https://raw.githubusercontent.com/mrc-ide/global-lmic-reports/master/AFG/projections.csv | 2021-02-27 | Rt | 1.24 | 1.26 | 1.28 | 1.28 | 1.31 | 1.36 | Maintain Status Quo | Afghanistan | AFG | 2022-01-02 | v8 | TRUE
https://raw.githubusercontent.com/mrc-ide/global-lmic-reports/master/AFG/projections.csv | 2021-02-27 | Reff | 1.21 | 1.22 | 1.25 | 1.25 | 1.27 | 1.32 | Maintain Status Quo | Afghanistan | AFG | 2022-01-02 | v8 | TRUE
https://raw.githubusercontent.com/mrc-ide/global-lmic-reports/master/AFG/projections.csv | 2021-02-27 | infections | 515.41 | 595.11 | 615.48 | 619.62 | 645.52 | 724.72 | Optimistic | Afghanistan | AFG | 2022-01-02 | v8 | TRUE
https://raw.githubusercontent.com/mrc-ide/global-lmic-reports/master/AFG/projections.csv | 2021-02-27 | deaths | 0.95 | 1.06 | 1.12 | 1.12 | 1.18 | 1.29 | Optimistic | Afghanistan | AFG | 2022-01-02 | v8 | TRUE
https://raw.githubusercontent.com/mrc-ide/global-lmic-reports/master/AFG/projections.csv | 2021-02-27 | hospital_demand | 35.39 | 40.36 | 42.26 | 42.19 | 44.47 | 49.2 | Optimistic | Afghanistan | AFG | 2022-01-02 | v8 | TRUE
https://raw.githubusercontent.com/mrc-ide/global-lmic-reports/master/AFG/projections.csv | 2021-02-27 | ICU_demand | 15.02 | 16.73 | 17.7 | 17.67 | 18.62 | 20.26 | Optimistic | Afghanistan | AFG | 2022-01-02 | v8 | TRUE
https://raw.githubusercontent.com/mrc-ide/global-lmic-reports/master/AFG/projections.csv | 2021-02-27 | hospital_incidence | 3.57 | 4.16 | 4.39 | 4.36 | 4.57 | 5.18 | Optimistic | Afghanistan | AFG | 2022-01-02 | v8 | TRUE
https://raw.githubusercontent.com/mrc-ide/global-lmic-reports/master/AFG/projections.csv | 2021-02-27 | ICU_incidence | 1.02 | 1.19 | 1.25 | 1.25 | 1.31 | 1.48 | Optimistic | Afghanistan | AFG | 2022-01-02 | v8 | TRUE
https://raw.githubusercontent.com/mrc-ide/global-lmic-reports/master/AFG/projections.csv | 2021-02-27 | prevalence | 2870.47 | 3314.57 | 3544.66 | 3519.55 | 3663.37 | 4223.45 | Optimistic | Afghanistan | AFG | 2022-01-02 | v8 | TRUE
https://raw.githubusercontent.com/mrc-ide/global-lmic-reports/master/AFG/projections.csv | 2021-02-27 | cumulative_infections | 1028811.69 | 1066978.32 | 1101637.38 | 1105191.05 | 1121080.69 | 1221239.12 | Optimistic | Afghanistan | AFG | 2022-01-02 | v8 | TRUE
https://raw.githubusercontent.com/mrc-ide/global-lmic-reports/master/AFG/projections.csv | 2021-02-27 | cumulative_deaths | 2213.39 | 2307.44 | 2384.34 | 2390.53 | 2428.15 | 2667.23 | Optimistic | Afghanistan | AFG | 2022-01-02 | v8 | TRUE
https://raw.githubusercontent.com/mrc-ide/global-lmic-reports/master/AFG/projections.csv | 2021-02-27 | Rt | 1.24 | 1.26 | 1.28 | 1.28 | 1.31 | 1.36 | Optimistic | Afghanistan | AFG | 2022-01-02 | v8 | TRUE
https://raw.githubusercontent.com/mrc-ide/global-lmic-reports/master/AFG/projections.csv | 2021-02-27 | Reff | 1.21 | 1.22 | 1.25 | 1.25 | 1.27 | 1.32 | Optimistic | Afghanistan | AFG | 2022-01-02 | v8 | TRUE
https://raw.githubusercontent.com/mrc-ide/global-lmic-reports/master/AFG/projections.csv | 2021-02-27 | infections | 515.41 | 595.11 | 615.48 | 619.62 | 645.52 | 724.72 | Pessimistic | Afghanistan | AFG | 2022-01-02 | v8 | TRUE
https://raw.githubusercontent.com/mrc-ide/global-lmic-reports/master/AFG/projections.csv | 2021-02-27 | deaths | 0.95 | 1.06 | 1.12 | 1.12 | 1.18 | 1.29 | Pessimistic | Afghanistan | AFG | 2022-01-02 | v8 | TRUE
https://raw.githubusercontent.com/mrc-ide/global-lmic-reports/master/AFG/projections.csv | 2021-02-27 | hospital_demand | 35.39 | 40.36 | 42.26 | 42.19 | 44.47 | 49.2 | Pessimistic | Afghanistan | AFG | 2022-01-02 | v8 | TRUE
https://raw.githubusercontent.com/mrc-ide/global-lmic-reports/master/AFG/projections.csv | 2021-02-27 | ICU_demand | 15.02 | 16.73 | 17.7 | 17.67 | 18.62 | 20.26 | Pessimistic | Afghanistan | AFG | 2022-01-02 | v8 | TRUE
https://raw.githubusercontent.com/mrc-ide/global-lmic-reports/master/AFG/projections.csv | 2021-02-27 | hospital_incidence | 3.57 | 4.16 | 4.39 | 4.36 | 4.57 | 5.18 | Pessimistic | Afghanistan | AFG | 2022-01-02 | v8 | TRUE
https://raw.githubusercontent.com/mrc-ide/global-lmic-reports/master/AFG/projections.csv | 2021-02-27 | ICU_incidence | 1.02 | 1.19 | 1.25 | 1.25 | 1.31 | 1.48 | Pessimistic | Afghanistan | AFG | 2022-01-02 | v8 | TRUE
https://raw.githubusercontent.com/mrc-ide/global-lmic-reports/master/AFG/projections.csv | 2021-02-27 | prevalence | 2870.47 | 3314.57 | 3544.66 | 3519.55 | 3663.37 | 4223.45 | Pessimistic | Afghanistan | AFG | 2022-01-02 | v8 | TRUE
https://raw.githubusercontent.com/mrc-ide/global-lmic-reports/master/AFG/projections.csv | 2021-02-27 | cumulative_infections | 1028811.69 | 1066978.32 | 1101637.38 | 1105191.05 | 1121080.69 | 1221239.12 | Pessimistic | Afghanistan | AFG | 2022-01-02 | v8 | TRUE
https://raw.githubusercontent.com/mrc-ide/global-lmic-reports/master/AFG/projections.csv | 2021-02-27 | cumulative_deaths | 2213.39 | 2307.44 | 2384.34 | 2390.53 | 2428.15 | 2667.23 | Pessimistic | Afghanistan | AFG | 2022-01-02 | v8 | TRUE
https://raw.githubusercontent.com/mrc-ide/global-lmic-reports/master/AFG/projections.csv | 2021-02-27 | Rt | 1.24 | 1.26 | 1.28 | 1.28 | 1.31 | 1.36 | Pessimistic | Afghanistan | AFG | 2022-01-02 | v8 | TRUE
https://raw.githubusercontent.com/mrc-ide/global-lmic-reports/master/AFG/projections.csv | 2021-02-27 | Reff | 1.21 | 1.22 | 1.25 | 1.25 | 1.27 | 1.32 | Pessimistic | Afghanistan | AFG | 2022-01-02 | v8 | TRUE
https://raw.githubusercontent.com/mrc-ide/global-lmic-reports/master/AFG/projections.csv | 2021-02-27 | infections | 515.41 | 595.11 | 615.48 | 619.62 | 645.52 | 724.72 | Relax Interventions 50% | Afghanistan | AFG | 2022-01-02 | v8 | TRUE
https://raw.githubusercontent.com/mrc-ide/global-lmic-reports/master/AFG/projections.csv | 2021-02-27 | deaths | 0.95 | 1.06 | 1.12 | 1.12 | 1.18 | 1.29 | Relax Interventions 50% | Afghanistan | AFG | 2022-01-02 | v8 | TRUE
https://raw.githubusercontent.com/mrc-ide/global-lmic-reports/master/AFG/projections.csv | 2021-02-27 | hospital_demand | 35.39 | 40.36 | 42.26 | 42.19 | 44.47 | 49.2 | Relax Interventions 50% | Afghanistan | AFG | 2022-01-02 | v8 | TRUE
https://raw.githubusercontent.com/mrc-ide/global-lmic-reports/master/AFG/projections.csv | 2021-02-27 | ICU_demand | 15.02 | 16.73 | 17.7 | 17.67 | 18.62 | 20.26 | Relax Interventions 50% | Afghanistan | AFG | 2022-01-02 | v8 | TRUE
https://raw.githubusercontent.com/mrc-ide/global-lmic-reports/master/AFG/projections.csv | 2021-02-27 | hospital_incidence | 3.57 | 4.16 | 4.39 | 4.36 | 4.57 | 5.18 | Relax Interventions 50% | Afghanistan | AFG | 2022-01-02 | v8 | TRUE
https://raw.githubusercontent.com/mrc-ide/global-lmic-reports/master/AFG/projections.csv | 2021-02-27 | ICU_incidence | 1.02 | 1.19 | 1.25 | 1.25 | 1.31 | 1.48 | Relax Interventions 50% | Afghanistan | AFG | 2022-01-02 | v8 | TRUE
https://raw.githubusercontent.com/mrc-ide/global-lmic-reports/master/AFG/projections.csv | 2021-02-27 | prevalence | 2870.47 | 3314.57 | 3544.66 | 3519.55 | 3663.37 | 4223.45 | Relax Interventions 50% | Afghanistan | AFG | 2022-01-02 | v8 | TRUE
https://raw.githubusercontent.com/mrc-ide/global-lmic-reports/master/AFG/projections.csv | 2021-02-27 | cumulative_infections | 1028811.69 | 1066978.32 | 1101637.38 | 1105191.05 | 1121080.69 | 1221239.12 | Relax Interventions 50% | Afghanistan | AFG | 2022-01-02 | v8 | TRUE
https://raw.githubusercontent.com/mrc-ide/global-lmic-reports/master/AFG/projections.csv | 2021-02-27 | cumulative_deaths | 2213.39 | 2307.44 | 2384.34 | 2390.53 | 2428.15 | 2667.23 | Relax Interventions 50% | Afghanistan | AFG | 2022-01-02 | v8 | TRUE
https://raw.githubusercontent.com/mrc-ide/global-lmic-reports/master/AFG/projections.csv | 2021-02-27 | Rt | 1.24 | 1.26 | 1.28 | 1.28 | 1.31 | 1.36 | Relax Interventions 50% | Afghanistan | AFG | 2022-01-02 | v8 | TRUE
https://raw.githubusercontent.com/mrc-ide/global-lmic-reports/master/AFG/projections.csv | 2021-02-27 | Reff | 1.21 | 1.22 | 1.25 | 1.25 | 1.27 | 1.32 | Relax Interventions 50% | Afghanistan | AFG | 2022-01-02 | v8 | TRUE
https://raw.githubusercontent.com/mrc-ide/global-lmic-reports/master/AFG/projections.csv | 2021-02-27 | infections | 543.93 | 580.88 | 610.68 | 615.67 | 646.27 | 688.88 | Surged Additional 50% Reduction | Afghanistan | AFG | 2022-01-02 | v8 | TRUE
https://raw.githubusercontent.com/mrc-ide/global-lmic-reports/master/AFG/projections.csv | 2021-02-27 | deaths | 0.96 | 1.04 | 1.11 | 1.1 | 1.15 | 1.25 | Surged Additional 50% Reduction | Afghanistan | AFG | 2022-01-02 | v8 | TRUE
https://raw.githubusercontent.com/mrc-ide/global-lmic-reports/master/AFG/projections.csv | 2021-02-27 | hospital_demand | 35.97 | 38.97 | 41.7 | 41.55 | 43.38 | 47.31 | Surged Additional 50% Reduction | Afghanistan | AFG | 2022-01-02 | v8 | TRUE
https://raw.githubusercontent.com/mrc-ide/global-lmic-reports/master/AFG/projections.csv | 2021-02-27 | ICU_demand | 15.24 | 16.43 | 17.47 | 17.39 | 18.06 | 19.72 | Surged Additional 50% Reduction | Afghanistan | AFG | 2022-01-02 | v8 | TRUE
https://raw.githubusercontent.com/mrc-ide/global-lmic-reports/master/AFG/projections.csv | 2021-02-27 | hospital_incidence | 3.67 | 4.01 | 4.27 | 4.3 | 4.6 | 4.96 | Surged Additional 50% Reduction | Afghanistan | AFG | 2022-01-02 | v8 | TRUE
https://raw.githubusercontent.com/mrc-ide/global-lmic-reports/master/AFG/projections.csv | 2021-02-27 | ICU_incidence | 1.05 | 1.15 | 1.22 | 1.23 | 1.32 | 1.42 | Surged Additional 50% Reduction | Afghanistan | AFG | 2022-01-02 | v8 | TRUE
https://raw.githubusercontent.com/mrc-ide/global-lmic-reports/master/AFG/projections.csv | 2021-02-27 | prevalence | 2976 | 3277.45 | 3440.54 | 3478.88 | 3713.17 | 4010.32 | Surged Additional 50% Reduction | Afghanistan | AFG | 2022-01-02 | v8 | TRUE
https://raw.githubusercontent.com/mrc-ide/global-lmic-reports/master/AFG/projections.csv | 2021-02-27 | cumulative_infections | 1020487.74 | 1065404.13 | 1093874.51 | 1093726.64 | 1122019.14 | 1174367.2 | Surged Additional 50% Reduction | Afghanistan | AFG | 2022-01-02 | v8 | TRUE
https://raw.githubusercontent.com/mrc-ide/global-lmic-reports/master/AFG/projections.csv | 2021-02-27 | cumulative_deaths | 2195.09 | 2291.17 | 2352.7 | 2352.25 | 2413.84 | 2525.85 | Surged Additional 50% Reduction | Afghanistan | AFG | 2022-01-02 | v8 | TRUE
https://raw.githubusercontent.com/mrc-ide/global-lmic-reports/master/AFG/projections.csv | 2021-02-27 | Rt | 1.21 | 1.27 | 1.29 | 1.29 | 1.32 | 1.36 | Surged Additional 50% Reduction | Afghanistan | AFG | 2022-01-02 | v8 | TRUE
https://raw.githubusercontent.com/mrc-ide/global-lmic-reports/master/AFG/projections.csv | 2021-02-27 | Reff | 1.18 | 1.23 | 1.26 | 1.26 | 1.29 | 1.33 | Surged Additional 50% Reduction | Afghanistan | AFG | 2022-01-02 | v8 | TRUE
https://raw.githubusercontent.com/mrc-ide/global-lmic-reports/master/AFG/projections.csv | 2021-02-27 | infections | 543.93 | 580.88 | 610.68 | 615.67 | 646.27 | 688.88 | Surged Maintain Status Quo | Afghanistan | AFG | 2022-01-02 | v8 | TRUE
https://raw.githubusercontent.com/mrc-ide/global-lmic-reports/master/AFG/projections.csv | 2021-02-27 | deaths | 0.96 | 1.04 | 1.11 | 1.1 | 1.15 | 1.25 | Surged Maintain Status Quo | Afghanistan | AFG | 2022-01-02 | v8 | TRUE
https://raw.githubusercontent.com/mrc-ide/global-lmic-reports/master/AFG/projections.csv | 2021-02-27 | hospital_demand | 35.97 | 38.97 | 41.7 | 41.55 | 43.38 | 47.31 | Surged Maintain Status Quo | Afghanistan | AFG | 2022-01-02 | v8 | TRUE
https://raw.githubusercontent.com/mrc-ide/global-lmic-reports/master/AFG/projections.csv | 2021-02-27 | ICU_demand | 15.24 | 16.43 | 17.47 | 17.39 | 18.06 | 19.72 | Surged Maintain Status Quo | Afghanistan | AFG | 2022-01-02 | v8 | TRUE
https://raw.githubusercontent.com/mrc-ide/global-lmic-reports/master/AFG/projections.csv | 2021-02-27 | hospital_incidence | 3.67 | 4.01 | 4.27 | 4.3 | 4.6 | 4.96 | Surged Maintain Status Quo | Afghanistan | AFG | 2022-01-02 | v8 | TRUE
https://raw.githubusercontent.com/mrc-ide/global-lmic-reports/master/AFG/projections.csv | 2021-02-27 | ICU_incidence | 1.05 | 1.15 | 1.22 | 1.23 | 1.32 | 1.42 | Surged Maintain Status Quo | Afghanistan | AFG | 2022-01-02 | v8 | TRUE
https://raw.githubusercontent.com/mrc-ide/global-lmic-reports/master/AFG/projections.csv | 2021-02-27 | prevalence | 2976 | 3277.45 | 3440.54 | 3478.88 | 3713.17 | 4010.32 | Surged Maintain Status Quo | Afghanistan | AFG | 2022-01-02 | v8 | TRUE
https://raw.githubusercontent.com/mrc-ide/global-lmic-reports/master/AFG/projections.csv | 2021-02-27 | cumulative_infections | 1020487.74 | 1065404.13 | 1093874.51 | 1093726.64 | 1122019.14 | 1174367.2 | Surged Maintain Status Quo | Afghanistan | AFG | 2022-01-02 | v8 | TRUE
https://raw.githubusercontent.com/mrc-ide/global-lmic-reports/master/AFG/projections.csv | 2021-02-27 | cumulative_deaths | 2195.09 | 2291.17 | 2352.7 | 2352.25 | 2413.84 | 2525.85 | Surged Maintain Status Quo | Afghanistan | AFG | 2022-01-02 | v8 | TRUE
https://raw.githubusercontent.com/mrc-ide/global-lmic-reports/master/AFG/projections.csv | 2021-02-27 | Rt | 1.21 | 1.27 | 1.29 | 1.29 | 1.32 | 1.36 | Surged Maintain Status Quo | Afghanistan | AFG | 2022-01-02 | v8 | TRUE
https://raw.githubusercontent.com/mrc-ide/global-lmic-reports/master/AFG/projections.csv | 2021-02-27 | Reff | 1.18 | 1.23 | 1.26 | 1.26 | 1.29 | 1.33 | Surged Maintain Status Quo | Afghanistan | AFG | 2022-01-02 | v8 | TRUE
https://raw.githubusercontent.com/mrc-ide/global-lmic-reports/master/AFG/projections.csv | 2021-02-27 | infections | 543.93 | 580.88 | 610.68 | 615.67 | 646.27 | 688.88 | Surged Optimistic | Afghanistan | AFG | 2022-01-02 | v8 | TRUE
https://raw.githubusercontent.com/mrc-ide/global-lmic-reports/master/AFG/projections.csv | 2021-02-27 | deaths | 0.96 | 1.04 | 1.11 | 1.1 | 1.15 | 1.25 | Surged Optimistic | Afghanistan | AFG | 2022-01-02 | v8 | TRUE
https://raw.githubusercontent.com/mrc-ide/global-lmic-reports/master/AFG/projections.csv | 2021-02-27 | hospital_demand | 35.97 | 38.97 | 41.7 | 41.55 | 43.38 | 47.31 | Surged Optimistic | Afghanistan | AFG | 2022-01-02 | v8 | TRUE
https://raw.githubusercontent.com/mrc-ide/global-lmic-reports/master/AFG/projections.csv | 2021-02-27 | ICU_demand | 15.24 | 16.43 | 17.47 | 17.39 | 18.06 | 19.72 | Surged Optimistic | Afghanistan | AFG | 2022-01-02 | v8 | TRUE
https://raw.githubusercontent.com/mrc-ide/global-lmic-reports/master/AFG/projections.csv | 2021-02-27 | hospital_incidence | 3.67 | 4.01 | 4.27 | 4.3 | 4.6 | 4.96 | Surged Optimistic | Afghanistan | AFG | 2022-01-02 | v8 | TRUE
https://raw.githubusercontent.com/mrc-ide/global-lmic-reports/master/AFG/projections.csv | 2021-02-27 | ICU_incidence | 1.05 | 1.15 | 1.22 | 1.23 | 1.32 | 1.42 | Surged Optimistic | Afghanistan | AFG | 2022-01-02 | v8 | TRUE
https://raw.githubusercontent.com/mrc-ide/global-lmic-reports/master/AFG/projections.csv | 2021-02-27 | prevalence | 2976 | 3277.45 | 3440.54 | 3478.88 | 3713.17 | 4010.32 | Surged Optimistic | Afghanistan | AFG | 2022-01-02 | v8 | TRUE
https://raw.githubusercontent.com/mrc-ide/global-lmic-reports/master/AFG/projections.csv | 2021-02-27 | cumulative_infections | 1020487.74 | 1065404.13 | 1093874.51 | 1093726.64 | 1122019.14 | 1174367.2 | Surged Optimistic | Afghanistan | AFG | 2022-01-02 | v8 | TRUE
https://raw.githubusercontent.com/mrc-ide/global-lmic-reports/master/AFG/projections.csv | 2021-02-27 | cumulative_deaths | 2195.09 | 2291.17 | 2352.7 | 2352.25 | 2413.84 | 2525.85 | Surged Optimistic | Afghanistan | AFG | 2022-01-02 | v8 | TRUE
https://raw.githubusercontent.com/mrc-ide/global-lmic-reports/master/AFG/projections.csv | 2021-02-27 | Rt | 1.21 | 1.27 | 1.29 | 1.29 | 1.32 | 1.36 | Surged Optimistic | Afghanistan | AFG | 2022-01-02 | v8 | TRUE
https://raw.githubusercontent.com/mrc-ide/global-lmic-reports/master/AFG/projections.csv | 2021-02-27 | Reff | 1.18 | 1.23 | 1.26 | 1.26 | 1.29 | 1.33 | Surged Optimistic | Afghanistan | AFG | 2022-01-02 | v8 | TRUE
https://raw.githubusercontent.com/mrc-ide/global-lmic-reports/master/AFG/projections.csv | 2021-02-27 | infections | 543.93 | 580.88 | 610.68 | 615.67 | 646.27 | 688.88 | Surged Pessimistic | Afghanistan | AFG | 2022-01-02 | v8 | TRUE
https://raw.githubusercontent.com/mrc-ide/global-lmic-reports/master/AFG/projections.csv | 2021-02-27 | deaths | 0.96 | 1.04 | 1.11 | 1.1 | 1.15 | 1.25 | Surged Pessimistic | Afghanistan | AFG | 2022-01-02 | v8 | TRUE
https://raw.githubusercontent.com/mrc-ide/global-lmic-reports/master/AFG/projections.csv | 2021-02-27 | hospital_demand | 35.97 | 38.97 | 41.7 | 41.55 | 43.38 | 47.31 | Surged Pessimistic | Afghanistan | AFG | 2022-01-02 | v8 | TRUE
https://raw.githubusercontent.com/mrc-ide/global-lmic-reports/master/AFG/projections.csv | 2021-02-27 | ICU_demand | 15.24 | 16.43 | 17.47 | 17.39 | 18.06 | 19.72 | Surged Pessimistic | Afghanistan | AFG | 2022-01-02 | v8 | TRUE
https://raw.githubusercontent.com/mrc-ide/global-lmic-reports/master/AFG/projections.csv | 2021-02-27 | hospital_incidence | 3.67 | 4.01 | 4.27 | 4.3 | 4.6 | 4.96 | Surged Pessimistic | Afghanistan | AFG | 2022-01-02 | v8 | TRUE
https://raw.githubusercontent.com/mrc-ide/global-lmic-reports/master/AFG/projections.csv | 2021-02-27 | ICU_incidence | 1.05 | 1.15 | 1.22 | 1.23 | 1.32 | 1.42 | Surged Pessimistic | Afghanistan | AFG | 2022-01-02 | v8 | TRUE
https://raw.githubusercontent.com/mrc-ide/global-lmic-reports/master/AFG/projections.csv | 2021-02-27 | prevalence | 2976 | 3277.45 | 3440.54 | 3478.88 | 3713.17 | 4010.32 | Surged Pessimistic | Afghanistan | AFG | 2022-01-02 | v8 | TRUE
https://raw.githubusercontent.com/mrc-ide/global-lmic-reports/master/AFG/projections.csv | 2021-02-27 | cumulative_infections | 1020487.74 | 1065404.13 | 1093874.51 | 1093726.64 | 1122019.14 | 1174367.2 | Surged Pessimistic | Afghanistan | AFG | 2022-01-02 | v8 | TRUE
https://raw.githubusercontent.com/mrc-ide/global-lmic-reports/master/AFG/projections.csv | 2021-02-27 | cumulative_deaths | 2195.09 | 2291.17 | 2352.7 | 2352.25 | 2413.84 | 2525.85 | Surged Pessimistic | Afghanistan | AFG | 2022-01-02 | v8 | TRUE
https://raw.githubusercontent.com/mrc-ide/global-lmic-reports/master/AFG/projections.csv | 2021-02-27 | Rt | 1.21 | 1.27 | 1.29 | 1.29 | 1.32 | 1.36 | Surged Pessimistic | Afghanistan | AFG | 2022-01-02 | v8 | TRUE
https://raw.githubusercontent.com/mrc-ide/global-lmic-reports/master/AFG/projections.csv | 2021-02-27 | Reff | 1.18 | 1.23 | 1.26 | 1.26 | 1.29 | 1.33 | Surged Pessimistic | Afghanistan | AFG | 2022-01-02 | v8 | TRUE
https://raw.githubusercontent.com/mrc-ide/global-lmic-reports/master/AFG/projections.csv | 2021-02-27 | infections | 543.93 | 580.88 | 610.68 | 615.67 | 646.27 | 688.88 | Surged Relax Interventions 50% | Afghanistan | AFG | 2022-01-02 | v8 | TRUE
https://raw.githubusercontent.com/mrc-ide/global-lmic-reports/master/AFG/projections.csv | 2021-02-27 | deaths | 0.96 | 1.04 | 1.11 | 1.1 | 1.15 | 1.25 | Surged Relax Interventions 50% | Afghanistan | AFG | 2022-01-02 | v8 | TRUE
https://raw.githubusercontent.com/mrc-ide/global-lmic-reports/master/AFG/projections.csv | 2021-02-27 | hospital_demand | 35.97 | 38.97 | 41.7 | 41.55 | 43.38 | 47.31 | Surged Relax Interventions 50% | Afghanistan | AFG | 2022-01-02 | v8 | TRUE
https://raw.githubusercontent.com/mrc-ide/global-lmic-reports/master/AFG/projections.csv | 2021-02-27 | ICU_demand | 15.24 | 16.43 | 17.47 | 17.39 | 18.06 | 19.72 | Surged Relax Interventions 50% | Afghanistan | AFG | 2022-01-02 | v8 | TRUE
https://raw.githubusercontent.com/mrc-ide/global-lmic-reports/master/AFG/projections.csv | 2021-02-27 | hospital_incidence | 3.67 | 4.01 | 4.27 | 4.3 | 4.6 | 4.96 | Surged Relax Interventions 50% | Afghanistan | AFG | 2022-01-02 | v8 | TRUE
https://raw.githubusercontent.com/mrc-ide/global-lmic-reports/master/AFG/projections.csv | 2021-02-27 | ICU_incidence | 1.05 | 1.15 | 1.22 | 1.23 | 1.32 | 1.42 | Surged Relax Interventions 50% | Afghanistan | AFG | 2022-01-02 | v8 | TRUE
https://raw.githubusercontent.com/mrc-ide/global-lmic-reports/master/AFG/projections.csv | 2021-02-27 | prevalence | 2976 | 3277.45 | 3440.54 | 3478.88 | 3713.17 | 4010.32 | Surged Relax Interventions 50% | Afghanistan | AFG | 2022-01-02 | v8 | TRUE
https://raw.githubusercontent.com/mrc-ide/global-lmic-reports/master/AFG/projections.csv | 2021-02-27 | cumulative_infections | 1020487.74 | 1065404.13 | 1093874.51 | 1093726.64 | 1122019.14 | 1174367.2 | Surged Relax Interventions 50% | Afghanistan | AFG | 2022-01-02 | v8 | TRUE
https://raw.githubusercontent.com/mrc-ide/global-lmic-reports/master/AFG/projections.csv | 2021-02-27 | cumulative_deaths | 2195.09 | 2291.17 | 2352.7 | 2352.25 | 2413.84 | 2525.85 | Surged Relax Interventions 50% | Afghanistan | AFG | 2022-01-02 | v8 | TRUE
https://raw.githubusercontent.com/mrc-ide/global-lmic-reports/master/AFG/projections.csv | 2021-02-27 | Rt | 1.21 | 1.27 | 1.29 | 1.29 | 1.32 | 1.36 | Surged Relax Interventions 50% | Afghanistan | AFG | 2022-01-02 | v8 | TRUE
https://raw.githubusercontent.com/mrc-ide/global-lmic-reports/master/AFG/projections.csv | 2021-02-27 | Reff | 1.18 | 1.23 | 1.26 | 1.26 | 1.29 | 1.33 | Surged Relax Interventions 50% | Afghanistan | AFG | 2022-01-02 | v8 | TRUE
https://raw.githubusercontent.com/mrc-ide/global-lmic-reports/master/AFG/projections.csv | 2021-02-28 | infections | 517.16 | 599.04 | 620.8 | 622.43 | 644.25 | 726.8 | Additional 50% Reduction | Afghanistan | AFG | 2022-01-02 | v8 | TRUE
https://raw.githubusercontent.com/mrc-ide/global-lmic-reports/master/AFG/projections.csv | 2021-02-28 | deaths | 0.94 | 1.06 | 1.11 | 1.11 | 1.17 | 1.28 | Additional 50% Reduction | Afghanistan | AFG | 2022-01-02 | v8 | TRUE
https://raw.githubusercontent.com/mrc-ide/global-lmic-reports/master/AFG/projections.csv | 2021-02-28 | hospital_demand | 35.24 | 40.3 | 42.12 | 42.04 | 44.19 | 49.15 | Additional 50% Reduction | Afghanistan | AFG | 2022-01-02 | v8 | TRUE
https://raw.githubusercontent.com/mrc-ide/global-lmic-reports/master/AFG/projections.csv | 2021-02-28 | ICU_demand | 14.84 | 16.61 | 17.53 | 17.5 | 18.43 | 20.13 | Additional 50% Reduction | Afghanistan | AFG | 2022-01-02 | v8 | TRUE
https://raw.githubusercontent.com/mrc-ide/global-lmic-reports/master/AFG/projections.csv | 2021-02-28 | hospital_incidence | 3.59 | 4.17 | 4.41 | 4.38 | 4.58 | 5.22 | Additional 50% Reduction | Afghanistan | AFG | 2022-01-02 | v8 | TRUE
https://raw.githubusercontent.com/mrc-ide/global-lmic-reports/master/AFG/projections.csv | 2021-02-28 | ICU_incidence | 1.02 | 1.19 | 1.26 | 1.25 | 1.31 | 1.49 | Additional 50% Reduction | Afghanistan | AFG | 2022-01-02 | v8 | TRUE
https://raw.githubusercontent.com/mrc-ide/global-lmic-reports/master/AFG/projections.csv | 2021-02-28 | prevalence | 2978.69 | 3444.26 | 3663.57 | 3643.12 | 3776.32 | 4350.24 | Additional 50% Reduction | Afghanistan | AFG | 2022-01-02 | v8 | TRUE
https://raw.githubusercontent.com/mrc-ide/global-lmic-reports/master/AFG/projections.csv | 2021-02-28 | cumulative_infections | 1029373.63 | 1067627.46 | 1102258.67 | 1105813.48 | 1121770.01 | 1221863.71 | Additional 50% Reduction | Afghanistan | AFG | 2022-01-02 | v8 | TRUE
https://raw.githubusercontent.com/mrc-ide/global-lmic-reports/master/AFG/projections.csv | 2021-02-28 | cumulative_deaths | 2214.47 | 2308.45 | 2385.44 | 2391.64 | 2429.33 | 2668.32 | Additional 50% Reduction | Afghanistan | AFG | 2022-01-02 | v8 | TRUE
https://raw.githubusercontent.com/mrc-ide/global-lmic-reports/master/AFG/projections.csv | 2021-02-28 | Rt | 1.29 | 1.32 | 1.35 | 1.35 | 1.37 | 1.4 | Additional 50% Reduction | Afghanistan | AFG | 2022-01-02 | v8 | TRUE
https://raw.githubusercontent.com/mrc-ide/global-lmic-reports/master/AFG/projections.csv | 2021-02-28 | Reff | 1.26 | 1.28 | 1.31 | 1.31 | 1.33 | 1.37 | Additional 50% Reduction | Afghanistan | AFG | 2022-01-02 | v8 | TRUE
https://raw.githubusercontent.com/mrc-ide/global-lmic-reports/master/AFG/projections.csv | 2021-02-28 | infections | 517.16 | 599.04 | 620.8 | 622.43 | 644.25 | 726.8 | Maintain Status Quo | Afghanistan | AFG | 2022-01-02 | v8 | TRUE
https://raw.githubusercontent.com/mrc-ide/global-lmic-reports/master/AFG/projections.csv | 2021-02-28 | deaths | 0.94 | 1.06 | 1.11 | 1.11 | 1.17 | 1.28 | Maintain Status Quo | Afghanistan | AFG | 2022-01-02 | v8 | TRUE
https://raw.githubusercontent.com/mrc-ide/global-lmic-reports/master/AFG/projections.csv | 2021-02-28 | hospital_demand | 35.24 | 40.3 | 42.12 | 42.04 | 44.19 | 49.15 | Maintain Status Quo | Afghanistan | AFG | 2022-01-02 | v8 | TRUE
https://raw.githubusercontent.com/mrc-ide/global-lmic-reports/master/AFG/projections.csv | 2021-02-28 | ICU_demand | 14.84 | 16.61 | 17.53 | 17.5 | 18.43 | 20.13 | Maintain Status Quo | Afghanistan | AFG | 2022-01-02 | v8 | TRUE
https://raw.githubusercontent.com/mrc-ide/global-lmic-reports/master/AFG/projections.csv | 2021-02-28 | hospital_incidence | 3.59 | 4.17 | 4.41 | 4.38 | 4.58 | 5.22 | Maintain Status Quo | Afghanistan | AFG | 2022-01-02 | v8 | TRUE
https://raw.githubusercontent.com/mrc-ide/global-lmic-reports/master/AFG/projections.csv | 2021-02-28 | ICU_incidence | 1.02 | 1.19 | 1.26 | 1.25 | 1.31 | 1.49 | Maintain Status Quo | Afghanistan | AFG | 2022-01-02 | v8 | TRUE
https://raw.githubusercontent.com/mrc-ide/global-lmic-reports/master/AFG/projections.csv | 2021-02-28 | prevalence | 2978.69 | 3444.26 | 3663.57 | 3643.12 | 3776.32 | 4350.24 | Maintain Status Quo | Afghanistan | AFG | 2022-01-02 | v8 | TRUE
https://raw.githubusercontent.com/mrc-ide/global-lmic-reports/master/AFG/projections.csv | 2021-02-28 | cumulative_infections | 1029373.63 | 1067627.46 | 1102258.67 | 1105813.48 | 1121770.01 | 1221863.71 | Maintain Status Quo | Afghanistan | AFG | 2022-01-02 | v8 | TRUE
https://raw.githubusercontent.com/mrc-ide/global-lmic-reports/master/AFG/projections.csv | 2021-02-28 | cumulative_deaths | 2214.47 | 2308.45 | 2385.44 | 2391.64 | 2429.33 | 2668.32 | Maintain Status Quo | Afghanistan | AFG | 2022-01-02 | v8 | TRUE
https://raw.githubusercontent.com/mrc-ide/global-lmic-reports/master/AFG/projections.csv | 2021-02-28 | Rt | 1.29 | 1.32 | 1.35 | 1.35 | 1.37 | 1.4 | Maintain Status Quo | Afghanistan | AFG | 2022-01-02 | v8 | TRUE
https://raw.githubusercontent.com/mrc-ide/global-lmic-reports/master/AFG/projections.csv | 2021-02-28 | Reff | 1.26 | 1.28 | 1.31 | 1.31 | 1.33 | 1.37 | Maintain Status Quo | Afghanistan | AFG | 2022-01-02 | v8 | TRUE
https://raw.githubusercontent.com/mrc-ide/global-lmic-reports/master/AFG/projections.csv | 2021-02-28 | infections | 517.16 | 599.04 | 620.8 | 622.43 | 644.25 | 726.8 | Optimistic | Afghanistan | AFG | 2022-01-02 | v8 | TRUE
https://raw.githubusercontent.com/mrc-ide/global-lmic-reports/master/AFG/projections.csv | 2021-02-28 | deaths | 0.94 | 1.06 | 1.11 | 1.11 | 1.17 | 1.28 | Optimistic | Afghanistan | AFG | 2022-01-02 | v8 | TRUE
https://raw.githubusercontent.com/mrc-ide/global-lmic-reports/master/AFG/projections.csv | 2021-02-28 | hospital_demand | 35.24 | 40.3 | 42.12 | 42.04 | 44.19 | 49.15 | Optimistic | Afghanistan | AFG | 2022-01-02 | v8 | TRUE
https://raw.githubusercontent.com/mrc-ide/global-lmic-reports/master/AFG/projections.csv | 2021-02-28 | ICU_demand | 14.84 | 16.61 | 17.53 | 17.5 | 18.43 | 20.13 | Optimistic | Afghanistan | AFG | 2022-01-02 | v8 | TRUE
https://raw.githubusercontent.com/mrc-ide/global-lmic-reports/master/AFG/projections.csv | 2021-02-28 | hospital_incidence | 3.59 | 4.17 | 4.41 | 4.38 | 4.58 | 5.22 | Optimistic | Afghanistan | AFG | 2022-01-02 | v8 | TRUE
https://raw.githubusercontent.com/mrc-ide/global-lmic-reports/master/AFG/projections.csv | 2021-02-28 | ICU_incidence | 1.02 | 1.19 | 1.26 | 1.25 | 1.31 | 1.49 | Optimistic | Afghanistan | AFG | 2022-01-02 | v8 | TRUE
https://raw.githubusercontent.com/mrc-ide/global-lmic-reports/master/AFG/projections.csv | 2021-02-28 | prevalence | 2978.69 | 3444.26 | 3663.57 | 3643.12 | 3776.32 | 4350.24 | Optimistic | Afghanistan | AFG | 2022-01-02 | v8 | TRUE
https://raw.githubusercontent.com/mrc-ide/global-lmic-reports/master/AFG/projections.csv | 2021-02-28 | cumulative_infections | 1029373.63 | 1067627.46 | 1102258.67 | 1105813.48 | 1121770.01 | 1221863.71 | Optimistic | Afghanistan | AFG | 2022-01-02 | v8 | TRUE
https://raw.githubusercontent.com/mrc-ide/global-lmic-reports/master/AFG/projections.csv | 2021-02-28 | cumulative_deaths | 2214.47 | 2308.45 | 2385.44 | 2391.64 | 2429.33 | 2668.32 | Optimistic | Afghanistan | AFG | 2022-01-02 | v8 | TRUE
https://raw.githubusercontent.com/mrc-ide/global-lmic-reports/master/AFG/projections.csv | 2021-02-28 | Rt | 1.29 | 1.32 | 1.35 | 1.35 | 1.37 | 1.4 | Optimistic | Afghanistan | AFG | 2022-01-02 | v8 | TRUE
https://raw.githubusercontent.com/mrc-ide/global-lmic-reports/master/AFG/projections.csv | 2021-02-28 | Reff | 1.26 | 1.28 | 1.31 | 1.31 | 1.33 | 1.37 | Optimistic | Afghanistan | AFG | 2022-01-02 | v8 | TRUE
https://raw.githubusercontent.com/mrc-ide/global-lmic-reports/master/AFG/projections.csv | 2021-02-28 | infections | 517.16 | 599.04 | 620.8 | 622.43 | 644.25 | 726.8 | Pessimistic | Afghanistan | AFG | 2022-01-02 | v8 | TRUE
https://raw.githubusercontent.com/mrc-ide/global-lmic-reports/master/AFG/projections.csv | 2021-02-28 | deaths | 0.94 | 1.06 | 1.11 | 1.11 | 1.17 | 1.28 | Pessimistic | Afghanistan | AFG | 2022-01-02 | v8 | TRUE
https://raw.githubusercontent.com/mrc-ide/global-lmic-reports/master/AFG/projections.csv | 2021-02-28 | hospital_demand | 35.24 | 40.3 | 42.12 | 42.04 | 44.19 | 49.15 | Pessimistic | Afghanistan | AFG | 2022-01-02 | v8 | TRUE
https://raw.githubusercontent.com/mrc-ide/global-lmic-reports/master/AFG/projections.csv | 2021-02-28 | ICU_demand | 14.84 | 16.61 | 17.53 | 17.5 | 18.43 | 20.13 | Pessimistic | Afghanistan | AFG | 2022-01-02 | v8 | TRUE
https://raw.githubusercontent.com/mrc-ide/global-lmic-reports/master/AFG/projections.csv | 2021-02-28 | hospital_incidence | 3.59 | 4.17 | 4.41 | 4.38 | 4.58 | 5.22 | Pessimistic | Afghanistan | AFG | 2022-01-02 | v8 | TRUE
https://raw.githubusercontent.com/mrc-ide/global-lmic-reports/master/AFG/projections.csv | 2021-02-28 | ICU_incidence | 1.02 | 1.19 | 1.26 | 1.25 | 1.31 | 1.49 | Pessimistic | Afghanistan | AFG | 2022-01-02 | v8 | TRUE
https://raw.githubusercontent.com/mrc-ide/global-lmic-reports/master/AFG/projections.csv | 2021-02-28 | prevalence | 2978.69 | 3444.26 | 3663.57 | 3643.12 | 3776.32 | 4350.24 | Pessimistic | Afghanistan | AFG | 2022-01-02 | v8 | TRUE
https://raw.githubusercontent.com/mrc-ide/global-lmic-reports/master/AFG/projections.csv | 2021-02-28 | cumulative_infections | 1029373.63 | 1067627.46 | 1102258.67 | 1105813.48 | 1121770.01 | 1221863.71 | Pessimistic | Afghanistan | AFG | 2022-01-02 | v8 | TRUE
https://raw.githubusercontent.com/mrc-ide/global-lmic-reports/master/AFG/projections.csv | 2021-02-28 | cumulative_deaths | 2214.47 | 2308.45 | 2385.44 | 2391.64 | 2429.33 | 2668.32 | Pessimistic | Afghanistan | AFG | 2022-01-02 | v8 | TRUE
https://raw.githubusercontent.com/mrc-ide/global-lmic-reports/master/AFG/projections.csv | 2021-02-28 | Rt | 1.29 | 1.32 | 1.35 | 1.35 | 1.37 | 1.4 | Pessimistic | Afghanistan | AFG | 2022-01-02 | v8 | TRUE
https://raw.githubusercontent.com/mrc-ide/global-lmic-reports/master/AFG/projections.csv | 2021-02-28 | Reff | 1.26 | 1.28 | 1.31 | 1.31 | 1.33 | 1.37 | Pessimistic | Afghanistan | AFG | 2022-01-02 | v8 | TRUE
https://raw.githubusercontent.com/mrc-ide/global-lmic-reports/master/AFG/projections.csv | 2021-02-28 | infections | 517.16 | 599.04 | 620.8 | 622.43 | 644.25 | 726.8 | Relax Interventions 50% | Afghanistan | AFG | 2022-01-02 | v8 | TRUE
https://raw.githubusercontent.com/mrc-ide/global-lmic-reports/master/AFG/projections.csv | 2021-02-28 | deaths | 0.94 | 1.06 | 1.11 | 1.11 | 1.17 | 1.28 | Relax Interventions 50% | Afghanistan | AFG | 2022-01-02 | v8 | TRUE
https://raw.githubusercontent.com/mrc-ide/global-lmic-reports/master/AFG/projections.csv | 2021-02-28 | hospital_demand | 35.24 | 40.3 | 42.12 | 42.04 | 44.19 | 49.15 | Relax Interventions 50% | Afghanistan | AFG | 2022-01-02 | v8 | TRUE
https://raw.githubusercontent.com/mrc-ide/global-lmic-reports/master/AFG/projections.csv | 2021-02-28 | ICU_demand | 14.84 | 16.61 | 17.53 | 17.5 | 18.43 | 20.13 | Relax Interventions 50% | Afghanistan | AFG | 2022-01-02 | v8 | TRUE
https://raw.githubusercontent.com/mrc-ide/global-lmic-reports/master/AFG/projections.csv | 2021-02-28 | hospital_incidence | 3.59 | 4.17 | 4.41 | 4.38 | 4.58 | 5.22 | Relax Interventions 50% | Afghanistan | AFG | 2022-01-02 | v8 | TRUE
https://raw.githubusercontent.com/mrc-ide/global-lmic-reports/master/AFG/projections.csv | 2021-02-28 | ICU_incidence | 1.02 | 1.19 | 1.26 | 1.25 | 1.31 | 1.49 | Relax Interventions 50% | Afghanistan | AFG | 2022-01-02 | v8 | TRUE
https://raw.githubusercontent.com/mrc-ide/global-lmic-reports/master/AFG/projections.csv | 2021-02-28 | prevalence | 2978.69 | 3444.26 | 3663.57 | 3643.12 | 3776.32 | 4350.24 | Relax Interventions 50% | Afghanistan | AFG | 2022-01-02 | v8 | TRUE
https://raw.githubusercontent.com/mrc-ide/global-lmic-reports/master/AFG/projections.csv | 2021-02-28 | cumulative_infections | 1029373.63 | 1067627.46 | 1102258.67 | 1105813.48 | 1121770.01 | 1221863.71 | Relax Interventions 50% | Afghanistan | AFG | 2022-01-02 | v8 | TRUE
https://raw.githubusercontent.com/mrc-ide/global-lmic-reports/master/AFG/projections.csv | 2021-02-28 | cumulative_deaths | 2214.47 | 2308.45 | 2385.44 | 2391.64 | 2429.33 | 2668.32 | Relax Interventions 50% | Afghanistan | AFG | 2022-01-02 | v8 | TRUE
https://raw.githubusercontent.com/mrc-ide/global-lmic-reports/master/AFG/projections.csv | 2021-02-28 | Rt | 1.29 | 1.32 | 1.35 | 1.35 | 1.37 | 1.4 | Relax Interventions 50% | Afghanistan | AFG | 2022-01-02 | v8 | TRUE
https://raw.githubusercontent.com/mrc-ide/global-lmic-reports/master/AFG/projections.csv | 2021-02-28 | Reff | 1.26 | 1.28 | 1.31 | 1.31 | 1.33 | 1.37 | Relax Interventions 50% | Afghanistan | AFG | 2022-01-02 | v8 | TRUE
https://raw.githubusercontent.com/mrc-ide/global-lmic-reports/master/AFG/projections.csv | 2021-02-28 | infections | 547.01 | 584.63 | 614.24 | 618.79 | 651.07 | 692.11 | Surged Additional 50% Reduction | Afghanistan | AFG | 2022-01-02 | v8 | TRUE
https://raw.githubusercontent.com/mrc-ide/global-lmic-reports/master/AFG/projections.csv | 2021-02-28 | deaths | 0.95 | 1.03 | 1.1 | 1.09 | 1.14 | 1.24 | Surged Additional 50% Reduction | Afghanistan | AFG | 2022-01-02 | v8 | TRUE
https://raw.githubusercontent.com/mrc-ide/global-lmic-reports/master/AFG/projections.csv | 2021-02-28 | hospital_demand | 35.77 | 38.76 | 41.48 | 41.41 | 43.41 | 47.21 | Surged Additional 50% Reduction | Afghanistan | AFG | 2022-01-02 | v8 | TRUE
https://raw.githubusercontent.com/mrc-ide/global-lmic-reports/master/AFG/projections.csv | 2021-02-28 | ICU_demand | 15.06 | 16.23 | 17.31 | 17.22 | 17.86 | 19.52 | Surged Additional 50% Reduction | Afghanistan | AFG | 2022-01-02 | v8 | TRUE
https://raw.githubusercontent.com/mrc-ide/global-lmic-reports/master/AFG/projections.csv | 2021-02-28 | hospital_incidence | 3.7 | 4.04 | 4.29 | 4.32 | 4.63 | 5 | Surged Additional 50% Reduction | Afghanistan | AFG | 2022-01-02 | v8 | TRUE
https://raw.githubusercontent.com/mrc-ide/global-lmic-reports/master/AFG/projections.csv | 2021-02-28 | ICU_incidence | 1.06 | 1.16 | 1.23 | 1.24 | 1.32 | 1.43 | Surged Additional 50% Reduction | Afghanistan | AFG | 2022-01-02 | v8 | TRUE
https://raw.githubusercontent.com/mrc-ide/global-lmic-reports/master/AFG/projections.csv | 2021-02-28 | prevalence | 3108.11 | 3410.5 | 3565.16 | 3605.14 | 3821.32 | 4119.68 | Surged Additional 50% Reduction | Afghanistan | AFG | 2022-01-02 | v8 | TRUE
https://raw.githubusercontent.com/mrc-ide/global-lmic-reports/master/AFG/projections.csv | 2021-02-28 | cumulative_infections | 1021108.2 | 1066032.06 | 1094530.91 | 1094345.43 | 1122623.54 | 1174973.02 | Surged Additional 50% Reduction | Afghanistan | AFG | 2022-01-02 | v8 | TRUE
https://raw.githubusercontent.com/mrc-ide/global-lmic-reports/master/AFG/projections.csv | 2021-02-28 | cumulative_deaths | 2196.11 | 2292.26 | 2353.76 | 2353.35 | 2414.91 | 2526.97 | Surged Additional 50% Reduction | Afghanistan | AFG | 2022-01-02 | v8 | TRUE
https://raw.githubusercontent.com/mrc-ide/global-lmic-reports/master/AFG/projections.csv | 2021-02-28 | Rt | 1.3 | 1.34 | 1.36 | 1.35 | 1.37 | 1.41 | Surged Additional 50% Reduction | Afghanistan | AFG | 2022-01-02 | v8 | TRUE
https://raw.githubusercontent.com/mrc-ide/global-lmic-reports/master/AFG/projections.csv | 2021-02-28 | Reff | 1.26 | 1.3 | 1.32 | 1.32 | 1.34 | 1.38 | Surged Additional 50% Reduction | Afghanistan | AFG | 2022-01-02 | v8 | TRUE
https://raw.githubusercontent.com/mrc-ide/global-lmic-reports/master/AFG/projections.csv | 2021-02-28 | infections | 547.01 | 584.63 | 614.24 | 618.79 | 651.07 | 692.11 | Surged Maintain Status Quo | Afghanistan | AFG | 2022-01-02 | v8 | TRUE
https://raw.githubusercontent.com/mrc-ide/global-lmic-reports/master/AFG/projections.csv | 2021-02-28 | deaths | 0.95 | 1.03 | 1.1 | 1.09 | 1.14 | 1.24 | Surged Maintain Status Quo | Afghanistan | AFG | 2022-01-02 | v8 | TRUE
https://raw.githubusercontent.com/mrc-ide/global-lmic-reports/master/AFG/projections.csv | 2021-02-28 | hospital_demand | 35.77 | 38.76 | 41.48 | 41.41 | 43.41 | 47.21 | Surged Maintain Status Quo | Afghanistan | AFG | 2022-01-02 | v8 | TRUE
https://raw.githubusercontent.com/mrc-ide/global-lmic-reports/master/AFG/projections.csv | 2021-02-28 | ICU_demand | 15.06 | 16.23 | 17.31 | 17.22 | 17.86 | 19.52 | Surged Maintain Status Quo | Afghanistan | AFG | 2022-01-02 | v8 | TRUE
https://raw.githubusercontent.com/mrc-ide/global-lmic-reports/master/AFG/projections.csv | 2021-02-28 | hospital_incidence | 3.7 | 4.04 | 4.29 | 4.32 | 4.63 | 5 | Surged Maintain Status Quo | Afghanistan | AFG | 2022-01-02 | v8 | TRUE
https://raw.githubusercontent.com/mrc-ide/global-lmic-reports/master/AFG/projections.csv | 2021-02-28 | ICU_incidence | 1.06 | 1.16 | 1.23 | 1.24 | 1.32 | 1.43 | Surged Maintain Status Quo | Afghanistan | AFG | 2022-01-02 | v8 | TRUE
https://raw.githubusercontent.com/mrc-ide/global-lmic-reports/master/AFG/projections.csv | 2021-02-28 | prevalence | 3108.11 | 3410.5 | 3565.16 | 3605.14 | 3821.32 | 4119.68 | Surged Maintain Status Quo | Afghanistan | AFG | 2022-01-02 | v8 | TRUE
https://raw.githubusercontent.com/mrc-ide/global-lmic-reports/master/AFG/projections.csv | 2021-02-28 | cumulative_infections | 1021108.2 | 1066032.06 | 1094530.91 | 1094345.43 | 1122623.54 | 1174973.02 | Surged Maintain Status Quo | Afghanistan | AFG | 2022-01-02 | v8 | TRUE
https://raw.githubusercontent.com/mrc-ide/global-lmic-reports/master/AFG/projections.csv | 2021-02-28 | cumulative_deaths | 2196.11 | 2292.26 | 2353.76 | 2353.35 | 2414.91 | 2526.97 | Surged Maintain Status Quo | Afghanistan | AFG | 2022-01-02 | v8 | TRUE
https://raw.githubusercontent.com/mrc-ide/global-lmic-reports/master/AFG/projections.csv | 2021-02-28 | Rt | 1.3 | 1.34 | 1.36 | 1.35 | 1.37 | 1.41 | Surged Maintain Status Quo | Afghanistan | AFG | 2022-01-02 | v8 | TRUE
https://raw.githubusercontent.com/mrc-ide/global-lmic-reports/master/AFG/projections.csv | 2021-02-28 | Reff | 1.26 | 1.3 | 1.32 | 1.32 | 1.34 | 1.38 | Surged Maintain Status Quo | Afghanistan | AFG | 2022-01-02 | v8 | TRUE
https://raw.githubusercontent.com/mrc-ide/global-lmic-reports/master/AFG/projections.csv | 2021-02-28 | infections | 547.01 | 584.63 | 614.24 | 618.79 | 651.07 | 692.11 | Surged Optimistic | Afghanistan | AFG | 2022-01-02 | v8 | TRUE
https://raw.githubusercontent.com/mrc-ide/global-lmic-reports/master/AFG/projections.csv | 2021-02-28 | deaths | 0.95 | 1.03 | 1.1 | 1.09 | 1.14 | 1.24 | Surged Optimistic | Afghanistan | AFG | 2022-01-02 | v8 | TRUE
https://raw.githubusercontent.com/mrc-ide/global-lmic-reports/master/AFG/projections.csv | 2021-02-28 | hospital_demand | 35.77 | 38.76 | 41.48 | 41.41 | 43.41 | 47.21 | Surged Optimistic | Afghanistan | AFG | 2022-01-02 | v8 | TRUE
https://raw.githubusercontent.com/mrc-ide/global-lmic-reports/master/AFG/projections.csv | 2021-02-28 | ICU_demand | 15.06 | 16.23 | 17.31 | 17.22 | 17.86 | 19.52 | Surged Optimistic | Afghanistan | AFG | 2022-01-02 | v8 | TRUE
https://raw.githubusercontent.com/mrc-ide/global-lmic-reports/master/AFG/projections.csv | 2021-02-28 | hospital_incidence | 3.7 | 4.04 | 4.29 | 4.32 | 4.63 | 5 | Surged Optimistic | Afghanistan | AFG | 2022-01-02 | v8 | TRUE
https://raw.githubusercontent.com/mrc-ide/global-lmic-reports/master/AFG/projections.csv | 2021-02-28 | ICU_incidence | 1.06 | 1.16 | 1.23 | 1.24 | 1.32 | 1.43 | Surged Optimistic | Afghanistan | AFG | 2022-01-02 | v8 | TRUE
https://raw.githubusercontent.com/mrc-ide/global-lmic-reports/master/AFG/projections.csv | 2021-02-28 | prevalence | 3108.11 | 3410.5 | 3565.16 | 3605.14 | 3821.32 | 4119.68 | Surged Optimistic | Afghanistan | AFG | 2022-01-02 | v8 | TRUE
https://raw.githubusercontent.com/mrc-ide/global-lmic-reports/master/AFG/projections.csv | 2021-02-28 | cumulative_infections | 1021108.2 | 1066032.06 | 1094530.91 | 1094345.43 | 1122623.54 | 1174973.02 | Surged Optimistic | Afghanistan | AFG | 2022-01-02 | v8 | TRUE
https://raw.githubusercontent.com/mrc-ide/global-lmic-reports/master/AFG/projections.csv | 2021-02-28 | cumulative_deaths | 2196.11 | 2292.26 | 2353.76 | 2353.35 | 2414.91 | 2526.97 | Surged Optimistic | Afghanistan | AFG | 2022-01-02 | v8 | TRUE
https://raw.githubusercontent.com/mrc-ide/global-lmic-reports/master/AFG/projections.csv | 2021-02-28 | Rt | 1.3 | 1.34 | 1.36 | 1.35 | 1.37 | 1.41 | Surged Optimistic | Afghanistan | AFG | 2022-01-02 | v8 | TRUE
https://raw.githubusercontent.com/mrc-ide/global-lmic-reports/master/AFG/projections.csv | 2021-02-28 | Reff | 1.26 | 1.3 | 1.32 | 1.32 | 1.34 | 1.38 | Surged Optimistic | Afghanistan | AFG | 2022-01-02 | v8 | TRUE
https://raw.githubusercontent.com/mrc-ide/global-lmic-reports/master/AFG/projections.csv | 2021-02-28 | infections | 547.01 | 584.63 | 614.24 | 618.79 | 651.07 | 692.11 | Surged Pessimistic | Afghanistan | AFG | 2022-01-02 | v8 | TRUE
https://raw.githubusercontent.com/mrc-ide/global-lmic-reports/master/AFG/projections.csv | 2021-02-28 | deaths | 0.95 | 1.03 | 1.1 | 1.09 | 1.14 | 1.24 | Surged Pessimistic | Afghanistan | AFG | 2022-01-02 | v8 | TRUE
https://raw.githubusercontent.com/mrc-ide/global-lmic-reports/master/AFG/projections.csv | 2021-02-28 | hospital_demand | 35.77 | 38.76 | 41.48 | 41.41 | 43.41 | 47.21 | Surged Pessimistic | Afghanistan | AFG | 2022-01-02 | v8 | TRUE
https://raw.githubusercontent.com/mrc-ide/global-lmic-reports/master/AFG/projections.csv | 2021-02-28 | ICU_demand | 15.06 | 16.23 | 17.31 | 17.22 | 17.86 | 19.52 | Surged Pessimistic | Afghanistan | AFG | 2022-01-02 | v8 | TRUE
https://raw.githubusercontent.com/mrc-ide/global-lmic-reports/master/AFG/projections.csv | 2021-02-28 | hospital_incidence | 3.7 | 4.04 | 4.29 | 4.32 | 4.63 | 5 | Surged Pessimistic | Afghanistan | AFG | 2022-01-02 | v8 | TRUE
https://raw.githubusercontent.com/mrc-ide/global-lmic-reports/master/AFG/projections.csv | 2021-02-28 | ICU_incidence | 1.06 | 1.16 | 1.23 | 1.24 | 1.32 | 1.43 | Surged Pessimistic | Afghanistan | AFG | 2022-01-02 | v8 | TRUE
https://raw.githubusercontent.com/mrc-ide/global-lmic-reports/master/AFG/projections.csv | 2021-02-28 | prevalence | 3108.11 | 3410.5 | 3565.16 | 3605.14 | 3821.32 | 4119.68 | Surged Pessimistic | Afghanistan | AFG | 2022-01-02 | v8 | TRUE
https://raw.githubusercontent.com/mrc-ide/global-lmic-reports/master/AFG/projections.csv | 2021-02-28 | cumulative_infections | 1021108.2 | 1066032.06 | 1094530.91 | 1094345.43 | 1122623.54 | 1174973.02 | Surged Pessimistic | Afghanistan | AFG | 2022-01-02 | v8 | TRUE
https://raw.githubusercontent.com/mrc-ide/global-lmic-reports/master/AFG/projections.csv | 2021-02-28 | cumulative_deaths | 2196.11 | 2292.26 | 2353.76 | 2353.35 | 2414.91 | 2526.97 | Surged Pessimistic | Afghanistan | AFG | 2022-01-02 | v8 | TRUE
https://raw.githubusercontent.com/mrc-ide/global-lmic-reports/master/AFG/projections.csv | 2021-02-28 | Rt | 1.3 | 1.34 | 1.36 | 1.35 | 1.37 | 1.41 | Surged Pessimistic | Afghanistan | AFG | 2022-01-02 | v8 | TRUE
https://raw.githubusercontent.com/mrc-ide/global-lmic-reports/master/AFG/projections.csv | 2021-02-28 | Reff | 1.26 | 1.3 | 1.32 | 1.32 | 1.34 | 1.38 | Surged Pessimistic | Afghanistan | AFG | 2022-01-02 | v8 | TRUE
https://raw.githubusercontent.com/mrc-ide/global-lmic-reports/master/AFG/projections.csv | 2021-02-28 | infections | 547.01 | 584.63 | 614.24 | 618.79 | 651.07 | 692.11 | Surged Relax Interventions 50% | Afghanistan | AFG | 2022-01-02 | v8 | TRUE
https://raw.githubusercontent.com/mrc-ide/global-lmic-reports/master/AFG/projections.csv | 2021-02-28 | deaths | 0.95 | 1.03 | 1.1 | 1.09 | 1.14 | 1.24 | Surged Relax Interventions 50% | Afghanistan | AFG | 2022-01-02 | v8 | TRUE
https://raw.githubusercontent.com/mrc-ide/global-lmic-reports/master/AFG/projections.csv | 2021-02-28 | hospital_demand | 35.77 | 38.76 | 41.48 | 41.41 | 43.41 | 47.21 | Surged Relax Interventions 50% | Afghanistan | AFG | 2022-01-02 | v8 | TRUE
https://raw.githubusercontent.com/mrc-ide/global-lmic-reports/master/AFG/projections.csv | 2021-02-28 | ICU_demand | 15.06 | 16.23 | 17.31 | 17.22 | 17.86 | 19.52 | Surged Relax Interventions 50% | Afghanistan | AFG | 2022-01-02 | v8 | TRUE
https://raw.githubusercontent.com/mrc-ide/global-lmic-reports/master/AFG/projections.csv | 2021-02-28 | hospital_incidence | 3.7 | 4.04 | 4.29 | 4.32 | 4.63 | 5 | Surged Relax Interventions 50% | Afghanistan | AFG | 2022-01-02 | v8 | TRUE
https://raw.githubusercontent.com/mrc-ide/global-lmic-reports/master/AFG/projections.csv | 2021-02-28 | ICU_incidence | 1.06 | 1.16 | 1.23 | 1.24 | 1.32 | 1.43 | Surged Relax Interventions 50% | Afghanistan | AFG | 2022-01-02 | v8 | TRUE
https://raw.githubusercontent.com/mrc-ide/global-lmic-reports/master/AFG/projections.csv | 2021-02-28 | prevalence | 3108.11 | 3410.5 | 3565.16 | 3605.14 | 3821.32 | 4119.68 | Surged Relax Interventions 50% | Afghanistan | AFG | 2022-01-02 | v8 | TRUE
https://raw.githubusercontent.com/mrc-ide/global-lmic-reports/master/AFG/projections.csv | 2021-02-28 | cumulative_infections | 1021108.2 | 1066032.06 | 1094530.91 | 1094345.43 | 1122623.54 | 1174973.02 | Surged Relax Interventions 50% | Afghanistan | AFG | 2022-01-02 | v8 | TRUE
https://raw.githubusercontent.com/mrc-ide/global-lmic-reports/master/AFG/projections.csv | 2021-02-28 | cumulative_deaths | 2196.11 | 2292.26 | 2353.76 | 2353.35 | 2414.91 | 2526.97 | Surged Relax Interventions 50% | Afghanistan | AFG | 2022-01-02 | v8 | TRUE
https://raw.githubusercontent.com/mrc-ide/global-lmic-reports/master/AFG/projections.csv | 2021-02-28 | Rt | 1.3 | 1.34 | 1.36 | 1.35 | 1.37 | 1.41 | Surged Relax Interventions 50% | Afghanistan | AFG | 2022-01-02 | v8 | TRUE
https://raw.githubusercontent.com/mrc-ide/global-lmic-reports/master/AFG/projections.csv | 2021-02-28 | Reff | 1.26 | 1.3 | 1.32 | 1.32 | 1.34 | 1.38 | Surged Relax Interventions 50% | Afghanistan | AFG | 2022-01-02 | v8 | TRUE
https://raw.githubusercontent.com/mrc-ide/global-lmic-reports/master/AFG/projections.csv | 2021-03-01 | infections | 555.08 | 639.02 | 658.88 | 666.25 | 692.39 | 783.76 | Additional 50% Reduction | Afghanistan | AFG | 2022-01-02 | v8 | TRUE
https://raw.githubusercontent.com/mrc-ide/global-lmic-reports/master/AFG/projections.csv | 2021-03-01 | deaths | 0.93 | 1.05 | 1.11 | 1.1 | 1.17 | 1.28 | Additional 50% Reduction | Afghanistan | AFG | 2022-01-02 | v8 | TRUE
https://raw.githubusercontent.com/mrc-ide/global-lmic-reports/master/AFG/projections.csv | 2021-03-01 | hospital_demand | 35.16 | 40.27 | 42.05 | 41.94 | 44.01 | 49.17 | Additional 50% Reduction | Afghanistan | AFG | 2022-01-02 | v8 | TRUE
https://raw.githubusercontent.com/mrc-ide/global-lmic-reports/master/AFG/projections.csv | 2021-03-01 | ICU_demand | 14.7 | 16.51 | 17.39 | 17.35 | 18.29 | 20.03 | Additional 50% Reduction | Afghanistan | AFG | 2022-01-02 | v8 | TRUE
https://raw.githubusercontent.com/mrc-ide/global-lmic-reports/master/AFG/projections.csv | 2021-03-01 | hospital_incidence | 3.62 | 4.2 | 4.46 | 4.43 | 4.62 | 5.28 | Additional 50% Reduction | Afghanistan | AFG | 2022-01-02 | v8 | TRUE
https://raw.githubusercontent.com/mrc-ide/global-lmic-reports/master/AFG/projections.csv | 2021-03-01 | ICU_incidence | 1.03 | 1.2 | 1.27 | 1.27 | 1.32 | 1.51 | Additional 50% Reduction | Afghanistan | AFG | 2022-01-02 | v8 | TRUE
https://raw.githubusercontent.com/mrc-ide/global-lmic-reports/master/AFG/projections.csv | 2021-03-01 | prevalence | 3118.87 | 3607.67 | 3812.49 | 3800.77 | 3938.09 | 4516.58 | Additional 50% Reduction | Afghanistan | AFG | 2022-01-02 | v8 | TRUE
https://raw.githubusercontent.com/mrc-ide/global-lmic-reports/master/AFG/projections.csv | 2021-03-01 | cumulative_infections | 1029980.34 | 1068311.61 | 1102923.31 | 1106479.74 | 1122504.03 | 1222546.92 | Additional 50% Reduction | Afghanistan | AFG | 2022-01-02 | v8 | TRUE
https://raw.githubusercontent.com/mrc-ide/global-lmic-reports/master/AFG/projections.csv | 2021-03-01 | cumulative_deaths | 2215.54 | 2309.46 | 2386.53 | 2392.74 | 2430.5 | 2669.4 | Additional 50% Reduction | Afghanistan | AFG | 2022-01-02 | v8 | TRUE
https://raw.githubusercontent.com/mrc-ide/global-lmic-reports/master/AFG/projections.csv | 2021-03-01 | Rt | 1.29 | 1.31 | 1.34 | 1.34 | 1.37 | 1.4 | Additional 50% Reduction | Afghanistan | AFG | 2022-01-02 | v8 | TRUE
https://raw.githubusercontent.com/mrc-ide/global-lmic-reports/master/AFG/projections.csv | 2021-03-01 | Reff | 1.26 | 1.28 | 1.31 | 1.31 | 1.33 | 1.36 | Additional 50% Reduction | Afghanistan | AFG | 2022-01-02 | v8 | TRUE
https://raw.githubusercontent.com/mrc-ide/global-lmic-reports/master/AFG/projections.csv | 2021-03-01 | infections | 555.08 | 639.02 | 658.88 | 666.25 | 692.39 | 783.76 | Maintain Status Quo | Afghanistan | AFG | 2022-01-02 | v8 | TRUE
https://raw.githubusercontent.com/mrc-ide/global-lmic-reports/master/AFG/projections.csv | 2021-03-01 | deaths | 0.93 | 1.05 | 1.11 | 1.1 | 1.17 | 1.28 | Maintain Status Quo | Afghanistan | AFG | 2022-01-02 | v8 | TRUE
https://raw.githubusercontent.com/mrc-ide/global-lmic-reports/master/AFG/projections.csv | 2021-03-01 | hospital_demand | 35.16 | 40.27 | 42.05 | 41.94 | 44.01 | 49.17 | Maintain Status Quo | Afghanistan | AFG | 2022-01-02 | v8 | TRUE
https://raw.githubusercontent.com/mrc-ide/global-lmic-reports/master/AFG/projections.csv | 2021-03-01 | ICU_demand | 14.7 | 16.51 | 17.39 | 17.35 | 18.29 | 20.03 | Maintain Status Quo | Afghanistan | AFG | 2022-01-02 | v8 | TRUE
https://raw.githubusercontent.com/mrc-ide/global-lmic-reports/master/AFG/projections.csv | 2021-03-01 | hospital_incidence | 3.62 | 4.2 | 4.46 | 4.43 | 4.62 | 5.28 | Maintain Status Quo | Afghanistan | AFG | 2022-01-02 | v8 | TRUE
https://raw.githubusercontent.com/mrc-ide/global-lmic-reports/master/AFG/projections.csv | 2021-03-01 | ICU_incidence | 1.03 | 1.2 | 1.27 | 1.27 | 1.32 | 1.51 | Maintain Status Quo | Afghanistan | AFG | 2022-01-02 | v8 | TRUE
https://raw.githubusercontent.com/mrc-ide/global-lmic-reports/master/AFG/projections.csv | 2021-03-01 | prevalence | 3118.87 | 3607.67 | 3812.49 | 3800.77 | 3938.09 | 4516.58 | Maintain Status Quo | Afghanistan | AFG | 2022-01-02 | v8 | TRUE
https://raw.githubusercontent.com/mrc-ide/global-lmic-reports/master/AFG/projections.csv | 2021-03-01 | cumulative_infections | 1029980.34 | 1068311.61 | 1102923.31 | 1106479.74 | 1122504.03 | 1222546.92 | Maintain Status Quo | Afghanistan | AFG | 2022-01-02 | v8 | TRUE
https://raw.githubusercontent.com/mrc-ide/global-lmic-reports/master/AFG/projections.csv | 2021-03-01 | cumulative_deaths | 2215.54 | 2309.46 | 2386.53 | 2392.74 | 2430.5 | 2669.4 | Maintain Status Quo | Afghanistan | AFG | 2022-01-02 | v8 | TRUE
https://raw.githubusercontent.com/mrc-ide/global-lmic-reports/master/AFG/projections.csv | 2021-03-01 | Rt | 1.29 | 1.31 | 1.34 | 1.34 | 1.37 | 1.4 | Maintain Status Quo | Afghanistan | AFG | 2022-01-02 | v8 | TRUE
https://raw.githubusercontent.com/mrc-ide/global-lmic-reports/master/AFG/projections.csv | 2021-03-01 | Reff | 1.26 | 1.28 | 1.31 | 1.31 | 1.33 | 1.36 | Maintain Status Quo | Afghanistan | AFG | 2022-01-02 | v8 | TRUE
https://raw.githubusercontent.com/mrc-ide/global-lmic-reports/master/AFG/projections.csv | 2021-03-01 | infections | 555.08 | 639.02 | 658.88 | 666.25 | 692.39 | 783.76 | Optimistic | Afghanistan | AFG | 2022-01-02 | v8 | TRUE
https://raw.githubusercontent.com/mrc-ide/global-lmic-reports/master/AFG/projections.csv | 2021-03-01 | deaths | 0.93 | 1.05 | 1.11 | 1.1 | 1.17 | 1.28 | Optimistic | Afghanistan | AFG | 2022-01-02 | v8 | TRUE
https://raw.githubusercontent.com/mrc-ide/global-lmic-reports/master/AFG/projections.csv | 2021-03-01 | hospital_demand | 35.16 | 40.27 | 42.05 | 41.94 | 44.01 | 49.17 | Optimistic | Afghanistan | AFG | 2022-01-02 | v8 | TRUE
https://raw.githubusercontent.com/mrc-ide/global-lmic-reports/master/AFG/projections.csv | 2021-03-01 | ICU_demand | 14.7 | 16.51 | 17.39 | 17.35 | 18.29 | 20.03 | Optimistic | Afghanistan | AFG | 2022-01-02 | v8 | TRUE
https://raw.githubusercontent.com/mrc-ide/global-lmic-reports/master/AFG/projections.csv | 2021-03-01 | hospital_incidence | 3.62 | 4.2 | 4.46 | 4.43 | 4.62 | 5.28 | Optimistic | Afghanistan | AFG | 2022-01-02 | v8 | TRUE
https://raw.githubusercontent.com/mrc-ide/global-lmic-reports/master/AFG/projections.csv | 2021-03-01 | ICU_incidence | 1.03 | 1.2 | 1.27 | 1.27 | 1.32 | 1.51 | Optimistic | Afghanistan | AFG | 2022-01-02 | v8 | TRUE
https://raw.githubusercontent.com/mrc-ide/global-lmic-reports/master/AFG/projections.csv | 2021-03-01 | prevalence | 3118.87 | 3607.67 | 3812.49 | 3800.77 | 3938.09 | 4516.58 | Optimistic | Afghanistan | AFG | 2022-01-02 | v8 | TRUE
https://raw.githubusercontent.com/mrc-ide/global-lmic-reports/master/AFG/projections.csv | 2021-03-01 | cumulative_infections | 1029980.34 | 1068311.61 | 1102923.31 | 1106479.74 | 1122504.03 | 1222546.92 | Optimistic | Afghanistan | AFG | 2022-01-02 | v8 | TRUE
https://raw.githubusercontent.com/mrc-ide/global-lmic-reports/master/AFG/projections.csv | 2021-03-01 | cumulative_deaths | 2215.54 | 2309.46 | 2386.53 | 2392.74 | 2430.5 | 2669.4 | Optimistic | Afghanistan | AFG | 2022-01-02 | v8 | TRUE
https://raw.githubusercontent.com/mrc-ide/global-lmic-reports/master/AFG/projections.csv | 2021-03-01 | Rt | 1.29 | 1.31 | 1.34 | 1.34 | 1.37 | 1.4 | Optimistic | Afghanistan | AFG | 2022-01-02 | v8 | TRUE
https://raw.githubusercontent.com/mrc-ide/global-lmic-reports/master/AFG/projections.csv | 2021-03-01 | Reff | 1.26 | 1.28 | 1.31 | 1.31 | 1.33 | 1.36 | Optimistic | Afghanistan | AFG | 2022-01-02 | v8 | TRUE
https://raw.githubusercontent.com/mrc-ide/global-lmic-reports/master/AFG/projections.csv | 2021-03-01 | infections | 555.08 | 639.02 | 658.88 | 666.25 | 692.39 | 783.76 | Pessimistic | Afghanistan | AFG | 2022-01-02 | v8 | TRUE
https://raw.githubusercontent.com/mrc-ide/global-lmic-reports/master/AFG/projections.csv | 2021-03-01 | deaths | 0.93 | 1.05 | 1.11 | 1.1 | 1.17 | 1.28 | Pessimistic | Afghanistan | AFG | 2022-01-02 | v8 | TRUE
https://raw.githubusercontent.com/mrc-ide/global-lmic-reports/master/AFG/projections.csv | 2021-03-01 | hospital_demand | 35.16 | 40.27 | 42.05 | 41.94 | 44.01 | 49.17 | Pessimistic | Afghanistan | AFG | 2022-01-02 | v8 | TRUE
https://raw.githubusercontent.com/mrc-ide/global-lmic-reports/master/AFG/projections.csv | 2021-03-01 | ICU_demand | 14.7 | 16.51 | 17.39 | 17.35 | 18.29 | 20.03 | Pessimistic | Afghanistan | AFG | 2022-01-02 | v8 | TRUE
https://raw.githubusercontent.com/mrc-ide/global-lmic-reports/master/AFG/projections.csv | 2021-03-01 | hospital_incidence | 3.62 | 4.2 | 4.46 | 4.43 | 4.62 | 5.28 | Pessimistic | Afghanistan | AFG | 2022-01-02 | v8 | TRUE
https://raw.githubusercontent.com/mrc-ide/global-lmic-reports/master/AFG/projections.csv | 2021-03-01 | ICU_incidence | 1.03 | 1.2 | 1.27 | 1.27 | 1.32 | 1.51 | Pessimistic | Afghanistan | AFG | 2022-01-02 | v8 | TRUE
https://raw.githubusercontent.com/mrc-ide/global-lmic-reports/master/AFG/projections.csv | 2021-03-01 | prevalence | 3118.87 | 3607.67 | 3812.49 | 3800.77 | 3938.09 | 4516.58 | Pessimistic | Afghanistan | AFG | 2022-01-02 | v8 | TRUE
https://raw.githubusercontent.com/mrc-ide/global-lmic-reports/master/AFG/projections.csv | 2021-03-01 | cumulative_infections | 1029980.34 | 1068311.61 | 1102923.31 | 1106479.74 | 1122504.03 | 1222546.92 | Pessimistic | Afghanistan | AFG | 2022-01-02 | v8 | TRUE
https://raw.githubusercontent.com/mrc-ide/global-lmic-reports/master/AFG/projections.csv | 2021-03-01 | cumulative_deaths | 2215.54 | 2309.46 | 2386.53 | 2392.74 | 2430.5 | 2669.4 | Pessimistic | Afghanistan | AFG | 2022-01-02 | v8 | TRUE
https://raw.githubusercontent.com/mrc-ide/global-lmic-reports/master/AFG/projections.csv | 2021-03-01 | Rt | 1.29 | 1.31 | 1.34 | 1.34 | 1.37 | 1.4 | Pessimistic | Afghanistan | AFG | 2022-01-02 | v8 | TRUE
https://raw.githubusercontent.com/mrc-ide/global-lmic-reports/master/AFG/projections.csv | 2021-03-01 | Reff | 1.26 | 1.28 | 1.31 | 1.31 | 1.33 | 1.36 | Pessimistic | Afghanistan | AFG | 2022-01-02 | v8 | TRUE
https://raw.githubusercontent.com/mrc-ide/global-lmic-reports/master/AFG/projections.csv | 2021-03-01 | infections | 555.08 | 639.02 | 658.88 | 666.25 | 692.39 | 783.76 | Relax Interventions 50% | Afghanistan | AFG | 2022-01-02 | v8 | TRUE
https://raw.githubusercontent.com/mrc-ide/global-lmic-reports/master/AFG/projections.csv | 2021-03-01 | deaths | 0.93 | 1.05 | 1.11 | 1.1 | 1.17 | 1.28 | Relax Interventions 50% | Afghanistan | AFG | 2022-01-02 | v8 | TRUE
https://raw.githubusercontent.com/mrc-ide/global-lmic-reports/master/AFG/projections.csv | 2021-03-01 | hospital_demand | 35.16 | 40.27 | 42.05 | 41.94 | 44.01 | 49.17 | Relax Interventions 50% | Afghanistan | AFG | 2022-01-02 | v8 | TRUE
https://raw.githubusercontent.com/mrc-ide/global-lmic-reports/master/AFG/projections.csv | 2021-03-01 | ICU_demand | 14.7 | 16.51 | 17.39 | 17.35 | 18.29 | 20.03 | Relax Interventions 50% | Afghanistan | AFG | 2022-01-02 | v8 | TRUE
https://raw.githubusercontent.com/mrc-ide/global-lmic-reports/master/AFG/projections.csv | 2021-03-01 | hospital_incidence | 3.62 | 4.2 | 4.46 | 4.43 | 4.62 | 5.28 | Relax Interventions 50% | Afghanistan | AFG | 2022-01-02 | v8 | TRUE
https://raw.githubusercontent.com/mrc-ide/global-lmic-reports/master/AFG/projections.csv | 2021-03-01 | ICU_incidence | 1.03 | 1.2 | 1.27 | 1.27 | 1.32 | 1.51 | Relax Interventions 50% | Afghanistan | AFG | 2022-01-02 | v8 | TRUE
https://raw.githubusercontent.com/mrc-ide/global-lmic-reports/master/AFG/projections.csv | 2021-03-01 | prevalence | 3118.87 | 3607.67 | 3812.49 | 3800.77 | 3938.09 | 4516.58 | Relax Interventions 50% | Afghanistan | AFG | 2022-01-02 | v8 | TRUE
https://raw.githubusercontent.com/mrc-ide/global-lmic-reports/master/AFG/projections.csv | 2021-03-01 | cumulative_infections | 1029980.34 | 1068311.61 | 1102923.31 | 1106479.74 | 1122504.03 | 1222546.92 | Relax Interventions 50% | Afghanistan | AFG | 2022-01-02 | v8 | TRUE
https://raw.githubusercontent.com/mrc-ide/global-lmic-reports/master/AFG/projections.csv | 2021-03-01 | cumulative_deaths | 2215.54 | 2309.46 | 2386.53 | 2392.74 | 2430.5 | 2669.4 | Relax Interventions 50% | Afghanistan | AFG | 2022-01-02 | v8 | TRUE
https://raw.githubusercontent.com/mrc-ide/global-lmic-reports/master/AFG/projections.csv | 2021-03-01 | Rt | 1.29 | 1.31 | 1.34 | 1.34 | 1.37 | 1.4 | Relax Interventions 50% | Afghanistan | AFG | 2022-01-02 | v8 | TRUE
https://raw.githubusercontent.com/mrc-ide/global-lmic-reports/master/AFG/projections.csv | 2021-03-01 | Reff | 1.26 | 1.28 | 1.31 | 1.31 | 1.33 | 1.36 | Relax Interventions 50% | Afghanistan | AFG | 2022-01-02 | v8 | TRUE
https://raw.githubusercontent.com/mrc-ide/global-lmic-reports/master/AFG/projections.csv | 2021-03-01 | infections | 588.7 | 623.71 | 650.33 | 661.19 | 694.89 | 743.57 | Surged Additional 50% Reduction | Afghanistan | AFG | 2022-01-02 | v8 | TRUE
https://raw.githubusercontent.com/mrc-ide/global-lmic-reports/master/AFG/projections.csv | 2021-03-01 | deaths | 0.94 | 1.02 | 1.09 | 1.09 | 1.13 | 1.23 | Surged Additional 50% Reduction | Afghanistan | AFG | 2022-01-02 | v8 | TRUE
https://raw.githubusercontent.com/mrc-ide/global-lmic-reports/master/AFG/projections.csv | 2021-03-01 | hospital_demand | 35.63 | 38.63 | 41.37 | 41.33 | 43.53 | 47.17 | Surged Additional 50% Reduction | Afghanistan | AFG | 2022-01-02 | v8 | TRUE
https://raw.githubusercontent.com/mrc-ide/global-lmic-reports/master/AFG/projections.csv | 2021-03-01 | ICU_demand | 14.9 | 16.07 | 17.16 | 17.08 | 17.71 | 19.38 | Surged Additional 50% Reduction | Afghanistan | AFG | 2022-01-02 | v8 | TRUE
https://raw.githubusercontent.com/mrc-ide/global-lmic-reports/master/AFG/projections.csv | 2021-03-01 | hospital_incidence | 3.74 | 4.09 | 4.34 | 4.37 | 4.68 | 5.05 | Surged Additional 50% Reduction | Afghanistan | AFG | 2022-01-02 | v8 | TRUE
https://raw.githubusercontent.com/mrc-ide/global-lmic-reports/master/AFG/projections.csv | 2021-03-01 | ICU_incidence | 1.07 | 1.17 | 1.24 | 1.25 | 1.34 | 1.44 | Surged Additional 50% Reduction | Afghanistan | AFG | 2022-01-02 | v8 | TRUE
https://raw.githubusercontent.com/mrc-ide/global-lmic-reports/master/AFG/projections.csv | 2021-03-01 | prevalence | 3268.99 | 3567.03 | 3711.27 | 3763.81 | 3989.4 | 4273.73 | Surged Additional 50% Reduction | Afghanistan | AFG | 2022-01-02 | v8 | TRUE
https://raw.githubusercontent.com/mrc-ide/global-lmic-reports/master/AFG/projections.csv | 2021-03-01 | cumulative_infections | 1021776.78 | 1066705.41 | 1095227.39 | 1095006.62 | 1123265.97 | 1175633.92 | Surged Additional 50% Reduction | Afghanistan | AFG | 2022-01-02 | v8 | TRUE
https://raw.githubusercontent.com/mrc-ide/global-lmic-reports/master/AFG/projections.csv | 2021-03-01 | cumulative_deaths | 2197.14 | 2293.34 | 2354.81 | 2354.43 | 2415.97 | 2528.07 | Surged Additional 50% Reduction | Afghanistan | AFG | 2022-01-02 | v8 | TRUE
https://raw.githubusercontent.com/mrc-ide/global-lmic-reports/master/AFG/projections.csv | 2021-03-01 | Rt | 1.29 | 1.33 | 1.35 | 1.35 | 1.37 | 1.41 | Surged Additional 50% Reduction | Afghanistan | AFG | 2022-01-02 | v8 | TRUE
https://raw.githubusercontent.com/mrc-ide/global-lmic-reports/master/AFG/projections.csv | 2021-03-01 | Reff | 1.26 | 1.3 | 1.32 | 1.32 | 1.33 | 1.37 | Surged Additional 50% Reduction | Afghanistan | AFG | 2022-01-02 | v8 | TRUE
https://raw.githubusercontent.com/mrc-ide/global-lmic-reports/master/AFG/projections.csv | 2021-03-01 | infections | 588.7 | 623.71 | 650.33 | 661.19 | 694.89 | 743.57 | Surged Maintain Status Quo | Afghanistan | AFG | 2022-01-02 | v8 | TRUE
https://raw.githubusercontent.com/mrc-ide/global-lmic-reports/master/AFG/projections.csv | 2021-03-01 | deaths | 0.94 | 1.02 | 1.09 | 1.09 | 1.13 | 1.23 | Surged Maintain Status Quo | Afghanistan | AFG | 2022-01-02 | v8 | TRUE
https://raw.githubusercontent.com/mrc-ide/global-lmic-reports/master/AFG/projections.csv | 2021-03-01 | hospital_demand | 35.63 | 38.63 | 41.37 | 41.33 | 43.53 | 47.17 | Surged Maintain Status Quo | Afghanistan | AFG | 2022-01-02 | v8 | TRUE
https://raw.githubusercontent.com/mrc-ide/global-lmic-reports/master/AFG/projections.csv | 2021-03-01 | ICU_demand | 14.9 | 16.07 | 17.16 | 17.08 | 17.71 | 19.38 | Surged Maintain Status Quo | Afghanistan | AFG | 2022-01-02 | v8 | TRUE
https://raw.githubusercontent.com/mrc-ide/global-lmic-reports/master/AFG/projections.csv | 2021-03-01 | hospital_incidence | 3.74 | 4.09 | 4.34 | 4.37 | 4.68 | 5.05 | Surged Maintain Status Quo | Afghanistan | AFG | 2022-01-02 | v8 | TRUE
https://raw.githubusercontent.com/mrc-ide/global-lmic-reports/master/AFG/projections.csv | 2021-03-01 | ICU_incidence | 1.07 | 1.17 | 1.24 | 1.25 | 1.34 | 1.44 | Surged Maintain Status Quo | Afghanistan | AFG | 2022-01-02 | v8 | TRUE
https://raw.githubusercontent.com/mrc-ide/global-lmic-reports/master/AFG/projections.csv | 2021-03-01 | prevalence | 3268.99 | 3567.03 | 3711.27 | 3763.81 | 3989.4 | 4273.73 | Surged Maintain Status Quo | Afghanistan | AFG | 2022-01-02 | v8 | TRUE
https://raw.githubusercontent.com/mrc-ide/global-lmic-reports/master/AFG/projections.csv | 2021-03-01 | cumulative_infections | 1021776.78 | 1066705.41 | 1095227.39 | 1095006.62 | 1123265.97 | 1175633.92 | Surged Maintain Status Quo | Afghanistan | AFG | 2022-01-02 | v8 | TRUE
https://raw.githubusercontent.com/mrc-ide/global-lmic-reports/master/AFG/projections.csv | 2021-03-01 | cumulative_deaths | 2197.14 | 2293.34 | 2354.81 | 2354.43 | 2415.97 | 2528.07 | Surged Maintain Status Quo | Afghanistan | AFG | 2022-01-02 | v8 | TRUE
https://raw.githubusercontent.com/mrc-ide/global-lmic-reports/master/AFG/projections.csv | 2021-03-01 | Rt | 1.29 | 1.33 | 1.35 | 1.35 | 1.37 | 1.41 | Surged Maintain Status Quo | Afghanistan | AFG | 2022-01-02 | v8 | TRUE
https://raw.githubusercontent.com/mrc-ide/global-lmic-reports/master/AFG/projections.csv | 2021-03-01 | Reff | 1.26 | 1.3 | 1.32 | 1.32 | 1.33 | 1.37 | Surged Maintain Status Quo | Afghanistan | AFG | 2022-01-02 | v8 | TRUE
https://raw.githubusercontent.com/mrc-ide/global-lmic-reports/master/AFG/projections.csv | 2021-03-01 | infections | 588.7 | 623.71 | 650.33 | 661.19 | 694.89 | 743.57 | Surged Optimistic | Afghanistan | AFG | 2022-01-02 | v8 | TRUE
https://raw.githubusercontent.com/mrc-ide/global-lmic-reports/master/AFG/projections.csv | 2021-03-01 | deaths | 0.94 | 1.02 | 1.09 | 1.09 | 1.13 | 1.23 | Surged Optimistic | Afghanistan | AFG | 2022-01-02 | v8 | TRUE
https://raw.githubusercontent.com/mrc-ide/global-lmic-reports/master/AFG/projections.csv | 2021-03-01 | hospital_demand | 35.63 | 38.63 | 41.37 | 41.33 | 43.53 | 47.17 | Surged Optimistic | Afghanistan | AFG | 2022-01-02 | v8 | TRUE
https://raw.githubusercontent.com/mrc-ide/global-lmic-reports/master/AFG/projections.csv | 2021-03-01 | ICU_demand | 14.9 | 16.07 | 17.16 | 17.08 | 17.71 | 19.38 | Surged Optimistic | Afghanistan | AFG | 2022-01-02 | v8 | TRUE
https://raw.githubusercontent.com/mrc-ide/global-lmic-reports/master/AFG/projections.csv | 2021-03-01 | hospital_incidence | 3.74 | 4.09 | 4.34 | 4.37 | 4.68 | 5.05 | Surged Optimistic | Afghanistan | AFG | 2022-01-02 | v8 | TRUE
https://raw.githubusercontent.com/mrc-ide/global-lmic-reports/master/AFG/projections.csv | 2021-03-01 | ICU_incidence | 1.07 | 1.17 | 1.24 | 1.25 | 1.34 | 1.44 | Surged Optimistic | Afghanistan | AFG | 2022-01-02 | v8 | TRUE
https://raw.githubusercontent.com/mrc-ide/global-lmic-reports/master/AFG/projections.csv | 2021-03-01 | prevalence | 3268.99 | 3567.03 | 3711.27 | 3763.81 | 3989.4 | 4273.73 | Surged Optimistic | Afghanistan | AFG | 2022-01-02 | v8 | TRUE
https://raw.githubusercontent.com/mrc-ide/global-lmic-reports/master/AFG/projections.csv | 2021-03-01 | cumulative_infections | 1021776.78 | 1066705.41 | 1095227.39 | 1095006.62 | 1123265.97 | 1175633.92 | Surged Optimistic | Afghanistan | AFG | 2022-01-02 | v8 | TRUE
https://raw.githubusercontent.com/mrc-ide/global-lmic-reports/master/AFG/projections.csv | 2021-03-01 | cumulative_deaths | 2197.14 | 2293.34 | 2354.81 | 2354.43 | 2415.97 | 2528.07 | Surged Optimistic | Afghanistan | AFG | 2022-01-02 | v8 | TRUE
https://raw.githubusercontent.com/mrc-ide/global-lmic-reports/master/AFG/projections.csv | 2021-03-01 | Rt | 1.29 | 1.33 | 1.35 | 1.35 | 1.37 | 1.41 | Surged Optimistic | Afghanistan | AFG | 2022-01-02 | v8 | TRUE
https://raw.githubusercontent.com/mrc-ide/global-lmic-reports/master/AFG/projections.csv | 2021-03-01 | Reff | 1.26 | 1.3 | 1.32 | 1.32 | 1.33 | 1.37 | Surged Optimistic | Afghanistan | AFG | 2022-01-02 | v8 | TRUE
https://raw.githubusercontent.com/mrc-ide/global-lmic-reports/master/AFG/projections.csv | 2021-03-01 | infections | 588.7 | 623.71 | 650.33 | 661.19 | 694.89 | 743.57 | Surged Pessimistic | Afghanistan | AFG | 2022-01-02 | v8 | TRUE
https://raw.githubusercontent.com/mrc-ide/global-lmic-reports/master/AFG/projections.csv | 2021-03-01 | deaths | 0.94 | 1.02 | 1.09 | 1.09 | 1.13 | 1.23 | Surged Pessimistic | Afghanistan | AFG | 2022-01-02 | v8 | TRUE
https://raw.githubusercontent.com/mrc-ide/global-lmic-reports/master/AFG/projections.csv | 2021-03-01 | hospital_demand | 35.63 | 38.63 | 41.37 | 41.33 | 43.53 | 47.17 | Surged Pessimistic | Afghanistan | AFG | 2022-01-02 | v8 | TRUE
https://raw.githubusercontent.com/mrc-ide/global-lmic-reports/master/AFG/projections.csv | 2021-03-01 | ICU_demand | 14.9 | 16.07 | 17.16 | 17.08 | 17.71 | 19.38 | Surged Pessimistic | Afghanistan | AFG | 2022-01-02 | v8 | TRUE
https://raw.githubusercontent.com/mrc-ide/global-lmic-reports/master/AFG/projections.csv | 2021-03-01 | hospital_incidence | 3.74 | 4.09 | 4.34 | 4.37 | 4.68 | 5.05 | Surged Pessimistic | Afghanistan | AFG | 2022-01-02 | v8 | TRUE
https://raw.githubusercontent.com/mrc-ide/global-lmic-reports/master/AFG/projections.csv | 2021-03-01 | ICU_incidence | 1.07 | 1.17 | 1.24 | 1.25 | 1.34 | 1.44 | Surged Pessimistic | Afghanistan | AFG | 2022-01-02 | v8 | TRUE
https://raw.githubusercontent.com/mrc-ide/global-lmic-reports/master/AFG/projections.csv | 2021-03-01 | prevalence | 3268.99 | 3567.03 | 3711.27 | 3763.81 | 3989.4 | 4273.73 | Surged Pessimistic | Afghanistan | AFG | 2022-01-02 | v8 | TRUE
https://raw.githubusercontent.com/mrc-ide/global-lmic-reports/master/AFG/projections.csv | 2021-03-01 | cumulative_infections | 1021776.78 | 1066705.41 | 1095227.39 | 1095006.62 | 1123265.97 | 1175633.92 | Surged Pessimistic | Afghanistan | AFG | 2022-01-02 | v8 | TRUE
https://raw.githubusercontent.com/mrc-ide/global-lmic-reports/master/AFG/projections.csv | 2021-03-01 | cumulative_deaths | 2197.14 | 2293.34 | 2354.81 | 2354.43 | 2415.97 | 2528.07 | Surged Pessimistic | Afghanistan | AFG | 2022-01-02 | v8 | TRUE
https://raw.githubusercontent.com/mrc-ide/global-lmic-reports/master/AFG/projections.csv | 2021-03-01 | Rt | 1.29 | 1.33 | 1.35 | 1.35 | 1.37 | 1.41 | Surged Pessimistic | Afghanistan | AFG | 2022-01-02 | v8 | TRUE
https://raw.githubusercontent.com/mrc-ide/global-lmic-reports/master/AFG/projections.csv | 2021-03-01 | Reff | 1.26 | 1.3 | 1.32 | 1.32 | 1.33 | 1.37 | Surged Pessimistic | Afghanistan | AFG | 2022-01-02 | v8 | TRUE
https://raw.githubusercontent.com/mrc-ide/global-lmic-reports/master/AFG/projections.csv | 2021-03-01 | infections | 588.7 | 623.71 | 650.33 | 661.19 | 694.89 | 743.57 | Surged Relax Interventions 50% | Afghanistan | AFG | 2022-01-02 | v8 | TRUE
https://raw.githubusercontent.com/mrc-ide/global-lmic-reports/master/AFG/projections.csv | 2021-03-01 | deaths | 0.94 | 1.02 | 1.09 | 1.09 | 1.13 | 1.23 | Surged Relax Interventions 50% | Afghanistan | AFG | 2022-01-02 | v8 | TRUE
https://raw.githubusercontent.com/mrc-ide/global-lmic-reports/master/AFG/projections.csv | 2021-03-01 | hospital_demand | 35.63 | 38.63 | 41.37 | 41.33 | 43.53 | 47.17 | Surged Relax Interventions 50% | Afghanistan | AFG | 2022-01-02 | v8 | TRUE
https://raw.githubusercontent.com/mrc-ide/global-lmic-reports/master/AFG/projections.csv | 2021-03-01 | ICU_demand | 14.9 | 16.07 | 17.16 | 17.08 | 17.71 | 19.38 | Surged Relax Interventions 50% | Afghanistan | AFG | 2022-01-02 | v8 | TRUE
https://raw.githubusercontent.com/mrc-ide/global-lmic-reports/master/AFG/projections.csv | 2021-03-01 | hospital_incidence | 3.74 | 4.09 | 4.34 | 4.37 | 4.68 | 5.05 | Surged Relax Interventions 50% | Afghanistan | AFG | 2022-01-02 | v8 | TRUE
https://raw.githubusercontent.com/mrc-ide/global-lmic-reports/master/AFG/projections.csv | 2021-03-01 | ICU_incidence | 1.07 | 1.17 | 1.24 | 1.25 | 1.34 | 1.44 | Surged Relax Interventions 50% | Afghanistan | AFG | 2022-01-02 | v8 | TRUE
https://raw.githubusercontent.com/mrc-ide/global-lmic-reports/master/AFG/projections.csv | 2021-03-01 | prevalence | 3268.99 | 3567.03 | 3711.27 | 3763.81 | 3989.4 | 4273.73 | Surged Relax Interventions 50% | Afghanistan | AFG | 2022-01-02 | v8 | TRUE
https://raw.githubusercontent.com/mrc-ide/global-lmic-reports/master/AFG/projections.csv | 2021-03-01 | cumulative_infections | 1021776.78 | 1066705.41 | 1095227.39 | 1095006.62 | 1123265.97 | 1175633.92 | Surged Relax Interventions 50% | Afghanistan | AFG | 2022-01-02 | v8 | TRUE
https://raw.githubusercontent.com/mrc-ide/global-lmic-reports/master/AFG/projections.csv | 2021-03-01 | cumulative_deaths | 2197.14 | 2293.34 | 2354.81 | 2354.43 | 2415.97 | 2528.07 | Surged Relax Interventions 50% | Afghanistan | AFG | 2022-01-02 | v8 | TRUE
https://raw.githubusercontent.com/mrc-ide/global-lmic-reports/master/AFG/projections.csv | 2021-03-01 | Rt | 1.29 | 1.33 | 1.35 | 1.35 | 1.37 | 1.41 | Surged Relax Interventions 50% | Afghanistan | AFG | 2022-01-02 | v8 | TRUE
https://raw.githubusercontent.com/mrc-ide/global-lmic-reports/master/AFG/projections.csv | 2021-03-01 | Reff | 1.26 | 1.3 | 1.32 | 1.32 | 1.33 | 1.37 | Surged Relax Interventions 50% | Afghanistan | AFG | 2022-01-02 | v8 | TRUE
https://raw.githubusercontent.com/mrc-ide/global-lmic-reports/master/AFG/projections.csv | 2021-03-02 | infections | 570.12 | 657.17 | 674.48 | 683.94 | 709.58 | 802.68 | Additional 50% Reduction | Afghanistan | AFG | 2022-01-02 | v8 | TRUE
https://raw.githubusercontent.com/mrc-ide/global-lmic-reports/master/AFG/projections.csv | 2021-03-02 | deaths | 0.92 | 1.05 | 1.1 | 1.1 | 1.16 | 1.28 | Additional 50% Reduction | Afghanistan | AFG | 2022-01-02 | v8 | TRUE
https://raw.githubusercontent.com/mrc-ide/global-lmic-reports/master/AFG/projections.csv | 2021-03-02 | hospital_demand | 35.1 | 40.18 | 42.06 | 41.93 | 43.92 | 49.26 | Additional 50% Reduction | Afghanistan | AFG | 2022-01-02 | v8 | TRUE
https://raw.githubusercontent.com/mrc-ide/global-lmic-reports/master/AFG/projections.csv | 2021-03-02 | ICU_demand | 14.59 | 16.44 | 17.29 | 17.24 | 18.13 | 19.97 | Additional 50% Reduction | Afghanistan | AFG | 2022-01-02 | v8 | TRUE
https://raw.githubusercontent.com/mrc-ide/global-lmic-reports/master/AFG/projections.csv | 2021-03-02 | hospital_incidence | 3.68 | 4.26 | 4.53 | 4.5 | 4.69 | 5.38 | Additional 50% Reduction | Afghanistan | AFG | 2022-01-02 | v8 | TRUE
https://raw.githubusercontent.com/mrc-ide/global-lmic-reports/master/AFG/projections.csv | 2021-03-02 | ICU_incidence | 1.05 | 1.22 | 1.3 | 1.29 | 1.34 | 1.54 | Additional 50% Reduction | Afghanistan | AFG | 2022-01-02 | v8 | TRUE
https://raw.githubusercontent.com/mrc-ide/global-lmic-reports/master/AFG/projections.csv | 2021-03-02 | prevalence | 3261.56 | 3776.16 | 3957.16 | 3961.48 | 4105.56 | 4685.76 | Additional 50% Reduction | Afghanistan | AFG | 2022-01-02 | v8 | TRUE
https://raw.githubusercontent.com/mrc-ide/global-lmic-reports/master/AFG/projections.csv | 2021-03-02 | cumulative_infections | 1030606.16 | 1069012.65 | 1103605.19 | 1107163.68 | 1123257.4 | 1223248.25 | Additional 50% Reduction | Afghanistan | AFG | 2022-01-02 | v8 | TRUE
https://raw.githubusercontent.com/mrc-ide/global-lmic-reports/master/AFG/projections.csv | 2021-03-02 | cumulative_deaths | 2216.6 | 2310.45 | 2387.6 | 2393.84 | 2431.66 | 2670.48 | Additional 50% Reduction | Afghanistan | AFG | 2022-01-02 | v8 | TRUE
https://raw.githubusercontent.com/mrc-ide/global-lmic-reports/master/AFG/projections.csv | 2021-03-02 | Rt | 1.28 | 1.3 | 1.33 | 1.33 | 1.35 | 1.39 | Additional 50% Reduction | Afghanistan | AFG | 2022-01-02 | v8 | TRUE
https://raw.githubusercontent.com/mrc-ide/global-lmic-reports/master/AFG/projections.csv | 2021-03-02 | Reff | 1.25 | 1.27 | 1.29 | 1.3 | 1.32 | 1.35 | Additional 50% Reduction | Afghanistan | AFG | 2022-01-02 | v8 | TRUE
https://raw.githubusercontent.com/mrc-ide/global-lmic-reports/master/AFG/projections.csv | 2021-03-02 | infections | 570.12 | 657.17 | 674.48 | 683.94 | 709.58 | 802.68 | Maintain Status Quo | Afghanistan | AFG | 2022-01-02 | v8 | TRUE
https://raw.githubusercontent.com/mrc-ide/global-lmic-reports/master/AFG/projections.csv | 2021-03-02 | deaths | 0.92 | 1.05 | 1.1 | 1.1 | 1.16 | 1.28 | Maintain Status Quo | Afghanistan | AFG | 2022-01-02 | v8 | TRUE
https://raw.githubusercontent.com/mrc-ide/global-lmic-reports/master/AFG/projections.csv | 2021-03-02 | hospital_demand | 35.1 | 40.18 | 42.06 | 41.93 | 43.92 | 49.26 | Maintain Status Quo | Afghanistan | AFG | 2022-01-02 | v8 | TRUE
https://raw.githubusercontent.com/mrc-ide/global-lmic-reports/master/AFG/projections.csv | 2021-03-02 | ICU_demand | 14.59 | 16.44 | 17.29 | 17.24 | 18.13 | 19.97 | Maintain Status Quo | Afghanistan | AFG | 2022-01-02 | v8 | TRUE
https://raw.githubusercontent.com/mrc-ide/global-lmic-reports/master/AFG/projections.csv | 2021-03-02 | hospital_incidence | 3.68 | 4.26 | 4.53 | 4.5 | 4.69 | 5.38 | Maintain Status Quo | Afghanistan | AFG | 2022-01-02 | v8 | TRUE
https://raw.githubusercontent.com/mrc-ide/global-lmic-reports/master/AFG/projections.csv | 2021-03-02 | ICU_incidence | 1.05 | 1.22 | 1.3 | 1.29 | 1.34 | 1.54 | Maintain Status Quo | Afghanistan | AFG | 2022-01-02 | v8 | TRUE
https://raw.githubusercontent.com/mrc-ide/global-lmic-reports/master/AFG/projections.csv | 2021-03-02 | prevalence | 3261.56 | 3776.16 | 3957.16 | 3961.48 | 4105.56 | 4685.76 | Maintain Status Quo | Afghanistan | AFG | 2022-01-02 | v8 | TRUE
https://raw.githubusercontent.com/mrc-ide/global-lmic-reports/master/AFG/projections.csv | 2021-03-02 | cumulative_infections | 1030606.16 | 1069012.65 | 1103605.19 | 1107163.68 | 1123257.4 | 1223248.25 | Maintain Status Quo | Afghanistan | AFG | 2022-01-02 | v8 | TRUE
https://raw.githubusercontent.com/mrc-ide/global-lmic-reports/master/AFG/projections.csv | 2021-03-02 | cumulative_deaths | 2216.6 | 2310.45 | 2387.6 | 2393.84 | 2431.66 | 2670.48 | Maintain Status Quo | Afghanistan | AFG | 2022-01-02 | v8 | TRUE
https://raw.githubusercontent.com/mrc-ide/global-lmic-reports/master/AFG/projections.csv | 2021-03-02 | Rt | 1.28 | 1.3 | 1.33 | 1.33 | 1.35 | 1.39 | Maintain Status Quo | Afghanistan | AFG | 2022-01-02 | v8 | TRUE
https://raw.githubusercontent.com/mrc-ide/global-lmic-reports/master/AFG/projections.csv | 2021-03-02 | Reff | 1.25 | 1.27 | 1.29 | 1.3 | 1.32 | 1.35 | Maintain Status Quo | Afghanistan | AFG | 2022-01-02 | v8 | TRUE
https://raw.githubusercontent.com/mrc-ide/global-lmic-reports/master/AFG/projections.csv | 2021-03-02 | infections | 570.12 | 657.17 | 674.48 | 683.94 | 709.58 | 802.68 | Optimistic | Afghanistan | AFG | 2022-01-02 | v8 | TRUE
https://raw.githubusercontent.com/mrc-ide/global-lmic-reports/master/AFG/projections.csv | 2021-03-02 | deaths | 0.92 | 1.05 | 1.1 | 1.1 | 1.16 | 1.28 | Optimistic | Afghanistan | AFG | 2022-01-02 | v8 | TRUE
https://raw.githubusercontent.com/mrc-ide/global-lmic-reports/master/AFG/projections.csv | 2021-03-02 | hospital_demand | 35.1 | 40.18 | 42.06 | 41.93 | 43.92 | 49.26 | Optimistic | Afghanistan | AFG | 2022-01-02 | v8 | TRUE
https://raw.githubusercontent.com/mrc-ide/global-lmic-reports/master/AFG/projections.csv | 2021-03-02 | ICU_demand | 14.59 | 16.44 | 17.29 | 17.24 | 18.13 | 19.97 | Optimistic | Afghanistan | AFG | 2022-01-02 | v8 | TRUE
https://raw.githubusercontent.com/mrc-ide/global-lmic-reports/master/AFG/projections.csv | 2021-03-02 | hospital_incidence | 3.68 | 4.26 | 4.53 | 4.5 | 4.69 | 5.38 | Optimistic | Afghanistan | AFG | 2022-01-02 | v8 | TRUE
https://raw.githubusercontent.com/mrc-ide/global-lmic-reports/master/AFG/projections.csv | 2021-03-02 | ICU_incidence | 1.05 | 1.22 | 1.3 | 1.29 | 1.34 | 1.54 | Optimistic | Afghanistan | AFG | 2022-01-02 | v8 | TRUE
https://raw.githubusercontent.com/mrc-ide/global-lmic-reports/master/AFG/projections.csv | 2021-03-02 | prevalence | 3261.56 | 3776.16 | 3957.16 | 3961.48 | 4105.56 | 4685.76 | Optimistic | Afghanistan | AFG | 2022-01-02 | v8 | TRUE
https://raw.githubusercontent.com/mrc-ide/global-lmic-reports/master/AFG/projections.csv | 2021-03-02 | cumulative_infections | 1030606.16 | 1069012.65 | 1103605.19 | 1107163.68 | 1123257.4 | 1223248.25 | Optimistic | Afghanistan | AFG | 2022-01-02 | v8 | TRUE
https://raw.githubusercontent.com/mrc-ide/global-lmic-reports/master/AFG/projections.csv | 2021-03-02 | cumulative_deaths | 2216.6 | 2310.45 | 2387.6 | 2393.84 | 2431.66 | 2670.48 | Optimistic | Afghanistan | AFG | 2022-01-02 | v8 | TRUE
https://raw.githubusercontent.com/mrc-ide/global-lmic-reports/master/AFG/projections.csv | 2021-03-02 | Rt | 1.28 | 1.3 | 1.33 | 1.33 | 1.35 | 1.39 | Optimistic | Afghanistan | AFG | 2022-01-02 | v8 | TRUE
https://raw.githubusercontent.com/mrc-ide/global-lmic-reports/master/AFG/projections.csv | 2021-03-02 | Reff | 1.25 | 1.27 | 1.29 | 1.3 | 1.32 | 1.35 | Optimistic | Afghanistan | AFG | 2022-01-02 | v8 | TRUE
https://raw.githubusercontent.com/mrc-ide/global-lmic-reports/master/AFG/projections.csv | 2021-03-02 | infections | 570.12 | 657.17 | 674.48 | 683.94 | 709.58 | 802.68 | Pessimistic | Afghanistan | AFG | 2022-01-02 | v8 | TRUE
https://raw.githubusercontent.com/mrc-ide/global-lmic-reports/master/AFG/projections.csv | 2021-03-02 | deaths | 0.92 | 1.05 | 1.1 | 1.1 | 1.16 | 1.28 | Pessimistic | Afghanistan | AFG | 2022-01-02 | v8 | TRUE
https://raw.githubusercontent.com/mrc-ide/global-lmic-reports/master/AFG/projections.csv | 2021-03-02 | hospital_demand | 35.1 | 40.18 | 42.06 | 41.93 | 43.92 | 49.26 | Pessimistic | Afghanistan | AFG | 2022-01-02 | v8 | TRUE
https://raw.githubusercontent.com/mrc-ide/global-lmic-reports/master/AFG/projections.csv | 2021-03-02 | ICU_demand | 14.59 | 16.44 | 17.29 | 17.24 | 18.13 | 19.97 | Pessimistic | Afghanistan | AFG | 2022-01-02 | v8 | TRUE
https://raw.githubusercontent.com/mrc-ide/global-lmic-reports/master/AFG/projections.csv | 2021-03-02 | hospital_incidence | 3.68 | 4.26 | 4.53 | 4.5 | 4.69 | 5.38 | Pessimistic | Afghanistan | AFG | 2022-01-02 | v8 | TRUE
https://raw.githubusercontent.com/mrc-ide/global-lmic-reports/master/AFG/projections.csv | 2021-03-02 | ICU_incidence | 1.05 | 1.22 | 1.3 | 1.29 | 1.34 | 1.54 | Pessimistic | Afghanistan | AFG | 2022-01-02 | v8 | TRUE
https://raw.githubusercontent.com/mrc-ide/global-lmic-reports/master/AFG/projections.csv | 2021-03-02 | prevalence | 3261.56 | 3776.16 | 3957.16 | 3961.48 | 4105.56 | 4685.76 | Pessimistic | Afghanistan | AFG | 2022-01-02 | v8 | TRUE
https://raw.githubusercontent.com/mrc-ide/global-lmic-reports/master/AFG/projections.csv | 2021-03-02 | cumulative_infections | 1030606.16 | 1069012.65 | 1103605.19 | 1107163.68 | 1123257.4 | 1223248.25 | Pessimistic | Afghanistan | AFG | 2022-01-02 | v8 | TRUE
https://raw.githubusercontent.com/mrc-ide/global-lmic-reports/master/AFG/projections.csv | 2021-03-02 | cumulative_deaths | 2216.6 | 2310.45 | 2387.6 | 2393.84 | 2431.66 | 2670.48 | Pessimistic | Afghanistan | AFG | 2022-01-02 | v8 | TRUE
https://raw.githubusercontent.com/mrc-ide/global-lmic-reports/master/AFG/projections.csv | 2021-03-02 | Rt | 1.28 | 1.3 | 1.33 | 1.33 | 1.35 | 1.39 | Pessimistic | Afghanistan | AFG | 2022-01-02 | v8 | TRUE
https://raw.githubusercontent.com/mrc-ide/global-lmic-reports/master/AFG/projections.csv | 2021-03-02 | Reff | 1.25 | 1.27 | 1.29 | 1.3 | 1.32 | 1.35 | Pessimistic | Afghanistan | AFG | 2022-01-02 | v8 | TRUE
https://raw.githubusercontent.com/mrc-ide/global-lmic-reports/master/AFG/projections.csv | 2021-03-02 | infections | 570.12 | 657.17 | 674.48 | 683.94 | 709.58 | 802.68 | Relax Interventions 50% | Afghanistan | AFG | 2022-01-02 | v8 | TRUE
https://raw.githubusercontent.com/mrc-ide/global-lmic-reports/master/AFG/projections.csv | 2021-03-02 | deaths | 0.92 | 1.05 | 1.1 | 1.1 | 1.16 | 1.28 | Relax Interventions 50% | Afghanistan | AFG | 2022-01-02 | v8 | TRUE
https://raw.githubusercontent.com/mrc-ide/global-lmic-reports/master/AFG/projections.csv | 2021-03-02 | hospital_demand | 35.1 | 40.18 | 42.06 | 41.93 | 43.92 | 49.26 | Relax Interventions 50% | Afghanistan | AFG | 2022-01-02 | v8 | TRUE
https://raw.githubusercontent.com/mrc-ide/global-lmic-reports/master/AFG/projections.csv | 2021-03-02 | ICU_demand | 14.59 | 16.44 | 17.29 | 17.24 | 18.13 | 19.97 | Relax Interventions 50% | Afghanistan | AFG | 2022-01-02 | v8 | TRUE
https://raw.githubusercontent.com/mrc-ide/global-lmic-reports/master/AFG/projections.csv | 2021-03-02 | hospital_incidence | 3.68 | 4.26 | 4.53 | 4.5 | 4.69 | 5.38 | Relax Interventions 50% | Afghanistan | AFG | 2022-01-02 | v8 | TRUE
https://raw.githubusercontent.com/mrc-ide/global-lmic-reports/master/AFG/projections.csv | 2021-03-02 | ICU_incidence | 1.05 | 1.22 | 1.3 | 1.29 | 1.34 | 1.54 | Relax Interventions 50% | Afghanistan | AFG | 2022-01-02 | v8 | TRUE
https://raw.githubusercontent.com/mrc-ide/global-lmic-reports/master/AFG/projections.csv | 2021-03-02 | prevalence | 3261.56 | 3776.16 | 3957.16 | 3961.48 | 4105.56 | 4685.76 | Relax Interventions 50% | Afghanistan | AFG | 2022-01-02 | v8 | TRUE
https://raw.githubusercontent.com/mrc-ide/global-lmic-reports/master/AFG/projections.csv | 2021-03-02 | cumulative_infections | 1030606.16 | 1069012.65 | 1103605.19 | 1107163.68 | 1123257.4 | 1223248.25 | Relax Interventions 50% | Afghanistan | AFG | 2022-01-02 | v8 | TRUE
https://raw.githubusercontent.com/mrc-ide/global-lmic-reports/master/AFG/projections.csv | 2021-03-02 | cumulative_deaths | 2216.6 | 2310.45 | 2387.6 | 2393.84 | 2431.66 | 2670.48 | Relax Interventions 50% | Afghanistan | AFG | 2022-01-02 | v8 | TRUE
https://raw.githubusercontent.com/mrc-ide/global-lmic-reports/master/AFG/projections.csv | 2021-03-02 | Rt | 1.28 | 1.3 | 1.33 | 1.33 | 1.35 | 1.39 | Relax Interventions 50% | Afghanistan | AFG | 2022-01-02 | v8 | TRUE
https://raw.githubusercontent.com/mrc-ide/global-lmic-reports/master/AFG/projections.csv | 2021-03-02 | Reff | 1.25 | 1.27 | 1.29 | 1.3 | 1.32 | 1.35 | Relax Interventions 50% | Afghanistan | AFG | 2022-01-02 | v8 | TRUE
https://raw.githubusercontent.com/mrc-ide/global-lmic-reports/master/AFG/projections.csv | 2021-03-02 | infections | 608.52 | 639.66 | 669.75 | 679.51 | 714.26 | 762.67 | Surged Additional 50% Reduction | Afghanistan | AFG | 2022-01-02 | v8 | TRUE
https://raw.githubusercontent.com/mrc-ide/global-lmic-reports/master/AFG/projections.csv | 2021-03-02 | deaths | 0.94 | 1.01 | 1.08 | 1.08 | 1.12 | 1.23 | Surged Additional 50% Reduction | Afghanistan | AFG | 2022-01-02 | v8 | TRUE
https://raw.githubusercontent.com/mrc-ide/global-lmic-reports/master/AFG/projections.csv | 2021-03-02 | hospital_demand | 35.57 | 38.67 | 41.37 | 41.33 | 43.74 | 47.24 | Surged Additional 50% Reduction | Afghanistan | AFG | 2022-01-02 | v8 | TRUE
https://raw.githubusercontent.com/mrc-ide/global-lmic-reports/master/AFG/projections.csv | 2021-03-02 | ICU_demand | 14.78 | 15.97 | 17.02 | 16.98 | 17.68 | 19.28 | Surged Additional 50% Reduction | Afghanistan | AFG | 2022-01-02 | v8 | TRUE
https://raw.githubusercontent.com/mrc-ide/global-lmic-reports/master/AFG/projections.csv | 2021-03-02 | hospital_incidence | 3.81 | 4.18 | 4.41 | 4.45 | 4.75 | 5.13 | Surged Additional 50% Reduction | Afghanistan | AFG | 2022-01-02 | v8 | TRUE
https://raw.githubusercontent.com/mrc-ide/global-lmic-reports/master/AFG/projections.csv | 2021-03-02 | ICU_incidence | 1.09 | 1.19 | 1.26 | 1.27 | 1.36 | 1.47 | Surged Additional 50% Reduction | Afghanistan | AFG | 2022-01-02 | v8 | TRUE
https://raw.githubusercontent.com/mrc-ide/global-lmic-reports/master/AFG/projections.csv | 2021-03-02 | prevalence | 3434.47 | 3715.88 | 3866.31 | 3925.91 | 4152.98 | 4429.04 | Surged Additional 50% Reduction | Afghanistan | AFG | 2022-01-02 | v8 | TRUE
https://raw.githubusercontent.com/mrc-ide/global-lmic-reports/master/AFG/projections.csv | 2021-03-02 | cumulative_infections | 1022465.53 | 1067397.96 | 1095948.3 | 1095686.13 | 1123927.18 | 1176311.52 | Surged Additional 50% Reduction | Afghanistan | AFG | 2022-01-02 | v8 | TRUE
https://raw.githubusercontent.com/mrc-ide/global-lmic-reports/master/AFG/projections.csv | 2021-03-02 | cumulative_deaths | 2198.16 | 2294.42 | 2355.86 | 2355.51 | 2417.03 | 2529.17 | Surged Additional 50% Reduction | Afghanistan | AFG | 2022-01-02 | v8 | TRUE
https://raw.githubusercontent.com/mrc-ide/global-lmic-reports/master/AFG/projections.csv | 2021-03-02 | Rt | 1.27 | 1.32 | 1.34 | 1.34 | 1.36 | 1.4 | Surged Additional 50% Reduction | Afghanistan | AFG | 2022-01-02 | v8 | TRUE
https://raw.githubusercontent.com/mrc-ide/global-lmic-reports/master/AFG/projections.csv | 2021-03-02 | Reff | 1.24 | 1.28 | 1.3 | 1.3 | 1.32 | 1.36 | Surged Additional 50% Reduction | Afghanistan | AFG | 2022-01-02 | v8 | TRUE
https://raw.githubusercontent.com/mrc-ide/global-lmic-reports/master/AFG/projections.csv | 2021-03-02 | infections | 608.52 | 639.66 | 669.75 | 679.51 | 714.26 | 762.67 | Surged Maintain Status Quo | Afghanistan | AFG | 2022-01-02 | v8 | TRUE
https://raw.githubusercontent.com/mrc-ide/global-lmic-reports/master/AFG/projections.csv | 2021-03-02 | deaths | 0.94 | 1.01 | 1.08 | 1.08 | 1.12 | 1.23 | Surged Maintain Status Quo | Afghanistan | AFG | 2022-01-02 | v8 | TRUE
https://raw.githubusercontent.com/mrc-ide/global-lmic-reports/master/AFG/projections.csv | 2021-03-02 | hospital_demand | 35.57 | 38.67 | 41.37 | 41.33 | 43.74 | 47.24 | Surged Maintain Status Quo | Afghanistan | AFG | 2022-01-02 | v8 | TRUE
https://raw.githubusercontent.com/mrc-ide/global-lmic-reports/master/AFG/projections.csv | 2021-03-02 | ICU_demand | 14.78 | 15.97 | 17.02 | 16.98 | 17.68 | 19.28 | Surged Maintain Status Quo | Afghanistan | AFG | 2022-01-02 | v8 | TRUE
https://raw.githubusercontent.com/mrc-ide/global-lmic-reports/master/AFG/projections.csv | 2021-03-02 | hospital_incidence | 3.81 | 4.18 | 4.41 | 4.45 | 4.75 | 5.13 | Surged Maintain Status Quo | Afghanistan | AFG | 2022-01-02 | v8 | TRUE
https://raw.githubusercontent.com/mrc-ide/global-lmic-reports/master/AFG/projections.csv | 2021-03-02 | ICU_incidence | 1.09 | 1.19 | 1.26 | 1.27 | 1.36 | 1.47 | Surged Maintain Status Quo | Afghanistan | AFG | 2022-01-02 | v8 | TRUE
https://raw.githubusercontent.com/mrc-ide/global-lmic-reports/master/AFG/projections.csv | 2021-03-02 | prevalence | 3434.47 | 3715.88 | 3866.31 | 3925.91 | 4152.98 | 4429.04 | Surged Maintain Status Quo | Afghanistan | AFG | 2022-01-02 | v8 | TRUE
https://raw.githubusercontent.com/mrc-ide/global-lmic-reports/master/AFG/projections.csv | 2021-03-02 | cumulative_infections | 1022465.53 | 1067397.96 | 1095948.3 | 1095686.13 | 1123927.18 | 1176311.52 | Surged Maintain Status Quo | Afghanistan | AFG | 2022-01-02 | v8 | TRUE
https://raw.githubusercontent.com/mrc-ide/global-lmic-reports/master/AFG/projections.csv | 2021-03-02 | cumulative_deaths | 2198.16 | 2294.42 | 2355.86 | 2355.51 | 2417.03 | 2529.17 | Surged Maintain Status Quo | Afghanistan | AFG | 2022-01-02 | v8 | TRUE
https://raw.githubusercontent.com/mrc-ide/global-lmic-reports/master/AFG/projections.csv | 2021-03-02 | Rt | 1.27 | 1.32 | 1.34 | 1.34 | 1.36 | 1.4 | Surged Maintain Status Quo | Afghanistan | AFG | 2022-01-02 | v8 | TRUE
https://raw.githubusercontent.com/mrc-ide/global-lmic-reports/master/AFG/projections.csv | 2021-03-02 | Reff | 1.24 | 1.28 | 1.3 | 1.3 | 1.32 | 1.36 | Surged Maintain Status Quo | Afghanistan | AFG | 2022-01-02 | v8 | TRUE
https://raw.githubusercontent.com/mrc-ide/global-lmic-reports/master/AFG/projections.csv | 2021-03-02 | infections | 608.52 | 639.66 | 669.75 | 679.51 | 714.26 | 762.67 | Surged Optimistic | Afghanistan | AFG | 2022-01-02 | v8 | TRUE
https://raw.githubusercontent.com/mrc-ide/global-lmic-reports/master/AFG/projections.csv | 2021-03-02 | deaths | 0.94 | 1.01 | 1.08 | 1.08 | 1.12 | 1.23 | Surged Optimistic | Afghanistan | AFG | 2022-01-02 | v8 | TRUE
https://raw.githubusercontent.com/mrc-ide/global-lmic-reports/master/AFG/projections.csv | 2021-03-02 | hospital_demand | 35.57 | 38.67 | 41.37 | 41.33 | 43.74 | 47.24 | Surged Optimistic | Afghanistan | AFG | 2022-01-02 | v8 | TRUE
https://raw.githubusercontent.com/mrc-ide/global-lmic-reports/master/AFG/projections.csv | 2021-03-02 | ICU_demand | 14.78 | 15.97 | 17.02 | 16.98 | 17.68 | 19.28 | Surged Optimistic | Afghanistan | AFG | 2022-01-02 | v8 | TRUE
https://raw.githubusercontent.com/mrc-ide/global-lmic-reports/master/AFG/projections.csv | 2021-03-02 | hospital_incidence | 3.81 | 4.18 | 4.41 | 4.45 | 4.75 | 5.13 | Surged Optimistic | Afghanistan | AFG | 2022-01-02 | v8 | TRUE
https://raw.githubusercontent.com/mrc-ide/global-lmic-reports/master/AFG/projections.csv | 2021-03-02 | ICU_incidence | 1.09 | 1.19 | 1.26 | 1.27 | 1.36 | 1.47 | Surged Optimistic | Afghanistan | AFG | 2022-01-02 | v8 | TRUE
https://raw.githubusercontent.com/mrc-ide/global-lmic-reports/master/AFG/projections.csv | 2021-03-02 | prevalence | 3434.47 | 3715.88 | 3866.31 | 3925.91 | 4152.98 | 4429.04 | Surged Optimistic | Afghanistan | AFG | 2022-01-02 | v8 | TRUE
https://raw.githubusercontent.com/mrc-ide/global-lmic-reports/master/AFG/projections.csv | 2021-03-02 | cumulative_infections | 1022465.53 | 1067397.96 | 1095948.3 | 1095686.13 | 1123927.18 | 1176311.52 | Surged Optimistic | Afghanistan | AFG | 2022-01-02 | v8 | TRUE
https://raw.githubusercontent.com/mrc-ide/global-lmic-reports/master/AFG/projections.csv | 2021-03-02 | cumulative_deaths | 2198.16 | 2294.42 | 2355.86 | 2355.51 | 2417.03 | 2529.17 | Surged Optimistic | Afghanistan | AFG | 2022-01-02 | v8 | TRUE
https://raw.githubusercontent.com/mrc-ide/global-lmic-reports/master/AFG/projections.csv | 2021-03-02 | Rt | 1.27 | 1.32 | 1.34 | 1.34 | 1.36 | 1.4 | Surged Optimistic | Afghanistan | AFG | 2022-01-02 | v8 | TRUE
https://raw.githubusercontent.com/mrc-ide/global-lmic-reports/master/AFG/projections.csv | 2021-03-02 | Reff | 1.24 | 1.28 | 1.3 | 1.3 | 1.32 | 1.36 | Surged Optimistic | Afghanistan | AFG | 2022-01-02 | v8 | TRUE
https://raw.githubusercontent.com/mrc-ide/global-lmic-reports/master/AFG/projections.csv | 2021-03-02 | infections | 608.52 | 639.66 | 669.75 | 679.51 | 714.26 | 762.67 | Surged Pessimistic | Afghanistan | AFG | 2022-01-02 | v8 | TRUE
https://raw.githubusercontent.com/mrc-ide/global-lmic-reports/master/AFG/projections.csv | 2021-03-02 | deaths | 0.94 | 1.01 | 1.08 | 1.08 | 1.12 | 1.23 | Surged Pessimistic | Afghanistan | AFG | 2022-01-02 | v8 | TRUE
https://raw.githubusercontent.com/mrc-ide/global-lmic-reports/master/AFG/projections.csv | 2021-03-02 | hospital_demand | 35.57 | 38.67 | 41.37 | 41.33 | 43.74 | 47.24 | Surged Pessimistic | Afghanistan | AFG | 2022-01-02 | v8 | TRUE
https://raw.githubusercontent.com/mrc-ide/global-lmic-reports/master/AFG/projections.csv | 2021-03-02 | ICU_demand | 14.78 | 15.97 | 17.02 | 16.98 | 17.68 | 19.28 | Surged Pessimistic | Afghanistan | AFG | 2022-01-02 | v8 | TRUE
https://raw.githubusercontent.com/mrc-ide/global-lmic-reports/master/AFG/projections.csv | 2021-03-02 | hospital_incidence | 3.81 | 4.18 | 4.41 | 4.45 | 4.75 | 5.13 | Surged Pessimistic | Afghanistan | AFG | 2022-01-02 | v8 | TRUE
https://raw.githubusercontent.com/mrc-ide/global-lmic-reports/master/AFG/projections.csv | 2021-03-02 | ICU_incidence | 1.09 | 1.19 | 1.26 | 1.27 | 1.36 | 1.47 | Surged Pessimistic | Afghanistan | AFG | 2022-01-02 | v8 | TRUE
https://raw.githubusercontent.com/mrc-ide/global-lmic-reports/master/AFG/projections.csv | 2021-03-02 | prevalence | 3434.47 | 3715.88 | 3866.31 | 3925.91 | 4152.98 | 4429.04 | Surged Pessimistic | Afghanistan | AFG | 2022-01-02 | v8 | TRUE
https://raw.githubusercontent.com/mrc-ide/global-lmic-reports/master/AFG/projections.csv | 2021-03-02 | cumulative_infections | 1022465.53 | 1067397.96 | 1095948.3 | 1095686.13 | 1123927.18 | 1176311.52 | Surged Pessimistic | Afghanistan | AFG | 2022-01-02 | v8 | TRUE
https://raw.githubusercontent.com/mrc-ide/global-lmic-reports/master/AFG/projections.csv | 2021-03-02 | cumulative_deaths | 2198.16 | 2294.42 | 2355.86 | 2355.51 | 2417.03 | 2529.17 | Surged Pessimistic | Afghanistan | AFG | 2022-01-02 | v8 | TRUE
https://raw.githubusercontent.com/mrc-ide/global-lmic-reports/master/AFG/projections.csv | 2021-03-02 | Rt | 1.27 | 1.32 | 1.34 | 1.34 | 1.36 | 1.4 | Surged Pessimistic | Afghanistan | AFG | 2022-01-02 | v8 | TRUE
https://raw.githubusercontent.com/mrc-ide/global-lmic-reports/master/AFG/projections.csv | 2021-03-02 | Reff | 1.24 | 1.28 | 1.3 | 1.3 | 1.32 | 1.36 | Surged Pessimistic | Afghanistan | AFG | 2022-01-02 | v8 | TRUE
https://raw.githubusercontent.com/mrc-ide/global-lmic-reports/master/AFG/projections.csv | 2021-03-02 | infections | 608.52 | 639.66 | 669.75 | 679.51 | 714.26 | 762.67 | Surged Relax Interventions 50% | Afghanistan | AFG | 2022-01-02 | v8 | TRUE
https://raw.githubusercontent.com/mrc-ide/global-lmic-reports/master/AFG/projections.csv | 2021-03-02 | deaths | 0.94 | 1.01 | 1.08 | 1.08 | 1.12 | 1.23 | Surged Relax Interventions 50% | Afghanistan | AFG | 2022-01-02 | v8 | TRUE
https://raw.githubusercontent.com/mrc-ide/global-lmic-reports/master/AFG/projections.csv | 2021-03-02 | hospital_demand | 35.57 | 38.67 | 41.37 | 41.33 | 43.74 | 47.24 | Surged Relax Interventions 50% | Afghanistan | AFG | 2022-01-02 | v8 | TRUE
https://raw.githubusercontent.com/mrc-ide/global-lmic-reports/master/AFG/projections.csv | 2021-03-02 | ICU_demand | 14.78 | 15.97 | 17.02 | 16.98 | 17.68 | 19.28 | Surged Relax Interventions 50% | Afghanistan | AFG | 2022-01-02 | v8 | TRUE
https://raw.githubusercontent.com/mrc-ide/global-lmic-reports/master/AFG/projections.csv | 2021-03-02 | hospital_incidence | 3.81 | 4.18 | 4.41 | 4.45 | 4.75 | 5.13 | Surged Relax Interventions 50% | Afghanistan | AFG | 2022-01-02 | v8 | TRUE
https://raw.githubusercontent.com/mrc-ide/global-lmic-reports/master/AFG/projections.csv | 2021-03-02 | ICU_incidence | 1.09 | 1.19 | 1.26 | 1.27 | 1.36 | 1.47 | Surged Relax Interventions 50% | Afghanistan | AFG | 2022-01-02 | v8 | TRUE
https://raw.githubusercontent.com/mrc-ide/global-lmic-reports/master/AFG/projections.csv | 2021-03-02 | prevalence | 3434.47 | 3715.88 | 3866.31 | 3925.91 | 4152.98 | 4429.04 | Surged Relax Interventions 50% | Afghanistan | AFG | 2022-01-02 | v8 | TRUE
https://raw.githubusercontent.com/mrc-ide/global-lmic-reports/master/AFG/projections.csv | 2021-03-02 | cumulative_infections | 1022465.53 | 1067397.96 | 1095948.3 | 1095686.13 | 1123927.18 | 1176311.52 | Surged Relax Interventions 50% | Afghanistan | AFG | 2022-01-02 | v8 | TRUE
https://raw.githubusercontent.com/mrc-ide/global-lmic-reports/master/AFG/projections.csv | 2021-03-02 | cumulative_deaths | 2198.16 | 2294.42 | 2355.86 | 2355.51 | 2417.03 | 2529.17 | Surged Relax Interventions 50% | Afghanistan | AFG | 2022-01-02 | v8 | TRUE
https://raw.githubusercontent.com/mrc-ide/global-lmic-reports/master/AFG/projections.csv | 2021-03-02 | Rt | 1.27 | 1.32 | 1.34 | 1.34 | 1.36 | 1.4 | Surged Relax Interventions 50% | Afghanistan | AFG | 2022-01-02 | v8 | TRUE
https://raw.githubusercontent.com/mrc-ide/global-lmic-reports/master/AFG/projections.csv | 2021-03-02 | Reff | 1.24 | 1.28 | 1.3 | 1.3 | 1.32 | 1.36 | Surged Relax Interventions 50% | Afghanistan | AFG | 2022-01-02 | v8 | TRUE
https://raw.githubusercontent.com/mrc-ide/global-lmic-reports/master/AFG/projections.csv | 2021-03-03 | infections | 585.74 | 672.96 | 691.35 | 701.77 | 728.05 | 820.01 | Additional 50% Reduction | Afghanistan | AFG | 2022-01-02 | v8 | TRUE
https://raw.githubusercontent.com/mrc-ide/global-lmic-reports/master/AFG/projections.csv | 2021-03-03 | deaths | 0.92 | 1.05 | 1.1 | 1.09 | 1.15 | 1.27 | Additional 50% Reduction | Afghanistan | AFG | 2022-01-02 | v8 | TRUE
https://raw.githubusercontent.com/mrc-ide/global-lmic-reports/master/AFG/projections.csv | 2021-03-03 | hospital_demand | 35.1 | 40.25 | 42.16 | 42.02 | 43.96 | 49.47 | Additional 50% Reduction | Afghanistan | AFG | 2022-01-02 | v8 | TRUE
https://raw.githubusercontent.com/mrc-ide/global-lmic-reports/master/AFG/projections.csv | 2021-03-03 | ICU_demand | 14.52 | 16.4 | 17.22 | 17.17 | 18.02 | 19.95 | Additional 50% Reduction | Afghanistan | AFG | 2022-01-02 | v8 | TRUE
https://raw.githubusercontent.com/mrc-ide/global-lmic-reports/master/AFG/projections.csv | 2021-03-03 | hospital_incidence | 3.77 | 4.35 | 4.64 | 4.61 | 4.79 | 5.52 | Additional 50% Reduction | Afghanistan | AFG | 2022-01-02 | v8 | TRUE
https://raw.githubusercontent.com/mrc-ide/global-lmic-reports/master/AFG/projections.csv | 2021-03-03 | ICU_incidence | 1.08 | 1.24 | 1.33 | 1.32 | 1.37 | 1.58 | Additional 50% Reduction | Afghanistan | AFG | 2022-01-02 | v8 | TRUE
https://raw.githubusercontent.com/mrc-ide/global-lmic-reports/master/AFG/projections.csv | 2021-03-03 | prevalence | 3403.53 | 3939.06 | 4101.55 | 4121.35 | 4292.75 | 4860.62 | Additional 50% Reduction | Afghanistan | AFG | 2022-01-02 | v8 | TRUE
https://raw.githubusercontent.com/mrc-ide/global-lmic-reports/master/AFG/projections.csv | 2021-03-03 | cumulative_infections | 1031251.95 | 1069731.17 | 1104303.65 | 1107865.45 | 1124029.66 | 1223966.5 | Additional 50% Reduction | Afghanistan | AFG | 2022-01-02 | v8 | TRUE
https://raw.githubusercontent.com/mrc-ide/global-lmic-reports/master/AFG/projections.csv | 2021-03-03 | cumulative_deaths | 2217.67 | 2311.45 | 2388.59 | 2394.93 | 2432.83 | 2671.55 | Additional 50% Reduction | Afghanistan | AFG | 2022-01-02 | v8 | TRUE
https://raw.githubusercontent.com/mrc-ide/global-lmic-reports/master/AFG/projections.csv | 2021-03-03 | Rt | 1.29 | 1.31 | 1.34 | 1.34 | 1.36 | 1.39 | Additional 50% Reduction | Afghanistan | AFG | 2022-01-02 | v8 | TRUE
https://raw.githubusercontent.com/mrc-ide/global-lmic-reports/master/AFG/projections.csv | 2021-03-03 | Reff | 1.25 | 1.27 | 1.3 | 1.3 | 1.32 | 1.36 | Additional 50% Reduction | Afghanistan | AFG | 2022-01-02 | v8 | TRUE
https://raw.githubusercontent.com/mrc-ide/global-lmic-reports/master/AFG/projections.csv | 2021-03-03 | infections | 585.74 | 672.96 | 691.35 | 701.77 | 728.05 | 820.01 | Maintain Status Quo | Afghanistan | AFG | 2022-01-02 | v8 | TRUE
https://raw.githubusercontent.com/mrc-ide/global-lmic-reports/master/AFG/projections.csv | 2021-03-03 | deaths | 0.92 | 1.05 | 1.1 | 1.09 | 1.15 | 1.27 | Maintain Status Quo | Afghanistan | AFG | 2022-01-02 | v8 | TRUE
https://raw.githubusercontent.com/mrc-ide/global-lmic-reports/master/AFG/projections.csv | 2021-03-03 | hospital_demand | 35.1 | 40.25 | 42.16 | 42.02 | 43.96 | 49.47 | Maintain Status Quo | Afghanistan | AFG | 2022-01-02 | v8 | TRUE
https://raw.githubusercontent.com/mrc-ide/global-lmic-reports/master/AFG/projections.csv | 2021-03-03 | ICU_demand | 14.52 | 16.4 | 17.22 | 17.17 | 18.02 | 19.95 | Maintain Status Quo | Afghanistan | AFG | 2022-01-02 | v8 | TRUE
https://raw.githubusercontent.com/mrc-ide/global-lmic-reports/master/AFG/projections.csv | 2021-03-03 | hospital_incidence | 3.77 | 4.35 | 4.64 | 4.61 | 4.79 | 5.52 | Maintain Status Quo | Afghanistan | AFG | 2022-01-02 | v8 | TRUE
https://raw.githubusercontent.com/mrc-ide/global-lmic-reports/master/AFG/projections.csv | 2021-03-03 | ICU_incidence | 1.08 | 1.24 | 1.33 | 1.32 | 1.37 | 1.58 | Maintain Status Quo | Afghanistan | AFG | 2022-01-02 | v8 | TRUE
https://raw.githubusercontent.com/mrc-ide/global-lmic-reports/master/AFG/projections.csv | 2021-03-03 | prevalence | 3403.53 | 3939.06 | 4101.55 | 4121.35 | 4292.75 | 4860.62 | Maintain Status Quo | Afghanistan | AFG | 2022-01-02 | v8 | TRUE
https://raw.githubusercontent.com/mrc-ide/global-lmic-reports/master/AFG/projections.csv | 2021-03-03 | cumulative_infections | 1031251.95 | 1069731.17 | 1104303.65 | 1107865.45 | 1124029.66 | 1223966.5 | Maintain Status Quo | Afghanistan | AFG | 2022-01-02 | v8 | TRUE
https://raw.githubusercontent.com/mrc-ide/global-lmic-reports/master/AFG/projections.csv | 2021-03-03 | cumulative_deaths | 2217.67 | 2311.45 | 2388.59 | 2394.93 | 2432.83 | 2671.55 | Maintain Status Quo | Afghanistan | AFG | 2022-01-02 | v8 | TRUE
https://raw.githubusercontent.com/mrc-ide/global-lmic-reports/master/AFG/projections.csv | 2021-03-03 | Rt | 1.29 | 1.31 | 1.34 | 1.34 | 1.36 | 1.39 | Maintain Status Quo | Afghanistan | AFG | 2022-01-02 | v8 | TRUE
https://raw.githubusercontent.com/mrc-ide/global-lmic-reports/master/AFG/projections.csv | 2021-03-03 | Reff | 1.25 | 1.27 | 1.3 | 1.3 | 1.32 | 1.36 | Maintain Status Quo | Afghanistan | AFG | 2022-01-02 | v8 | TRUE
https://raw.githubusercontent.com/mrc-ide/global-lmic-reports/master/AFG/projections.csv | 2021-03-03 | infections | 585.74 | 672.96 | 691.35 | 701.77 | 728.05 | 820.01 | Optimistic | Afghanistan | AFG | 2022-01-02 | v8 | TRUE
https://raw.githubusercontent.com/mrc-ide/global-lmic-reports/master/AFG/projections.csv | 2021-03-03 | deaths | 0.92 | 1.05 | 1.1 | 1.09 | 1.15 | 1.27 | Optimistic | Afghanistan | AFG | 2022-01-02 | v8 | TRUE
https://raw.githubusercontent.com/mrc-ide/global-lmic-reports/master/AFG/projections.csv | 2021-03-03 | hospital_demand | 35.1 | 40.25 | 42.16 | 42.02 | 43.96 | 49.47 | Optimistic | Afghanistan | AFG | 2022-01-02 | v8 | TRUE
https://raw.githubusercontent.com/mrc-ide/global-lmic-reports/master/AFG/projections.csv | 2021-03-03 | ICU_demand | 14.52 | 16.4 | 17.22 | 17.17 | 18.02 | 19.95 | Optimistic | Afghanistan | AFG | 2022-01-02 | v8 | TRUE
https://raw.githubusercontent.com/mrc-ide/global-lmic-reports/master/AFG/projections.csv | 2021-03-03 | hospital_incidence | 3.77 | 4.35 | 4.64 | 4.61 | 4.79 | 5.52 | Optimistic | Afghanistan | AFG | 2022-01-02 | v8 | TRUE
https://raw.githubusercontent.com/mrc-ide/global-lmic-reports/master/AFG/projections.csv | 2021-03-03 | ICU_incidence | 1.08 | 1.24 | 1.33 | 1.32 | 1.37 | 1.58 | Optimistic | Afghanistan | AFG | 2022-01-02 | v8 | TRUE
https://raw.githubusercontent.com/mrc-ide/global-lmic-reports/master/AFG/projections.csv | 2021-03-03 | prevalence | 3403.53 | 3939.06 | 4101.55 | 4121.35 | 4292.75 | 4860.62 | Optimistic | Afghanistan | AFG | 2022-01-02 | v8 | TRUE
https://raw.githubusercontent.com/mrc-ide/global-lmic-reports/master/AFG/projections.csv | 2021-03-03 | cumulative_infections | 1031251.95 | 1069731.17 | 1104303.65 | 1107865.45 | 1124029.66 | 1223966.5 | Optimistic | Afghanistan | AFG | 2022-01-02 | v8 | TRUE
https://raw.githubusercontent.com/mrc-ide/global-lmic-reports/master/AFG/projections.csv | 2021-03-03 | cumulative_deaths | 2217.67 | 2311.45 | 2388.59 | 2394.93 | 2432.83 | 2671.55 | Optimistic | Afghanistan | AFG | 2022-01-02 | v8 | TRUE
https://raw.githubusercontent.com/mrc-ide/global-lmic-reports/master/AFG/projections.csv | 2021-03-03 | Rt | 1.29 | 1.31 | 1.34 | 1.34 | 1.36 | 1.39 | Optimistic | Afghanistan | AFG | 2022-01-02 | v8 | TRUE
https://raw.githubusercontent.com/mrc-ide/global-lmic-reports/master/AFG/projections.csv | 2021-03-03 | Reff | 1.25 | 1.27 | 1.3 | 1.3 | 1.32 | 1.36 | Optimistic | Afghanistan | AFG | 2022-01-02 | v8 | TRUE
https://raw.githubusercontent.com/mrc-ide/global-lmic-reports/master/AFG/projections.csv | 2021-03-03 | infections | 585.74 | 672.96 | 691.35 | 701.77 | 728.05 | 820.01 | Pessimistic | Afghanistan | AFG | 2022-01-02 | v8 | TRUE
https://raw.githubusercontent.com/mrc-ide/global-lmic-reports/master/AFG/projections.csv | 2021-03-03 | deaths | 0.92 | 1.05 | 1.1 | 1.09 | 1.15 | 1.27 | Pessimistic | Afghanistan | AFG | 2022-01-02 | v8 | TRUE
https://raw.githubusercontent.com/mrc-ide/global-lmic-reports/master/AFG/projections.csv | 2021-03-03 | hospital_demand | 35.1 | 40.25 | 42.16 | 42.02 | 43.96 | 49.47 | Pessimistic | Afghanistan | AFG | 2022-01-02 | v8 | TRUE
https://raw.githubusercontent.com/mrc-ide/global-lmic-reports/master/AFG/projections.csv | 2021-03-03 | ICU_demand | 14.52 | 16.4 | 17.22 | 17.17 | 18.02 | 19.95 | Pessimistic | Afghanistan | AFG | 2022-01-02 | v8 | TRUE
https://raw.githubusercontent.com/mrc-ide/global-lmic-reports/master/AFG/projections.csv | 2021-03-03 | hospital_incidence | 3.77 | 4.35 | 4.64 | 4.61 | 4.79 | 5.52 | Pessimistic | Afghanistan | AFG | 2022-01-02 | v8 | TRUE
https://raw.githubusercontent.com/mrc-ide/global-lmic-reports/master/AFG/projections.csv | 2021-03-03 | ICU_incidence | 1.08 | 1.24 | 1.33 | 1.32 | 1.37 | 1.58 | Pessimistic | Afghanistan | AFG | 2022-01-02 | v8 | TRUE
https://raw.githubusercontent.com/mrc-ide/global-lmic-reports/master/AFG/projections.csv | 2021-03-03 | prevalence | 3403.53 | 3939.06 | 4101.55 | 4121.35 | 4292.75 | 4860.62 | Pessimistic | Afghanistan | AFG | 2022-01-02 | v8 | TRUE
https://raw.githubusercontent.com/mrc-ide/global-lmic-reports/master/AFG/projections.csv | 2021-03-03 | cumulative_infections | 1031251.95 | 1069731.17 | 1104303.65 | 1107865.45 | 1124029.66 | 1223966.5 | Pessimistic | Afghanistan | AFG | 2022-01-02 | v8 | TRUE
https://raw.githubusercontent.com/mrc-ide/global-lmic-reports/master/AFG/projections.csv | 2021-03-03 | cumulative_deaths | 2217.67 | 2311.45 | 2388.59 | 2394.93 | 2432.83 | 2671.55 | Pessimistic | Afghanistan | AFG | 2022-01-02 | v8 | TRUE
https://raw.githubusercontent.com/mrc-ide/global-lmic-reports/master/AFG/projections.csv | 2021-03-03 | Rt | 1.29 | 1.31 | 1.34 | 1.34 | 1.36 | 1.39 | Pessimistic | Afghanistan | AFG | 2022-01-02 | v8 | TRUE
https://raw.githubusercontent.com/mrc-ide/global-lmic-reports/master/AFG/projections.csv | 2021-03-03 | Reff | 1.25 | 1.27 | 1.3 | 1.3 | 1.32 | 1.36 | Pessimistic | Afghanistan | AFG | 2022-01-02 | v8 | TRUE
https://raw.githubusercontent.com/mrc-ide/global-lmic-reports/master/AFG/projections.csv | 2021-03-03 | infections | 585.74 | 672.96 | 691.35 | 701.77 | 728.05 | 820.01 | Relax Interventions 50% | Afghanistan | AFG | 2022-01-02 | v8 | TRUE
https://raw.githubusercontent.com/mrc-ide/global-lmic-reports/master/AFG/projections.csv | 2021-03-03 | deaths | 0.92 | 1.05 | 1.1 | 1.09 | 1.15 | 1.27 | Relax Interventions 50% | Afghanistan | AFG | 2022-01-02 | v8 | TRUE
https://raw.githubusercontent.com/mrc-ide/global-lmic-reports/master/AFG/projections.csv | 2021-03-03 | hospital_demand | 35.1 | 40.25 | 42.16 | 42.02 | 43.96 | 49.47 | Relax Interventions 50% | Afghanistan | AFG | 2022-01-02 | v8 | TRUE
https://raw.githubusercontent.com/mrc-ide/global-lmic-reports/master/AFG/projections.csv | 2021-03-03 | ICU_demand | 14.52 | 16.4 | 17.22 | 17.17 | 18.02 | 19.95 | Relax Interventions 50% | Afghanistan | AFG | 2022-01-02 | v8 | TRUE
https://raw.githubusercontent.com/mrc-ide/global-lmic-reports/master/AFG/projections.csv | 2021-03-03 | hospital_incidence | 3.77 | 4.35 | 4.64 | 4.61 | 4.79 | 5.52 | Relax Interventions 50% | Afghanistan | AFG | 2022-01-02 | v8 | TRUE
https://raw.githubusercontent.com/mrc-ide/global-lmic-reports/master/AFG/projections.csv | 2021-03-03 | ICU_incidence | 1.08 | 1.24 | 1.33 | 1.32 | 1.37 | 1.58 | Relax Interventions 50% | Afghanistan | AFG | 2022-01-02 | v8 | TRUE
https://raw.githubusercontent.com/mrc-ide/global-lmic-reports/master/AFG/projections.csv | 2021-03-03 | prevalence | 3403.53 | 3939.06 | 4101.55 | 4121.35 | 4292.75 | 4860.62 | Relax Interventions 50% | Afghanistan | AFG | 2022-01-02 | v8 | TRUE
https://raw.githubusercontent.com/mrc-ide/global-lmic-reports/master/AFG/projections.csv | 2021-03-03 | cumulative_infections | 1031251.95 | 1069731.17 | 1104303.65 | 1107865.45 | 1124029.66 | 1223966.5 | Relax Interventions 50% | Afghanistan | AFG | 2022-01-02 | v8 | TRUE
https://raw.githubusercontent.com/mrc-ide/global-lmic-reports/master/AFG/projections.csv | 2021-03-03 | cumulative_deaths | 2217.67 | 2311.45 | 2388.59 | 2394.93 | 2432.83 | 2671.55 | Relax Interventions 50% | Afghanistan | AFG | 2022-01-02 | v8 | TRUE
https://raw.githubusercontent.com/mrc-ide/global-lmic-reports/master/AFG/projections.csv | 2021-03-03 | Rt | 1.29 | 1.31 | 1.34 | 1.34 | 1.36 | 1.39 | Relax Interventions 50% | Afghanistan | AFG | 2022-01-02 | v8 | TRUE
https://raw.githubusercontent.com/mrc-ide/global-lmic-reports/master/AFG/projections.csv | 2021-03-03 | Reff | 1.25 | 1.27 | 1.3 | 1.3 | 1.32 | 1.36 | Relax Interventions 50% | Afghanistan | AFG | 2022-01-02 | v8 | TRUE
https://raw.githubusercontent.com/mrc-ide/global-lmic-reports/master/AFG/projections.csv | 2021-03-03 | infections | 629.33 | 659.27 | 691.43 | 698.16 | 733.68 | 781.45 | Surged Additional 50% Reduction | Afghanistan | AFG | 2022-01-02 | v8 | TRUE
https://raw.githubusercontent.com/mrc-ide/global-lmic-reports/master/AFG/projections.csv | 2021-03-03 | deaths | 0.93 | 1.01 | 1.08 | 1.08 | 1.12 | 1.23 | Surged Additional 50% Reduction | Afghanistan | AFG | 2022-01-02 | v8 | TRUE
https://raw.githubusercontent.com/mrc-ide/global-lmic-reports/master/AFG/projections.csv | 2021-03-03 | hospital_demand | 35.62 | 38.81 | 41.34 | 41.43 | 44.04 | 47.4 | Surged Additional 50% Reduction | Afghanistan | AFG | 2022-01-02 | v8 | TRUE
https://raw.githubusercontent.com/mrc-ide/global-lmic-reports/master/AFG/projections.csv | 2021-03-03 | ICU_demand | 14.69 | 15.91 | 16.97 | 16.92 | 17.7 | 19.22 | Surged Additional 50% Reduction | Afghanistan | AFG | 2022-01-02 | v8 | TRUE
https://raw.githubusercontent.com/mrc-ide/global-lmic-reports/master/AFG/projections.csv | 2021-03-03 | hospital_incidence | 3.91 | 4.3 | 4.51 | 4.56 | 4.86 | 5.24 | Surged Additional 50% Reduction | Afghanistan | AFG | 2022-01-02 | v8 | TRUE
https://raw.githubusercontent.com/mrc-ide/global-lmic-reports/master/AFG/projections.csv | 2021-03-03 | ICU_incidence | 1.12 | 1.23 | 1.29 | 1.3 | 1.39 | 1.5 | Surged Additional 50% Reduction | Afghanistan | AFG | 2022-01-02 | v8 | TRUE
https://raw.githubusercontent.com/mrc-ide/global-lmic-reports/master/AFG/projections.csv | 2021-03-03 | prevalence | 3601.84 | 3857.54 | 4027.14 | 4087.75 | 4301.11 | 4599.65 | Surged Additional 50% Reduction | Afghanistan | AFG | 2022-01-02 | v8 | TRUE
https://raw.githubusercontent.com/mrc-ide/global-lmic-reports/master/AFG/projections.csv | 2021-03-03 | cumulative_infections | 1023174.62 | 1068109.97 | 1096695.09 | 1096384.29 | 1124608.63 | 1177004.63 | Surged Additional 50% Reduction | Afghanistan | AFG | 2022-01-02 | v8 | TRUE
https://raw.githubusercontent.com/mrc-ide/global-lmic-reports/master/AFG/projections.csv | 2021-03-03 | cumulative_deaths | 2199.19 | 2295.5 | 2356.91 | 2356.59 | 2418.08 | 2530.26 | Surged Additional 50% Reduction | Afghanistan | AFG | 2022-01-02 | v8 | TRUE
https://raw.githubusercontent.com/mrc-ide/global-lmic-reports/master/AFG/projections.csv | 2021-03-03 | Rt | 1.29 | 1.33 | 1.35 | 1.35 | 1.36 | 1.4 | Surged Additional 50% Reduction | Afghanistan | AFG | 2022-01-02 | v8 | TRUE
https://raw.githubusercontent.com/mrc-ide/global-lmic-reports/master/AFG/projections.csv | 2021-03-03 | Reff | 1.25 | 1.29 | 1.31 | 1.31 | 1.33 | 1.37 | Surged Additional 50% Reduction | Afghanistan | AFG | 2022-01-02 | v8 | TRUE
https://raw.githubusercontent.com/mrc-ide/global-lmic-reports/master/AFG/projections.csv | 2021-03-03 | infections | 629.33 | 659.27 | 691.43 | 698.16 | 733.68 | 781.45 | Surged Maintain Status Quo | Afghanistan | AFG | 2022-01-02 | v8 | TRUE
https://raw.githubusercontent.com/mrc-ide/global-lmic-reports/master/AFG/projections.csv | 2021-03-03 | deaths | 0.93 | 1.01 | 1.08 | 1.08 | 1.12 | 1.23 | Surged Maintain Status Quo | Afghanistan | AFG | 2022-01-02 | v8 | TRUE
https://raw.githubusercontent.com/mrc-ide/global-lmic-reports/master/AFG/projections.csv | 2021-03-03 | hospital_demand | 35.62 | 38.81 | 41.34 | 41.43 | 44.04 | 47.4 | Surged Maintain Status Quo | Afghanistan | AFG | 2022-01-02 | v8 | TRUE
https://raw.githubusercontent.com/mrc-ide/global-lmic-reports/master/AFG/projections.csv | 2021-03-03 | ICU_demand | 14.69 | 15.91 | 16.97 | 16.92 | 17.7 | 19.22 | Surged Maintain Status Quo | Afghanistan | AFG | 2022-01-02 | v8 | TRUE
https://raw.githubusercontent.com/mrc-ide/global-lmic-reports/master/AFG/projections.csv | 2021-03-03 | hospital_incidence | 3.91 | 4.3 | 4.51 | 4.56 | 4.86 | 5.24 | Surged Maintain Status Quo | Afghanistan | AFG | 2022-01-02 | v8 | TRUE
https://raw.githubusercontent.com/mrc-ide/global-lmic-reports/master/AFG/projections.csv | 2021-03-03 | ICU_incidence | 1.12 | 1.23 | 1.29 | 1.3 | 1.39 | 1.5 | Surged Maintain Status Quo | Afghanistan | AFG | 2022-01-02 | v8 | TRUE
https://raw.githubusercontent.com/mrc-ide/global-lmic-reports/master/AFG/projections.csv | 2021-03-03 | prevalence | 3601.84 | 3857.54 | 4027.14 | 4087.75 | 4301.11 | 4599.65 | Surged Maintain Status Quo | Afghanistan | AFG | 2022-01-02 | v8 | TRUE
https://raw.githubusercontent.com/mrc-ide/global-lmic-reports/master/AFG/projections.csv | 2021-03-03 | cumulative_infections | 1023174.62 | 1068109.97 | 1096695.09 | 1096384.29 | 1124608.63 | 1177004.63 | Surged Maintain Status Quo | Afghanistan | AFG | 2022-01-02 | v8 | TRUE
https://raw.githubusercontent.com/mrc-ide/global-lmic-reports/master/AFG/projections.csv | 2021-03-03 | cumulative_deaths | 2199.19 | 2295.5 | 2356.91 | 2356.59 | 2418.08 | 2530.26 | Surged Maintain Status Quo | Afghanistan | AFG | 2022-01-02 | v8 | TRUE
https://raw.githubusercontent.com/mrc-ide/global-lmic-reports/master/AFG/projections.csv | 2021-03-03 | Rt | 1.29 | 1.33 | 1.35 | 1.35 | 1.36 | 1.4 | Surged Maintain Status Quo | Afghanistan | AFG | 2022-01-02 | v8 | TRUE
https://raw.githubusercontent.com/mrc-ide/global-lmic-reports/master/AFG/projections.csv | 2021-03-03 | Reff | 1.25 | 1.29 | 1.31 | 1.31 | 1.33 | 1.37 | Surged Maintain Status Quo | Afghanistan | AFG | 2022-01-02 | v8 | TRUE
https://raw.githubusercontent.com/mrc-ide/global-lmic-reports/master/AFG/projections.csv | 2021-03-03 | infections | 629.33 | 659.27 | 691.43 | 698.16 | 733.68 | 781.45 | Surged Optimistic | Afghanistan | AFG | 2022-01-02 | v8 | TRUE
https://raw.githubusercontent.com/mrc-ide/global-lmic-reports/master/AFG/projections.csv | 2021-03-03 | deaths | 0.93 | 1.01 | 1.08 | 1.08 | 1.12 | 1.23 | Surged Optimistic | Afghanistan | AFG | 2022-01-02 | v8 | TRUE
https://raw.githubusercontent.com/mrc-ide/global-lmic-reports/master/AFG/projections.csv | 2021-03-03 | hospital_demand | 35.62 | 38.81 | 41.34 | 41.43 | 44.04 | 47.4 | Surged Optimistic | Afghanistan | AFG | 2022-01-02 | v8 | TRUE
https://raw.githubusercontent.com/mrc-ide/global-lmic-reports/master/AFG/projections.csv | 2021-03-03 | ICU_demand | 14.69 | 15.91 | 16.97 | 16.92 | 17.7 | 19.22 | Surged Optimistic | Afghanistan | AFG | 2022-01-02 | v8 | TRUE
https://raw.githubusercontent.com/mrc-ide/global-lmic-reports/master/AFG/projections.csv | 2021-03-03 | hospital_incidence | 3.91 | 4.3 | 4.51 | 4.56 | 4.86 | 5.24 | Surged Optimistic | Afghanistan | AFG | 2022-01-02 | v8 | TRUE
https://raw.githubusercontent.com/mrc-ide/global-lmic-reports/master/AFG/projections.csv | 2021-03-03 | ICU_incidence | 1.12 | 1.23 | 1.29 | 1.3 | 1.39 | 1.5 | Surged Optimistic | Afghanistan | AFG | 2022-01-02 | v8 | TRUE
https://raw.githubusercontent.com/mrc-ide/global-lmic-reports/master/AFG/projections.csv | 2021-03-03 | prevalence | 3601.84 | 3857.54 | 4027.14 | 4087.75 | 4301.11 | 4599.65 | Surged Optimistic | Afghanistan | AFG | 2022-01-02 | v8 | TRUE
https://raw.githubusercontent.com/mrc-ide/global-lmic-reports/master/AFG/projections.csv | 2021-03-03 | cumulative_infections | 1023174.62 | 1068109.97 | 1096695.09 | 1096384.29 | 1124608.63 | 1177004.63 | Surged Optimistic | Afghanistan | AFG | 2022-01-02 | v8 | TRUE
https://raw.githubusercontent.com/mrc-ide/global-lmic-reports/master/AFG/projections.csv | 2021-03-03 | cumulative_deaths | 2199.19 | 2295.5 | 2356.91 | 2356.59 | 2418.08 | 2530.26 | Surged Optimistic | Afghanistan | AFG | 2022-01-02 | v8 | TRUE
https://raw.githubusercontent.com/mrc-ide/global-lmic-reports/master/AFG/projections.csv | 2021-03-03 | Rt | 1.29 | 1.33 | 1.35 | 1.35 | 1.36 | 1.4 | Surged Optimistic | Afghanistan | AFG | 2022-01-02 | v8 | TRUE
https://raw.githubusercontent.com/mrc-ide/global-lmic-reports/master/AFG/projections.csv | 2021-03-03 | Reff | 1.25 | 1.29 | 1.31 | 1.31 | 1.33 | 1.37 | Surged Optimistic | Afghanistan | AFG | 2022-01-02 | v8 | TRUE
https://raw.githubusercontent.com/mrc-ide/global-lmic-reports/master/AFG/projections.csv | 2021-03-03 | infections | 629.33 | 659.27 | 691.43 | 698.16 | 733.68 | 781.45 | Surged Pessimistic | Afghanistan | AFG | 2022-01-02 | v8 | TRUE
https://raw.githubusercontent.com/mrc-ide/global-lmic-reports/master/AFG/projections.csv | 2021-03-03 | deaths | 0.93 | 1.01 | 1.08 | 1.08 | 1.12 | 1.23 | Surged Pessimistic | Afghanistan | AFG | 2022-01-02 | v8 | TRUE
https://raw.githubusercontent.com/mrc-ide/global-lmic-reports/master/AFG/projections.csv | 2021-03-03 | hospital_demand | 35.62 | 38.81 | 41.34 | 41.43 | 44.04 | 47.4 | Surged Pessimistic | Afghanistan | AFG | 2022-01-02 | v8 | TRUE
https://raw.githubusercontent.com/mrc-ide/global-lmic-reports/master/AFG/projections.csv | 2021-03-03 | ICU_demand | 14.69 | 15.91 | 16.97 | 16.92 | 17.7 | 19.22 | Surged Pessimistic | Afghanistan | AFG | 2022-01-02 | v8 | TRUE
https://raw.githubusercontent.com/mrc-ide/global-lmic-reports/master/AFG/projections.csv | 2021-03-03 | hospital_incidence | 3.91 | 4.3 | 4.51 | 4.56 | 4.86 | 5.24 | Surged Pessimistic | Afghanistan | AFG | 2022-01-02 | v8 | TRUE
https://raw.githubusercontent.com/mrc-ide/global-lmic-reports/master/AFG/projections.csv | 2021-03-03 | ICU_incidence | 1.12 | 1.23 | 1.29 | 1.3 | 1.39 | 1.5 | Surged Pessimistic | Afghanistan | AFG | 2022-01-02 | v8 | TRUE
https://raw.githubusercontent.com/mrc-ide/global-lmic-reports/master/AFG/projections.csv | 2021-03-03 | prevalence | 3601.84 | 3857.54 | 4027.14 | 4087.75 | 4301.11 | 4599.65 | Surged Pessimistic | Afghanistan | AFG | 2022-01-02 | v8 | TRUE
https://raw.githubusercontent.com/mrc-ide/global-lmic-reports/master/AFG/projections.csv | 2021-03-03 | cumulative_infections | 1023174.62 | 1068109.97 | 1096695.09 | 1096384.29 | 1124608.63 | 1177004.63 | Surged Pessimistic | Afghanistan | AFG | 2022-01-02 | v8 | TRUE
https://raw.githubusercontent.com/mrc-ide/global-lmic-reports/master/AFG/projections.csv | 2021-03-03 | cumulative_deaths | 2199.19 | 2295.5 | 2356.91 | 2356.59 | 2418.08 | 2530.26 | Surged Pessimistic | Afghanistan | AFG | 2022-01-02 | v8 | TRUE
https://raw.githubusercontent.com/mrc-ide/global-lmic-reports/master/AFG/projections.csv | 2021-03-03 | Rt | 1.29 | 1.33 | 1.35 | 1.35 | 1.36 | 1.4 | Surged Pessimistic | Afghanistan | AFG | 2022-01-02 | v8 | TRUE
https://raw.githubusercontent.com/mrc-ide/global-lmic-reports/master/AFG/projections.csv | 2021-03-03 | Reff | 1.25 | 1.29 | 1.31 | 1.31 | 1.33 | 1.37 | Surged Pessimistic | Afghanistan | AFG | 2022-01-02 | v8 | TRUE
https://raw.githubusercontent.com/mrc-ide/global-lmic-reports/master/AFG/projections.csv | 2021-03-03 | infections | 629.33 | 659.27 | 691.43 | 698.16 | 733.68 | 781.45 | Surged Relax Interventions 50% | Afghanistan | AFG | 2022-01-02 | v8 | TRUE
https://raw.githubusercontent.com/mrc-ide/global-lmic-reports/master/AFG/projections.csv | 2021-03-03 | deaths | 0.93 | 1.01 | 1.08 | 1.08 | 1.12 | 1.23 | Surged Relax Interventions 50% | Afghanistan | AFG | 2022-01-02 | v8 | TRUE
https://raw.githubusercontent.com/mrc-ide/global-lmic-reports/master/AFG/projections.csv | 2021-03-03 | hospital_demand | 35.62 | 38.81 | 41.34 | 41.43 | 44.04 | 47.4 | Surged Relax Interventions 50% | Afghanistan | AFG | 2022-01-02 | v8 | TRUE
https://raw.githubusercontent.com/mrc-ide/global-lmic-reports/master/AFG/projections.csv | 2021-03-03 | ICU_demand | 14.69 | 15.91 | 16.97 | 16.92 | 17.7 | 19.22 | Surged Relax Interventions 50% | Afghanistan | AFG | 2022-01-02 | v8 | TRUE
https://raw.githubusercontent.com/mrc-ide/global-lmic-reports/master/AFG/projections.csv | 2021-03-03 | hospital_incidence | 3.91 | 4.3 | 4.51 | 4.56 | 4.86 | 5.24 | Surged Relax Interventions 50% | Afghanistan | AFG | 2022-01-02 | v8 | TRUE
https://raw.githubusercontent.com/mrc-ide/global-lmic-reports/master/AFG/projections.csv | 2021-03-03 | ICU_incidence | 1.12 | 1.23 | 1.29 | 1.3 | 1.39 | 1.5 | Surged Relax Interventions 50% | Afghanistan | AFG | 2022-01-02 | v8 | TRUE
https://raw.githubusercontent.com/mrc-ide/global-lmic-reports/master/AFG/projections.csv | 2021-03-03 | prevalence | 3601.84 | 3857.54 | 4027.14 | 4087.75 | 4301.11 | 4599.65 | Surged Relax Interventions 50% | Afghanistan | AFG | 2022-01-02 | v8 | TRUE
https://raw.githubusercontent.com/mrc-ide/global-lmic-reports/master/AFG/projections.csv | 2021-03-03 | cumulative_infections | 1023174.62 | 1068109.97 | 1096695.09 | 1096384.29 | 1124608.63 | 1177004.63 | Surged Relax Interventions 50% | Afghanistan | AFG | 2022-01-02 | v8 | TRUE
https://raw.githubusercontent.com/mrc-ide/global-lmic-reports/master/AFG/projections.csv | 2021-03-03 | cumulative_deaths | 2199.19 | 2295.5 | 2356.91 | 2356.59 | 2418.08 | 2530.26 | Surged Relax Interventions 50% | Afghanistan | AFG | 2022-01-02 | v8 | TRUE
https://raw.githubusercontent.com/mrc-ide/global-lmic-reports/master/AFG/projections.csv | 2021-03-03 | Rt | 1.29 | 1.33 | 1.35 | 1.35 | 1.36 | 1.4 | Surged Relax Interventions 50% | Afghanistan | AFG | 2022-01-02 | v8 | TRUE
https://raw.githubusercontent.com/mrc-ide/global-lmic-reports/master/AFG/projections.csv | 2021-03-03 | Reff | 1.25 | 1.29 | 1.31 | 1.31 | 1.33 | 1.37 | Surged Relax Interventions 50% | Afghanistan | AFG | 2022-01-02 | v8 | TRUE
https://raw.githubusercontent.com/mrc-ide/global-lmic-reports/master/AFG/projections.csv | 2021-03-04 | infections | 614.64 | 699.84 | 723.64 | 733.67 | 760.49 | 856.62 | Additional 50% Reduction | Afghanistan | AFG | 2022-01-02 | v8 | TRUE
https://raw.githubusercontent.com/mrc-ide/global-lmic-reports/master/AFG/projections.csv | 2021-03-04 | deaths | 0.92 | 1.04 | 1.09 | 1.09 | 1.14 | 1.27 | Additional 50% Reduction | Afghanistan | AFG | 2022-01-02 | v8 | TRUE
https://raw.githubusercontent.com/mrc-ide/global-lmic-reports/master/AFG/projections.csv | 2021-03-04 | hospital_demand | 35.17 | 40.51 | 42.4 | 42.24 | 44.14 | 49.81 | Additional 50% Reduction | Afghanistan | AFG | 2022-01-02 | v8 | TRUE
https://raw.githubusercontent.com/mrc-ide/global-lmic-reports/master/AFG/projections.csv | 2021-03-04 | ICU_demand | 14.51 | 16.4 | 17.2 | 17.15 | 17.97 | 19.97 | Additional 50% Reduction | Afghanistan | AFG | 2022-01-02 | v8 | TRUE
https://raw.githubusercontent.com/mrc-ide/global-lmic-reports/master/AFG/projections.csv | 2021-03-04 | hospital_incidence | 3.89 | 4.48 | 4.76 | 4.75 | 4.92 | 5.66 | Additional 50% Reduction | Afghanistan | AFG | 2022-01-02 | v8 | TRUE
https://raw.githubusercontent.com/mrc-ide/global-lmic-reports/master/AFG/projections.csv | 2021-03-04 | ICU_incidence | 1.11 | 1.28 | 1.36 | 1.36 | 1.41 | 1.62 | Additional 50% Reduction | Afghanistan | AFG | 2022-01-02 | v8 | TRUE
https://raw.githubusercontent.com/mrc-ide/global-lmic-reports/master/AFG/projections.csv | 2021-03-04 | prevalence | 3555.58 | 4107.55 | 4254.51 | 4291.83 | 4462.65 | 5049.19 | Additional 50% Reduction | Afghanistan | AFG | 2022-01-02 | v8 | TRUE
https://raw.githubusercontent.com/mrc-ide/global-lmic-reports/master/AFG/projections.csv | 2021-03-04 | cumulative_infections | 1031932.24 | 1070477.88 | 1105032.31 | 1108599.12 | 1124834.25 | 1224721 | Additional 50% Reduction | Afghanistan | AFG | 2022-01-02 | v8 | TRUE
https://raw.githubusercontent.com/mrc-ide/global-lmic-reports/master/AFG/projections.csv | 2021-03-04 | cumulative_deaths | 2218.73 | 2312.43 | 2389.61 | 2396.02 | 2434 | 2672.61 | Additional 50% Reduction | Afghanistan | AFG | 2022-01-02 | v8 | TRUE
https://raw.githubusercontent.com/mrc-ide/global-lmic-reports/master/AFG/projections.csv | 2021-03-04 | Rt | 1.27 | 1.29 | 1.31 | 1.31 | 1.33 | 1.38 | Additional 50% Reduction | Afghanistan | AFG | 2022-01-02 | v8 | TRUE
https://raw.githubusercontent.com/mrc-ide/global-lmic-reports/master/AFG/projections.csv | 2021-03-04 | Reff | 1.23 | 1.25 | 1.28 | 1.28 | 1.3 | 1.35 | Additional 50% Reduction | Afghanistan | AFG | 2022-01-02 | v8 | TRUE
https://raw.githubusercontent.com/mrc-ide/global-lmic-reports/master/AFG/projections.csv | 2021-03-04 | infections | 614.64 | 699.84 | 723.64 | 733.67 | 760.49 | 856.62 | Maintain Status Quo | Afghanistan | AFG | 2022-01-02 | v8 | TRUE
https://raw.githubusercontent.com/mrc-ide/global-lmic-reports/master/AFG/projections.csv | 2021-03-04 | deaths | 0.92 | 1.04 | 1.09 | 1.09 | 1.14 | 1.27 | Maintain Status Quo | Afghanistan | AFG | 2022-01-02 | v8 | TRUE
https://raw.githubusercontent.com/mrc-ide/global-lmic-reports/master/AFG/projections.csv | 2021-03-04 | hospital_demand | 35.17 | 40.51 | 42.4 | 42.24 | 44.14 | 49.81 | Maintain Status Quo | Afghanistan | AFG | 2022-01-02 | v8 | TRUE
https://raw.githubusercontent.com/mrc-ide/global-lmic-reports/master/AFG/projections.csv | 2021-03-04 | ICU_demand | 14.51 | 16.4 | 17.2 | 17.15 | 17.97 | 19.97 | Maintain Status Quo | Afghanistan | AFG | 2022-01-02 | v8 | TRUE
https://raw.githubusercontent.com/mrc-ide/global-lmic-reports/master/AFG/projections.csv | 2021-03-04 | hospital_incidence | 3.89 | 4.48 | 4.76 | 4.75 | 4.92 | 5.66 | Maintain Status Quo | Afghanistan | AFG | 2022-01-02 | v8 | TRUE
https://raw.githubusercontent.com/mrc-ide/global-lmic-reports/master/AFG/projections.csv | 2021-03-04 | ICU_incidence | 1.11 | 1.28 | 1.36 | 1.36 | 1.41 | 1.62 | Maintain Status Quo | Afghanistan | AFG | 2022-01-02 | v8 | TRUE
https://raw.githubusercontent.com/mrc-ide/global-lmic-reports/master/AFG/projections.csv | 2021-03-04 | prevalence | 3555.58 | 4107.55 | 4254.51 | 4291.83 | 4462.65 | 5049.19 | Maintain Status Quo | Afghanistan | AFG | 2022-01-02 | v8 | TRUE
https://raw.githubusercontent.com/mrc-ide/global-lmic-reports/master/AFG/projections.csv | 2021-03-04 | cumulative_infections | 1031932.24 | 1070477.88 | 1105032.31 | 1108599.12 | 1124834.25 | 1224721 | Maintain Status Quo | Afghanistan | AFG | 2022-01-02 | v8 | TRUE
https://raw.githubusercontent.com/mrc-ide/global-lmic-reports/master/AFG/projections.csv | 2021-03-04 | cumulative_deaths | 2218.73 | 2312.43 | 2389.61 | 2396.02 | 2434 | 2672.61 | Maintain Status Quo | Afghanistan | AFG | 2022-01-02 | v8 | TRUE
https://raw.githubusercontent.com/mrc-ide/global-lmic-reports/master/AFG/projections.csv | 2021-03-04 | Rt | 1.27 | 1.29 | 1.31 | 1.31 | 1.33 | 1.38 | Maintain Status Quo | Afghanistan | AFG | 2022-01-02 | v8 | TRUE
https://raw.githubusercontent.com/mrc-ide/global-lmic-reports/master/AFG/projections.csv | 2021-03-04 | Reff | 1.23 | 1.25 | 1.28 | 1.28 | 1.3 | 1.35 | Maintain Status Quo | Afghanistan | AFG | 2022-01-02 | v8 | TRUE
https://raw.githubusercontent.com/mrc-ide/global-lmic-reports/master/AFG/projections.csv | 2021-03-04 | infections | 614.64 | 699.84 | 723.64 | 733.67 | 760.49 | 856.62 | Optimistic | Afghanistan | AFG | 2022-01-02 | v8 | TRUE
https://raw.githubusercontent.com/mrc-ide/global-lmic-reports/master/AFG/projections.csv | 2021-03-04 | deaths | 0.92 | 1.04 | 1.09 | 1.09 | 1.14 | 1.27 | Optimistic | Afghanistan | AFG | 2022-01-02 | v8 | TRUE
https://raw.githubusercontent.com/mrc-ide/global-lmic-reports/master/AFG/projections.csv | 2021-03-04 | hospital_demand | 35.17 | 40.51 | 42.4 | 42.24 | 44.14 | 49.81 | Optimistic | Afghanistan | AFG | 2022-01-02 | v8 | TRUE
https://raw.githubusercontent.com/mrc-ide/global-lmic-reports/master/AFG/projections.csv | 2021-03-04 | ICU_demand | 14.51 | 16.4 | 17.2 | 17.15 | 17.97 | 19.97 | Optimistic | Afghanistan | AFG | 2022-01-02 | v8 | TRUE
https://raw.githubusercontent.com/mrc-ide/global-lmic-reports/master/AFG/projections.csv | 2021-03-04 | hospital_incidence | 3.89 | 4.48 | 4.76 | 4.75 | 4.92 | 5.66 | Optimistic | Afghanistan | AFG | 2022-01-02 | v8 | TRUE
https://raw.githubusercontent.com/mrc-ide/global-lmic-reports/master/AFG/projections.csv | 2021-03-04 | ICU_incidence | 1.11 | 1.28 | 1.36 | 1.36 | 1.41 | 1.62 | Optimistic | Afghanistan | AFG | 2022-01-02 | v8 | TRUE
https://raw.githubusercontent.com/mrc-ide/global-lmic-reports/master/AFG/projections.csv | 2021-03-04 | prevalence | 3555.58 | 4107.55 | 4254.51 | 4291.83 | 4462.65 | 5049.19 | Optimistic | Afghanistan | AFG | 2022-01-02 | v8 | TRUE
https://raw.githubusercontent.com/mrc-ide/global-lmic-reports/master/AFG/projections.csv | 2021-03-04 | cumulative_infections | 1031932.24 | 1070477.88 | 1105032.31 | 1108599.12 | 1124834.25 | 1224721 | Optimistic | Afghanistan | AFG | 2022-01-02 | v8 | TRUE
https://raw.githubusercontent.com/mrc-ide/global-lmic-reports/master/AFG/projections.csv | 2021-03-04 | cumulative_deaths | 2218.73 | 2312.43 | 2389.61 | 2396.02 | 2434 | 2672.61 | Optimistic | Afghanistan | AFG | 2022-01-02 | v8 | TRUE
https://raw.githubusercontent.com/mrc-ide/global-lmic-reports/master/AFG/projections.csv | 2021-03-04 | Rt | 1.27 | 1.29 | 1.31 | 1.31 | 1.33 | 1.38 | Optimistic | Afghanistan | AFG | 2022-01-02 | v8 | TRUE
https://raw.githubusercontent.com/mrc-ide/global-lmic-reports/master/AFG/projections.csv | 2021-03-04 | Reff | 1.23 | 1.25 | 1.28 | 1.28 | 1.3 | 1.35 | Optimistic | Afghanistan | AFG | 2022-01-02 | v8 | TRUE
https://raw.githubusercontent.com/mrc-ide/global-lmic-reports/master/AFG/projections.csv | 2021-03-04 | infections | 614.64 | 699.84 | 723.64 | 733.67 | 760.49 | 856.62 | Pessimistic | Afghanistan | AFG | 2022-01-02 | v8 | TRUE
https://raw.githubusercontent.com/mrc-ide/global-lmic-reports/master/AFG/projections.csv | 2021-03-04 | deaths | 0.92 | 1.04 | 1.09 | 1.09 | 1.14 | 1.27 | Pessimistic | Afghanistan | AFG | 2022-01-02 | v8 | TRUE
https://raw.githubusercontent.com/mrc-ide/global-lmic-reports/master/AFG/projections.csv | 2021-03-04 | hospital_demand | 35.17 | 40.51 | 42.4 | 42.24 | 44.14 | 49.81 | Pessimistic | Afghanistan | AFG | 2022-01-02 | v8 | TRUE
https://raw.githubusercontent.com/mrc-ide/global-lmic-reports/master/AFG/projections.csv | 2021-03-04 | ICU_demand | 14.51 | 16.4 | 17.2 | 17.15 | 17.97 | 19.97 | Pessimistic | Afghanistan | AFG | 2022-01-02 | v8 | TRUE
https://raw.githubusercontent.com/mrc-ide/global-lmic-reports/master/AFG/projections.csv | 2021-03-04 | hospital_incidence | 3.89 | 4.48 | 4.76 | 4.75 | 4.92 | 5.66 | Pessimistic | Afghanistan | AFG | 2022-01-02 | v8 | TRUE
https://raw.githubusercontent.com/mrc-ide/global-lmic-reports/master/AFG/projections.csv | 2021-03-04 | ICU_incidence | 1.11 | 1.28 | 1.36 | 1.36 | 1.41 | 1.62 | Pessimistic | Afghanistan | AFG | 2022-01-02 | v8 | TRUE
https://raw.githubusercontent.com/mrc-ide/global-lmic-reports/master/AFG/projections.csv | 2021-03-04 | prevalence | 3555.58 | 4107.55 | 4254.51 | 4291.83 | 4462.65 | 5049.19 | Pessimistic | Afghanistan | AFG | 2022-01-02 | v8 | TRUE
https://raw.githubusercontent.com/mrc-ide/global-lmic-reports/master/AFG/projections.csv | 2021-03-04 | cumulative_infections | 1031932.24 | 1070477.88 | 1105032.31 | 1108599.12 | 1124834.25 | 1224721 | Pessimistic | Afghanistan | AFG | 2022-01-02 | v8 | TRUE
https://raw.githubusercontent.com/mrc-ide/global-lmic-reports/master/AFG/projections.csv | 2021-03-04 | cumulative_deaths | 2218.73 | 2312.43 | 2389.61 | 2396.02 | 2434 | 2672.61 | Pessimistic | Afghanistan | AFG | 2022-01-02 | v8 | TRUE
https://raw.githubusercontent.com/mrc-ide/global-lmic-reports/master/AFG/projections.csv | 2021-03-04 | Rt | 1.27 | 1.29 | 1.31 | 1.31 | 1.33 | 1.38 | Pessimistic | Afghanistan | AFG | 2022-01-02 | v8 | TRUE
https://raw.githubusercontent.com/mrc-ide/global-lmic-reports/master/AFG/projections.csv | 2021-03-04 | Reff | 1.23 | 1.25 | 1.28 | 1.28 | 1.3 | 1.35 | Pessimistic | Afghanistan | AFG | 2022-01-02 | v8 | TRUE
https://raw.githubusercontent.com/mrc-ide/global-lmic-reports/master/AFG/projections.csv | 2021-03-04 | infections | 614.64 | 699.84 | 723.64 | 733.67 | 760.49 | 856.62 | Relax Interventions 50% | Afghanistan | AFG | 2022-01-02 | v8 | TRUE
https://raw.githubusercontent.com/mrc-ide/global-lmic-reports/master/AFG/projections.csv | 2021-03-04 | deaths | 0.92 | 1.04 | 1.09 | 1.09 | 1.14 | 1.27 | Relax Interventions 50% | Afghanistan | AFG | 2022-01-02 | v8 | TRUE
https://raw.githubusercontent.com/mrc-ide/global-lmic-reports/master/AFG/projections.csv | 2021-03-04 | hospital_demand | 35.17 | 40.51 | 42.4 | 42.24 | 44.14 | 49.81 | Relax Interventions 50% | Afghanistan | AFG | 2022-01-02 | v8 | TRUE
https://raw.githubusercontent.com/mrc-ide/global-lmic-reports/master/AFG/projections.csv | 2021-03-04 | ICU_demand | 14.51 | 16.4 | 17.2 | 17.15 | 17.97 | 19.97 | Relax Interventions 50% | Afghanistan | AFG | 2022-01-02 | v8 | TRUE
https://raw.githubusercontent.com/mrc-ide/global-lmic-reports/master/AFG/projections.csv | 2021-03-04 | hospital_incidence | 3.89 | 4.48 | 4.76 | 4.75 | 4.92 | 5.66 | Relax Interventions 50% | Afghanistan | AFG | 2022-01-02 | v8 | TRUE
https://raw.githubusercontent.com/mrc-ide/global-lmic-reports/master/AFG/projections.csv | 2021-03-04 | ICU_incidence | 1.11 | 1.28 | 1.36 | 1.36 | 1.41 | 1.62 | Relax Interventions 50% | Afghanistan | AFG | 2022-01-02 | v8 | TRUE
https://raw.githubusercontent.com/mrc-ide/global-lmic-reports/master/AFG/projections.csv | 2021-03-04 | prevalence | 3555.58 | 4107.55 | 4254.51 | 4291.83 | 4462.65 | 5049.19 | Relax Interventions 50% | Afghanistan | AFG | 2022-01-02 | v8 | TRUE
https://raw.githubusercontent.com/mrc-ide/global-lmic-reports/master/AFG/projections.csv | 2021-03-04 | cumulative_infections | 1031932.24 | 1070477.88 | 1105032.31 | 1108599.12 | 1124834.25 | 1224721 | Relax Interventions 50% | Afghanistan | AFG | 2022-01-02 | v8 | TRUE
https://raw.githubusercontent.com/mrc-ide/global-lmic-reports/master/AFG/projections.csv | 2021-03-04 | cumulative_deaths | 2218.73 | 2312.43 | 2389.61 | 2396.02 | 2434 | 2672.61 | Relax Interventions 50% | Afghanistan | AFG | 2022-01-02 | v8 | TRUE
https://raw.githubusercontent.com/mrc-ide/global-lmic-reports/master/AFG/projections.csv | 2021-03-04 | Rt | 1.27 | 1.29 | 1.31 | 1.31 | 1.33 | 1.38 | Relax Interventions 50% | Afghanistan | AFG | 2022-01-02 | v8 | TRUE
https://raw.githubusercontent.com/mrc-ide/global-lmic-reports/master/AFG/projections.csv | 2021-03-04 | Reff | 1.23 | 1.25 | 1.28 | 1.28 | 1.3 | 1.35 | Relax Interventions 50% | Afghanistan | AFG | 2022-01-02 | v8 | TRUE
https://raw.githubusercontent.com/mrc-ide/global-lmic-reports/master/AFG/projections.csv | 2021-03-04 | infections | 658.14 | 689.95 | 724.36 | 730.33 | 767.73 | 818.24 | Surged Additional 50% Reduction | Afghanistan | AFG | 2022-01-02 | v8 | TRUE
https://raw.githubusercontent.com/mrc-ide/global-lmic-reports/master/AFG/projections.csv | 2021-03-04 | deaths | 0.93 | 1 | 1.08 | 1.07 | 1.13 | 1.22 | Surged Additional 50% Reduction | Afghanistan | AFG | 2022-01-02 | v8 | TRUE
https://raw.githubusercontent.com/mrc-ide/global-lmic-reports/master/AFG/projections.csv | 2021-03-04 | hospital_demand | 35.8 | 39 | 41.43 | 41.66 | 44.4 | 47.67 | Surged Additional 50% Reduction | Afghanistan | AFG | 2022-01-02 | v8 | TRUE
https://raw.githubusercontent.com/mrc-ide/global-lmic-reports/master/AFG/projections.csv | 2021-03-04 | ICU_demand | 14.66 | 15.84 | 16.96 | 16.9 | 17.76 | 19.22 | Surged Additional 50% Reduction | Afghanistan | AFG | 2022-01-02 | v8 | TRUE
https://raw.githubusercontent.com/mrc-ide/global-lmic-reports/master/AFG/projections.csv | 2021-03-04 | hospital_incidence | 4.05 | 4.44 | 4.65 | 4.7 | 4.98 | 5.37 | Surged Additional 50% Reduction | Afghanistan | AFG | 2022-01-02 | v8 | TRUE
https://raw.githubusercontent.com/mrc-ide/global-lmic-reports/master/AFG/projections.csv | 2021-03-04 | ICU_incidence | 1.16 | 1.27 | 1.33 | 1.34 | 1.42 | 1.53 | Surged Additional 50% Reduction | Afghanistan | AFG | 2022-01-02 | v8 | TRUE
https://raw.githubusercontent.com/mrc-ide/global-lmic-reports/master/AFG/projections.csv | 2021-03-04 | prevalence | 3780.65 | 4007.78 | 4197.56 | 4260.22 | 4478.59 | 4787.25 | Surged Additional 50% Reduction | Afghanistan | AFG | 2022-01-02 | v8 | TRUE
https://raw.githubusercontent.com/mrc-ide/global-lmic-reports/master/AFG/projections.csv | 2021-03-04 | cumulative_infections | 1023919.26 | 1068855.77 | 1097479.41 | 1097114.62 | 1125322.34 | 1177732.02 | Surged Additional 50% Reduction | Afghanistan | AFG | 2022-01-02 | v8 | TRUE
https://raw.githubusercontent.com/mrc-ide/global-lmic-reports/master/AFG/projections.csv | 2021-03-04 | cumulative_deaths | 2200.22 | 2296.57 | 2357.97 | 2357.66 | 2419.12 | 2531.35 | Surged Additional 50% Reduction | Afghanistan | AFG | 2022-01-02 | v8 | TRUE
https://raw.githubusercontent.com/mrc-ide/global-lmic-reports/master/AFG/projections.csv | 2021-03-04 | Rt | 1.25 | 1.3 | 1.32 | 1.32 | 1.35 | 1.38 | Surged Additional 50% Reduction | Afghanistan | AFG | 2022-01-02 | v8 | TRUE
https://raw.githubusercontent.com/mrc-ide/global-lmic-reports/master/AFG/projections.csv | 2021-03-04 | Reff | 1.22 | 1.27 | 1.29 | 1.29 | 1.31 | 1.35 | Surged Additional 50% Reduction | Afghanistan | AFG | 2022-01-02 | v8 | TRUE
https://raw.githubusercontent.com/mrc-ide/global-lmic-reports/master/AFG/projections.csv | 2021-03-04 | infections | 658.14 | 689.95 | 724.36 | 730.33 | 767.73 | 818.24 | Surged Maintain Status Quo | Afghanistan | AFG | 2022-01-02 | v8 | TRUE
https://raw.githubusercontent.com/mrc-ide/global-lmic-reports/master/AFG/projections.csv | 2021-03-04 | deaths | 0.93 | 1 | 1.08 | 1.07 | 1.13 | 1.22 | Surged Maintain Status Quo | Afghanistan | AFG | 2022-01-02 | v8 | TRUE
https://raw.githubusercontent.com/mrc-ide/global-lmic-reports/master/AFG/projections.csv | 2021-03-04 | hospital_demand | 35.8 | 39 | 41.43 | 41.66 | 44.4 | 47.67 | Surged Maintain Status Quo | Afghanistan | AFG | 2022-01-02 | v8 | TRUE
https://raw.githubusercontent.com/mrc-ide/global-lmic-reports/master/AFG/projections.csv | 2021-03-04 | ICU_demand | 14.66 | 15.84 | 16.96 | 16.9 | 17.76 | 19.22 | Surged Maintain Status Quo | Afghanistan | AFG | 2022-01-02 | v8 | TRUE
https://raw.githubusercontent.com/mrc-ide/global-lmic-reports/master/AFG/projections.csv | 2021-03-04 | hospital_incidence | 4.05 | 4.44 | 4.65 | 4.7 | 4.98 | 5.37 | Surged Maintain Status Quo | Afghanistan | AFG | 2022-01-02 | v8 | TRUE
https://raw.githubusercontent.com/mrc-ide/global-lmic-reports/master/AFG/projections.csv | 2021-03-04 | ICU_incidence | 1.16 | 1.27 | 1.33 | 1.34 | 1.42 | 1.53 | Surged Maintain Status Quo | Afghanistan | AFG | 2022-01-02 | v8 | TRUE
https://raw.githubusercontent.com/mrc-ide/global-lmic-reports/master/AFG/projections.csv | 2021-03-04 | prevalence | 3780.65 | 4007.78 | 4197.56 | 4260.22 | 4478.59 | 4787.25 | Surged Maintain Status Quo | Afghanistan | AFG | 2022-01-02 | v8 | TRUE
https://raw.githubusercontent.com/mrc-ide/global-lmic-reports/master/AFG/projections.csv | 2021-03-04 | cumulative_infections | 1023919.26 | 1068855.77 | 1097479.41 | 1097114.62 | 1125322.34 | 1177732.02 | Surged Maintain Status Quo | Afghanistan | AFG | 2022-01-02 | v8 | TRUE
https://raw.githubusercontent.com/mrc-ide/global-lmic-reports/master/AFG/projections.csv | 2021-03-04 | cumulative_deaths | 2200.22 | 2296.57 | 2357.97 | 2357.66 | 2419.12 | 2531.35 | Surged Maintain Status Quo | Afghanistan | AFG | 2022-01-02 | v8 | TRUE
https://raw.githubusercontent.com/mrc-ide/global-lmic-reports/master/AFG/projections.csv | 2021-03-04 | Rt | 1.25 | 1.3 | 1.32 | 1.32 | 1.35 | 1.38 | Surged Maintain Status Quo | Afghanistan | AFG | 2022-01-02 | v8 | TRUE
https://raw.githubusercontent.com/mrc-ide/global-lmic-reports/master/AFG/projections.csv | 2021-03-04 | Reff | 1.22 | 1.27 | 1.29 | 1.29 | 1.31 | 1.35 | Surged Maintain Status Quo | Afghanistan | AFG | 2022-01-02 | v8 | TRUE
https://raw.githubusercontent.com/mrc-ide/global-lmic-reports/master/AFG/projections.csv | 2021-03-04 | infections | 658.14 | 689.95 | 724.36 | 730.33 | 767.73 | 818.24 | Surged Optimistic | Afghanistan | AFG | 2022-01-02 | v8 | TRUE
https://raw.githubusercontent.com/mrc-ide/global-lmic-reports/master/AFG/projections.csv | 2021-03-04 | deaths | 0.93 | 1 | 1.08 | 1.07 | 1.13 | 1.22 | Surged Optimistic | Afghanistan | AFG | 2022-01-02 | v8 | TRUE
https://raw.githubusercontent.com/mrc-ide/global-lmic-reports/master/AFG/projections.csv | 2021-03-04 | hospital_demand | 35.8 | 39 | 41.43 | 41.66 | 44.4 | 47.67 | Surged Optimistic | Afghanistan | AFG | 2022-01-02 | v8 | TRUE
https://raw.githubusercontent.com/mrc-ide/global-lmic-reports/master/AFG/projections.csv | 2021-03-04 | ICU_demand | 14.66 | 15.84 | 16.96 | 16.9 | 17.76 | 19.22 | Surged Optimistic | Afghanistan | AFG | 2022-01-02 | v8 | TRUE
https://raw.githubusercontent.com/mrc-ide/global-lmic-reports/master/AFG/projections.csv | 2021-03-04 | hospital_incidence | 4.05 | 4.44 | 4.65 | 4.7 | 4.98 | 5.37 | Surged Optimistic | Afghanistan | AFG | 2022-01-02 | v8 | TRUE
https://raw.githubusercontent.com/mrc-ide/global-lmic-reports/master/AFG/projections.csv | 2021-03-04 | ICU_incidence | 1.16 | 1.27 | 1.33 | 1.34 | 1.42 | 1.53 | Surged Optimistic | Afghanistan | AFG | 2022-01-02 | v8 | TRUE
https://raw.githubusercontent.com/mrc-ide/global-lmic-reports/master/AFG/projections.csv | 2021-03-04 | prevalence | 3780.65 | 4007.78 | 4197.56 | 4260.22 | 4478.59 | 4787.25 | Surged Optimistic | Afghanistan | AFG | 2022-01-02 | v8 | TRUE
https://raw.githubusercontent.com/mrc-ide/global-lmic-reports/master/AFG/projections.csv | 2021-03-04 | cumulative_infections | 1023919.26 | 1068855.77 | 1097479.41 | 1097114.62 | 1125322.34 | 1177732.02 | Surged Optimistic | Afghanistan | AFG | 2022-01-02 | v8 | TRUE
https://raw.githubusercontent.com/mrc-ide/global-lmic-reports/master/AFG/projections.csv | 2021-03-04 | cumulative_deaths | 2200.22 | 2296.57 | 2357.97 | 2357.66 | 2419.12 | 2531.35 | Surged Optimistic | Afghanistan | AFG | 2022-01-02 | v8 | TRUE
https://raw.githubusercontent.com/mrc-ide/global-lmic-reports/master/AFG/projections.csv | 2021-03-04 | Rt | 1.25 | 1.3 | 1.32 | 1.32 | 1.35 | 1.38 | Surged Optimistic | Afghanistan | AFG | 2022-01-02 | v8 | TRUE
https://raw.githubusercontent.com/mrc-ide/global-lmic-reports/master/AFG/projections.csv | 2021-03-04 | Reff | 1.22 | 1.27 | 1.29 | 1.29 | 1.31 | 1.35 | Surged Optimistic | Afghanistan | AFG | 2022-01-02 | v8 | TRUE
https://raw.githubusercontent.com/mrc-ide/global-lmic-reports/master/AFG/projections.csv | 2021-03-04 | infections | 658.14 | 689.95 | 724.36 | 730.33 | 767.73 | 818.24 | Surged Pessimistic | Afghanistan | AFG | 2022-01-02 | v8 | TRUE
https://raw.githubusercontent.com/mrc-ide/global-lmic-reports/master/AFG/projections.csv | 2021-03-04 | deaths | 0.93 | 1 | 1.08 | 1.07 | 1.13 | 1.22 | Surged Pessimistic | Afghanistan | AFG | 2022-01-02 | v8 | TRUE
https://raw.githubusercontent.com/mrc-ide/global-lmic-reports/master/AFG/projections.csv | 2021-03-04 | hospital_demand | 35.8 | 39 | 41.43 | 41.66 | 44.4 | 47.67 | Surged Pessimistic | Afghanistan | AFG | 2022-01-02 | v8 | TRUE
https://raw.githubusercontent.com/mrc-ide/global-lmic-reports/master/AFG/projections.csv | 2021-03-04 | ICU_demand | 14.66 | 15.84 | 16.96 | 16.9 | 17.76 | 19.22 | Surged Pessimistic | Afghanistan | AFG | 2022-01-02 | v8 | TRUE
https://raw.githubusercontent.com/mrc-ide/global-lmic-reports/master/AFG/projections.csv | 2021-03-04 | hospital_incidence | 4.05 | 4.44 | 4.65 | 4.7 | 4.98 | 5.37 | Surged Pessimistic | Afghanistan | AFG | 2022-01-02 | v8 | TRUE
https://raw.githubusercontent.com/mrc-ide/global-lmic-reports/master/AFG/projections.csv | 2021-03-04 | ICU_incidence | 1.16 | 1.27 | 1.33 | 1.34 | 1.42 | 1.53 | Surged Pessimistic | Afghanistan | AFG | 2022-01-02 | v8 | TRUE
https://raw.githubusercontent.com/mrc-ide/global-lmic-reports/master/AFG/projections.csv | 2021-03-04 | prevalence | 3780.65 | 4007.78 | 4197.56 | 4260.22 | 4478.59 | 4787.25 | Surged Pessimistic | Afghanistan | AFG | 2022-01-02 | v8 | TRUE
https://raw.githubusercontent.com/mrc-ide/global-lmic-reports/master/AFG/projections.csv | 2021-03-04 | cumulative_infections | 1023919.26 | 1068855.77 | 1097479.41 | 1097114.62 | 1125322.34 | 1177732.02 | Surged Pessimistic | Afghanistan | AFG | 2022-01-02 | v8 | TRUE
https://raw.githubusercontent.com/mrc-ide/global-lmic-reports/master/AFG/projections.csv | 2021-03-04 | cumulative_deaths | 2200.22 | 2296.57 | 2357.97 | 2357.66 | 2419.12 | 2531.35 | Surged Pessimistic | Afghanistan | AFG | 2022-01-02 | v8 | TRUE
https://raw.githubusercontent.com/mrc-ide/global-lmic-reports/master/AFG/projections.csv | 2021-03-04 | Rt | 1.25 | 1.3 | 1.32 | 1.32 | 1.35 | 1.38 | Surged Pessimistic | Afghanistan | AFG | 2022-01-02 | v8 | TRUE
https://raw.githubusercontent.com/mrc-ide/global-lmic-reports/master/AFG/projections.csv | 2021-03-04 | Reff | 1.22 | 1.27 | 1.29 | 1.29 | 1.31 | 1.35 | Surged Pessimistic | Afghanistan | AFG | 2022-01-02 | v8 | TRUE
https://raw.githubusercontent.com/mrc-ide/global-lmic-reports/master/AFG/projections.csv | 2021-03-04 | infections | 658.14 | 689.95 | 724.36 | 730.33 | 767.73 | 818.24 | Surged Relax Interventions 50% | Afghanistan | AFG | 2022-01-02 | v8 | TRUE
https://raw.githubusercontent.com/mrc-ide/global-lmic-reports/master/AFG/projections.csv | 2021-03-04 | deaths | 0.93 | 1 | 1.08 | 1.07 | 1.13 | 1.22 | Surged Relax Interventions 50% | Afghanistan | AFG | 2022-01-02 | v8 | TRUE
https://raw.githubusercontent.com/mrc-ide/global-lmic-reports/master/AFG/projections.csv | 2021-03-04 | hospital_demand | 35.8 | 39 | 41.43 | 41.66 | 44.4 | 47.67 | Surged Relax Interventions 50% | Afghanistan | AFG | 2022-01-02 | v8 | TRUE
https://raw.githubusercontent.com/mrc-ide/global-lmic-reports/master/AFG/projections.csv | 2021-03-04 | ICU_demand | 14.66 | 15.84 | 16.96 | 16.9 | 17.76 | 19.22 | Surged Relax Interventions 50% | Afghanistan | AFG | 2022-01-02 | v8 | TRUE
https://raw.githubusercontent.com/mrc-ide/global-lmic-reports/master/AFG/projections.csv | 2021-03-04 | hospital_incidence | 4.05 | 4.44 | 4.65 | 4.7 | 4.98 | 5.37 | Surged Relax Interventions 50% | Afghanistan | AFG | 2022-01-02 | v8 | TRUE
https://raw.githubusercontent.com/mrc-ide/global-lmic-reports/master/AFG/projections.csv | 2021-03-04 | ICU_incidence | 1.16 | 1.27 | 1.33 | 1.34 | 1.42 | 1.53 | Surged Relax Interventions 50% | Afghanistan | AFG | 2022-01-02 | v8 | TRUE
https://raw.githubusercontent.com/mrc-ide/global-lmic-reports/master/AFG/projections.csv | 2021-03-04 | prevalence | 3780.65 | 4007.78 | 4197.56 | 4260.22 | 4478.59 | 4787.25 | Surged Relax Interventions 50% | Afghanistan | AFG | 2022-01-02 | v8 | TRUE
https://raw.githubusercontent.com/mrc-ide/global-lmic-reports/master/AFG/projections.csv | 2021-03-04 | cumulative_infections | 1023919.26 | 1068855.77 | 1097479.41 | 1097114.62 | 1125322.34 | 1177732.02 | Surged Relax Interventions 50% | Afghanistan | AFG | 2022-01-02 | v8 | TRUE
https://raw.githubusercontent.com/mrc-ide/global-lmic-reports/master/AFG/projections.csv | 2021-03-04 | cumulative_deaths | 2200.22 | 2296.57 | 2357.97 | 2357.66 | 2419.12 | 2531.35 | Surged Relax Interventions 50% | Afghanistan | AFG | 2022-01-02 | v8 | TRUE
https://raw.githubusercontent.com/mrc-ide/global-lmic-reports/master/AFG/projections.csv | 2021-03-04 | Rt | 1.25 | 1.3 | 1.32 | 1.32 | 1.35 | 1.38 | Surged Relax Interventions 50% | Afghanistan | AFG | 2022-01-02 | v8 | TRUE
https://raw.githubusercontent.com/mrc-ide/global-lmic-reports/master/AFG/projections.csv | 2021-03-04 | Reff | 1.22 | 1.27 | 1.29 | 1.29 | 1.31 | 1.35 | Surged Relax Interventions 50% | Afghanistan | AFG | 2022-01-02 | v8 | TRUE
https://raw.githubusercontent.com/mrc-ide/global-lmic-reports/master/AFG/projections.csv | 2021-03-05 | infections | 627.78 | 713.99 | 737.36 | 748.96 | 778.83 | 870.21 | Additional 50% Reduction | Afghanistan | AFG | 2022-01-02 | v8 | TRUE
https://raw.githubusercontent.com/mrc-ide/global-lmic-reports/master/AFG/projections.csv | 2021-03-05 | deaths | 0.92 | 1.04 | 1.09 | 1.09 | 1.14 | 1.28 | Additional 50% Reduction | Afghanistan | AFG | 2022-01-02 | v8 | TRUE
https://raw.githubusercontent.com/mrc-ide/global-lmic-reports/master/AFG/projections.csv | 2021-03-05 | hospital_demand | 35.37 | 40.8 | 42.8 | 42.6 | 44.51 | 50.3 | Additional 50% Reduction | Afghanistan | AFG | 2022-01-02 | v8 | TRUE
https://raw.githubusercontent.com/mrc-ide/global-lmic-reports/master/AFG/projections.csv | 2021-03-05 | ICU_demand | 14.51 | 16.42 | 17.23 | 17.18 | 17.98 | 20.06 | Additional 50% Reduction | Afghanistan | AFG | 2022-01-02 | v8 | TRUE
https://raw.githubusercontent.com/mrc-ide/global-lmic-reports/master/AFG/projections.csv | 2021-03-05 | hospital_incidence | 4.03 | 4.65 | 4.92 | 4.91 | 5.08 | 5.83 | Additional 50% Reduction | Afghanistan | AFG | 2022-01-02 | v8 | TRUE
https://raw.githubusercontent.com/mrc-ide/global-lmic-reports/master/AFG/projections.csv | 2021-03-05 | ICU_incidence | 1.15 | 1.33 | 1.41 | 1.4 | 1.45 | 1.67 | Additional 50% Reduction | Afghanistan | AFG | 2022-01-02 | v8 | TRUE
https://raw.githubusercontent.com/mrc-ide/global-lmic-reports/master/AFG/projections.csv | 2021-03-05 | prevalence | 3700.4 | 4283.57 | 4402.04 | 4454.65 | 4619.84 | 5224.76 | Additional 50% Reduction | Afghanistan | AFG | 2022-01-02 | v8 | TRUE
https://raw.githubusercontent.com/mrc-ide/global-lmic-reports/master/AFG/projections.csv | 2021-03-05 | cumulative_infections | 1032630.24 | 1071240.85 | 1105774.62 | 1109348.08 | 1125655.42 | 1225486.95 | Additional 50% Reduction | Afghanistan | AFG | 2022-01-02 | v8 | TRUE
https://raw.githubusercontent.com/mrc-ide/global-lmic-reports/master/AFG/projections.csv | 2021-03-05 | cumulative_deaths | 2219.79 | 2313.42 | 2390.7 | 2397.11 | 2435.16 | 2673.67 | Additional 50% Reduction | Afghanistan | AFG | 2022-01-02 | v8 | TRUE
https://raw.githubusercontent.com/mrc-ide/global-lmic-reports/master/AFG/projections.csv | 2021-03-05 | Rt | 1.26 | 1.28 | 1.3 | 1.3 | 1.33 | 1.38 | Additional 50% Reduction | Afghanistan | AFG | 2022-01-02 | v8 | TRUE
https://raw.githubusercontent.com/mrc-ide/global-lmic-reports/master/AFG/projections.csv | 2021-03-05 | Reff | 1.23 | 1.25 | 1.27 | 1.27 | 1.29 | 1.34 | Additional 50% Reduction | Afghanistan | AFG | 2022-01-02 | v8 | TRUE
https://raw.githubusercontent.com/mrc-ide/global-lmic-reports/master/AFG/projections.csv | 2021-03-05 | infections | 627.78 | 713.99 | 737.36 | 748.96 | 778.83 | 870.21 | Maintain Status Quo | Afghanistan | AFG | 2022-01-02 | v8 | TRUE
https://raw.githubusercontent.com/mrc-ide/global-lmic-reports/master/AFG/projections.csv | 2021-03-05 | deaths | 0.92 | 1.04 | 1.09 | 1.09 | 1.14 | 1.28 | Maintain Status Quo | Afghanistan | AFG | 2022-01-02 | v8 | TRUE
https://raw.githubusercontent.com/mrc-ide/global-lmic-reports/master/AFG/projections.csv | 2021-03-05 | hospital_demand | 35.37 | 40.8 | 42.8 | 42.6 | 44.51 | 50.3 | Maintain Status Quo | Afghanistan | AFG | 2022-01-02 | v8 | TRUE
https://raw.githubusercontent.com/mrc-ide/global-lmic-reports/master/AFG/projections.csv | 2021-03-05 | ICU_demand | 14.51 | 16.42 | 17.23 | 17.18 | 17.98 | 20.06 | Maintain Status Quo | Afghanistan | AFG | 2022-01-02 | v8 | TRUE
https://raw.githubusercontent.com/mrc-ide/global-lmic-reports/master/AFG/projections.csv | 2021-03-05 | hospital_incidence | 4.03 | 4.65 | 4.92 | 4.91 | 5.08 | 5.83 | Maintain Status Quo | Afghanistan | AFG | 2022-01-02 | v8 | TRUE
https://raw.githubusercontent.com/mrc-ide/global-lmic-reports/master/AFG/projections.csv | 2021-03-05 | ICU_incidence | 1.15 | 1.33 | 1.41 | 1.4 | 1.45 | 1.67 | Maintain Status Quo | Afghanistan | AFG | 2022-01-02 | v8 | TRUE
https://raw.githubusercontent.com/mrc-ide/global-lmic-reports/master/AFG/projections.csv | 2021-03-05 | prevalence | 3700.4 | 4283.57 | 4402.04 | 4454.65 | 4619.84 | 5224.76 | Maintain Status Quo | Afghanistan | AFG | 2022-01-02 | v8 | TRUE
https://raw.githubusercontent.com/mrc-ide/global-lmic-reports/master/AFG/projections.csv | 2021-03-05 | cumulative_infections | 1032630.24 | 1071240.85 | 1105774.62 | 1109348.08 | 1125655.42 | 1225486.95 | Maintain Status Quo | Afghanistan | AFG | 2022-01-02 | v8 | TRUE
https://raw.githubusercontent.com/mrc-ide/global-lmic-reports/master/AFG/projections.csv | 2021-03-05 | cumulative_deaths | 2219.79 | 2313.42 | 2390.7 | 2397.11 | 2435.16 | 2673.67 | Maintain Status Quo | Afghanistan | AFG | 2022-01-02 | v8 | TRUE
https://raw.githubusercontent.com/mrc-ide/global-lmic-reports/master/AFG/projections.csv | 2021-03-05 | Rt | 1.26 | 1.28 | 1.3 | 1.3 | 1.33 | 1.38 | Maintain Status Quo | Afghanistan | AFG | 2022-01-02 | v8 | TRUE
https://raw.githubusercontent.com/mrc-ide/global-lmic-reports/master/AFG/projections.csv | 2021-03-05 | Reff | 1.23 | 1.25 | 1.27 | 1.27 | 1.29 | 1.34 | Maintain Status Quo | Afghanistan | AFG | 2022-01-02 | v8 | TRUE
https://raw.githubusercontent.com/mrc-ide/global-lmic-reports/master/AFG/projections.csv | 2021-03-05 | infections | 627.78 | 713.99 | 737.36 | 748.96 | 778.83 | 870.21 | Optimistic | Afghanistan | AFG | 2022-01-02 | v8 | TRUE
https://raw.githubusercontent.com/mrc-ide/global-lmic-reports/master/AFG/projections.csv | 2021-03-05 | deaths | 0.92 | 1.04 | 1.09 | 1.09 | 1.14 | 1.28 | Optimistic | Afghanistan | AFG | 2022-01-02 | v8 | TRUE
https://raw.githubusercontent.com/mrc-ide/global-lmic-reports/master/AFG/projections.csv | 2021-03-05 | hospital_demand | 35.37 | 40.8 | 42.8 | 42.6 | 44.51 | 50.3 | Optimistic | Afghanistan | AFG | 2022-01-02 | v8 | TRUE
https://raw.githubusercontent.com/mrc-ide/global-lmic-reports/master/AFG/projections.csv | 2021-03-05 | ICU_demand | 14.51 | 16.42 | 17.23 | 17.18 | 17.98 | 20.06 | Optimistic | Afghanistan | AFG | 2022-01-02 | v8 | TRUE
https://raw.githubusercontent.com/mrc-ide/global-lmic-reports/master/AFG/projections.csv | 2021-03-05 | hospital_incidence | 4.03 | 4.65 | 4.92 | 4.91 | 5.08 | 5.83 | Optimistic | Afghanistan | AFG | 2022-01-02 | v8 | TRUE
https://raw.githubusercontent.com/mrc-ide/global-lmic-reports/master/AFG/projections.csv | 2021-03-05 | ICU_incidence | 1.15 | 1.33 | 1.41 | 1.4 | 1.45 | 1.67 | Optimistic | Afghanistan | AFG | 2022-01-02 | v8 | TRUE
https://raw.githubusercontent.com/mrc-ide/global-lmic-reports/master/AFG/projections.csv | 2021-03-05 | prevalence | 3700.4 | 4283.57 | 4402.04 | 4454.65 | 4619.84 | 5224.76 | Optimistic | Afghanistan | AFG | 2022-01-02 | v8 | TRUE
https://raw.githubusercontent.com/mrc-ide/global-lmic-reports/master/AFG/projections.csv | 2021-03-05 | cumulative_infections | 1032630.24 | 1071240.85 | 1105774.62 | 1109348.08 | 1125655.42 | 1225486.95 | Optimistic | Afghanistan | AFG | 2022-01-02 | v8 | TRUE
https://raw.githubusercontent.com/mrc-ide/global-lmic-reports/master/AFG/projections.csv | 2021-03-05 | cumulative_deaths | 2219.79 | 2313.42 | 2390.7 | 2397.11 | 2435.16 | 2673.67 | Optimistic | Afghanistan | AFG | 2022-01-02 | v8 | TRUE
https://raw.githubusercontent.com/mrc-ide/global-lmic-reports/master/AFG/projections.csv | 2021-03-05 | Rt | 1.26 | 1.28 | 1.3 | 1.3 | 1.33 | 1.38 | Optimistic | Afghanistan | AFG | 2022-01-02 | v8 | TRUE
https://raw.githubusercontent.com/mrc-ide/global-lmic-reports/master/AFG/projections.csv | 2021-03-05 | Reff | 1.23 | 1.25 | 1.27 | 1.27 | 1.29 | 1.34 | Optimistic | Afghanistan | AFG | 2022-01-02 | v8 | TRUE
https://raw.githubusercontent.com/mrc-ide/global-lmic-reports/master/AFG/projections.csv | 2021-03-05 | infections | 627.78 | 713.99 | 737.36 | 748.96 | 778.83 | 870.21 | Pessimistic | Afghanistan | AFG | 2022-01-02 | v8 | TRUE
https://raw.githubusercontent.com/mrc-ide/global-lmic-reports/master/AFG/projections.csv | 2021-03-05 | deaths | 0.92 | 1.04 | 1.09 | 1.09 | 1.14 | 1.28 | Pessimistic | Afghanistan | AFG | 2022-01-02 | v8 | TRUE
https://raw.githubusercontent.com/mrc-ide/global-lmic-reports/master/AFG/projections.csv | 2021-03-05 | hospital_demand | 35.37 | 40.8 | 42.8 | 42.6 | 44.51 | 50.3 | Pessimistic | Afghanistan | AFG | 2022-01-02 | v8 | TRUE
https://raw.githubusercontent.com/mrc-ide/global-lmic-reports/master/AFG/projections.csv | 2021-03-05 | ICU_demand | 14.51 | 16.42 | 17.23 | 17.18 | 17.98 | 20.06 | Pessimistic | Afghanistan | AFG | 2022-01-02 | v8 | TRUE
https://raw.githubusercontent.com/mrc-ide/global-lmic-reports/master/AFG/projections.csv | 2021-03-05 | hospital_incidence | 4.03 | 4.65 | 4.92 | 4.91 | 5.08 | 5.83 | Pessimistic | Afghanistan | AFG | 2022-01-02 | v8 | TRUE
https://raw.githubusercontent.com/mrc-ide/global-lmic-reports/master/AFG/projections.csv | 2021-03-05 | ICU_incidence | 1.15 | 1.33 | 1.41 | 1.4 | 1.45 | 1.67 | Pessimistic | Afghanistan | AFG | 2022-01-02 | v8 | TRUE
https://raw.githubusercontent.com/mrc-ide/global-lmic-reports/master/AFG/projections.csv | 2021-03-05 | prevalence | 3700.4 | 4283.57 | 4402.04 | 4454.65 | 4619.84 | 5224.76 | Pessimistic | Afghanistan | AFG | 2022-01-02 | v8 | TRUE
https://raw.githubusercontent.com/mrc-ide/global-lmic-reports/master/AFG/projections.csv | 2021-03-05 | cumulative_infections | 1032630.24 | 1071240.85 | 1105774.62 | 1109348.08 | 1125655.42 | 1225486.95 | Pessimistic | Afghanistan | AFG | 2022-01-02 | v8 | TRUE
https://raw.githubusercontent.com/mrc-ide/global-lmic-reports/master/AFG/projections.csv | 2021-03-05 | cumulative_deaths | 2219.79 | 2313.42 | 2390.7 | 2397.11 | 2435.16 | 2673.67 | Pessimistic | Afghanistan | AFG | 2022-01-02 | v8 | TRUE
https://raw.githubusercontent.com/mrc-ide/global-lmic-reports/master/AFG/projections.csv | 2021-03-05 | Rt | 1.26 | 1.28 | 1.3 | 1.3 | 1.33 | 1.38 | Pessimistic | Afghanistan | AFG | 2022-01-02 | v8 | TRUE
https://raw.githubusercontent.com/mrc-ide/global-lmic-reports/master/AFG/projections.csv | 2021-03-05 | Reff | 1.23 | 1.25 | 1.27 | 1.27 | 1.29 | 1.34 | Pessimistic | Afghanistan | AFG | 2022-01-02 | v8 | TRUE
https://raw.githubusercontent.com/mrc-ide/global-lmic-reports/master/AFG/projections.csv | 2021-03-05 | infections | 627.78 | 713.99 | 737.36 | 748.96 | 778.83 | 870.21 | Relax Interventions 50% | Afghanistan | AFG | 2022-01-02 | v8 | TRUE
https://raw.githubusercontent.com/mrc-ide/global-lmic-reports/master/AFG/projections.csv | 2021-03-05 | deaths | 0.92 | 1.04 | 1.09 | 1.09 | 1.14 | 1.28 | Relax Interventions 50% | Afghanistan | AFG | 2022-01-02 | v8 | TRUE
https://raw.githubusercontent.com/mrc-ide/global-lmic-reports/master/AFG/projections.csv | 2021-03-05 | hospital_demand | 35.37 | 40.8 | 42.8 | 42.6 | 44.51 | 50.3 | Relax Interventions 50% | Afghanistan | AFG | 2022-01-02 | v8 | TRUE
https://raw.githubusercontent.com/mrc-ide/global-lmic-reports/master/AFG/projections.csv | 2021-03-05 | ICU_demand | 14.51 | 16.42 | 17.23 | 17.18 | 17.98 | 20.06 | Relax Interventions 50% | Afghanistan | AFG | 2022-01-02 | v8 | TRUE
https://raw.githubusercontent.com/mrc-ide/global-lmic-reports/master/AFG/projections.csv | 2021-03-05 | hospital_incidence | 4.03 | 4.65 | 4.92 | 4.91 | 5.08 | 5.83 | Relax Interventions 50% | Afghanistan | AFG | 2022-01-02 | v8 | TRUE
https://raw.githubusercontent.com/mrc-ide/global-lmic-reports/master/AFG/projections.csv | 2021-03-05 | ICU_incidence | 1.15 | 1.33 | 1.41 | 1.4 | 1.45 | 1.67 | Relax Interventions 50% | Afghanistan | AFG | 2022-01-02 | v8 | TRUE
https://raw.githubusercontent.com/mrc-ide/global-lmic-reports/master/AFG/projections.csv | 2021-03-05 | prevalence | 3700.4 | 4283.57 | 4402.04 | 4454.65 | 4619.84 | 5224.76 | Relax Interventions 50% | Afghanistan | AFG | 2022-01-02 | v8 | TRUE
https://raw.githubusercontent.com/mrc-ide/global-lmic-reports/master/AFG/projections.csv | 2021-03-05 | cumulative_infections | 1032630.24 | 1071240.85 | 1105774.62 | 1109348.08 | 1125655.42 | 1225486.95 | Relax Interventions 50% | Afghanistan | AFG | 2022-01-02 | v8 | TRUE
https://raw.githubusercontent.com/mrc-ide/global-lmic-reports/master/AFG/projections.csv | 2021-03-05 | cumulative_deaths | 2219.79 | 2313.42 | 2390.7 | 2397.11 | 2435.16 | 2673.67 | Relax Interventions 50% | Afghanistan | AFG | 2022-01-02 | v8 | TRUE
https://raw.githubusercontent.com/mrc-ide/global-lmic-reports/master/AFG/projections.csv | 2021-03-05 | Rt | 1.26 | 1.28 | 1.3 | 1.3 | 1.33 | 1.38 | Relax Interventions 50% | Afghanistan | AFG | 2022-01-02 | v8 | TRUE
https://raw.githubusercontent.com/mrc-ide/global-lmic-reports/master/AFG/projections.csv | 2021-03-05 | Reff | 1.23 | 1.25 | 1.27 | 1.27 | 1.29 | 1.34 | Relax Interventions 50% | Afghanistan | AFG | 2022-01-02 | v8 | TRUE
https://raw.githubusercontent.com/mrc-ide/global-lmic-reports/master/AFG/projections.csv | 2021-03-05 | infections | 675.32 | 708.01 | 744.04 | 746.91 | 784.48 | 835.12 | Surged Additional 50% Reduction | Afghanistan | AFG | 2022-01-02 | v8 | TRUE
https://raw.githubusercontent.com/mrc-ide/global-lmic-reports/master/AFG/projections.csv | 2021-03-05 | deaths | 0.93 | 1.01 | 1.08 | 1.07 | 1.13 | 1.23 | Surged Additional 50% Reduction | Afghanistan | AFG | 2022-01-02 | v8 | TRUE
https://raw.githubusercontent.com/mrc-ide/global-lmic-reports/master/AFG/projections.csv | 2021-03-05 | hospital_demand | 36.14 | 39.31 | 41.74 | 42.04 | 44.8 | 48.08 | Surged Additional 50% Reduction | Afghanistan | AFG | 2022-01-02 | v8 | TRUE
https://raw.githubusercontent.com/mrc-ide/global-lmic-reports/master/AFG/projections.csv | 2021-03-05 | ICU_demand | 14.67 | 15.89 | 16.94 | 16.94 | 17.88 | 19.27 | Surged Additional 50% Reduction | Afghanistan | AFG | 2022-01-02 | v8 | TRUE
https://raw.githubusercontent.com/mrc-ide/global-lmic-reports/master/AFG/projections.csv | 2021-03-05 | hospital_incidence | 4.22 | 4.6 | 4.79 | 4.86 | 5.15 | 5.52 | Surged Additional 50% Reduction | Afghanistan | AFG | 2022-01-02 | v8 | TRUE
https://raw.githubusercontent.com/mrc-ide/global-lmic-reports/master/AFG/projections.csv | 2021-03-05 | ICU_incidence | 1.21 | 1.32 | 1.37 | 1.39 | 1.47 | 1.58 | Surged Additional 50% Reduction | Afghanistan | AFG | 2022-01-02 | v8 | TRUE
https://raw.githubusercontent.com/mrc-ide/global-lmic-reports/master/AFG/projections.csv | 2021-03-05 | prevalence | 3956.22 | 4170.94 | 4364.7 | 4426.07 | 4649.35 | 4964.64 | Surged Additional 50% Reduction | Afghanistan | AFG | 2022-01-02 | v8 | TRUE
https://raw.githubusercontent.com/mrc-ide/global-lmic-reports/master/AFG/projections.csv | 2021-03-05 | cumulative_infections | 1024681.43 | 1069618.65 | 1098289.77 | 1097861.53 | 1126055.38 | 1178469.78 | Surged Additional 50% Reduction | Afghanistan | AFG | 2022-01-02 | v8 | TRUE
https://raw.githubusercontent.com/mrc-ide/global-lmic-reports/master/AFG/projections.csv | 2021-03-05 | cumulative_deaths | 2201.25 | 2297.65 | 2359.02 | 2358.73 | 2420.16 | 2532.43 | Surged Additional 50% Reduction | Afghanistan | AFG | 2022-01-02 | v8 | TRUE
https://raw.githubusercontent.com/mrc-ide/global-lmic-reports/master/AFG/projections.csv | 2021-03-05 | Rt | 1.24 | 1.29 | 1.31 | 1.31 | 1.34 | 1.37 | Surged Additional 50% Reduction | Afghanistan | AFG | 2022-01-02 | v8 | TRUE
https://raw.githubusercontent.com/mrc-ide/global-lmic-reports/master/AFG/projections.csv | 2021-03-05 | Reff | 1.21 | 1.25 | 1.28 | 1.28 | 1.3 | 1.34 | Surged Additional 50% Reduction | Afghanistan | AFG | 2022-01-02 | v8 | TRUE
https://raw.githubusercontent.com/mrc-ide/global-lmic-reports/master/AFG/projections.csv | 2021-03-05 | infections | 675.32 | 708.01 | 744.04 | 746.91 | 784.48 | 835.12 | Surged Maintain Status Quo | Afghanistan | AFG | 2022-01-02 | v8 | TRUE
https://raw.githubusercontent.com/mrc-ide/global-lmic-reports/master/AFG/projections.csv | 2021-03-05 | deaths | 0.93 | 1.01 | 1.08 | 1.07 | 1.13 | 1.23 | Surged Maintain Status Quo | Afghanistan | AFG | 2022-01-02 | v8 | TRUE
https://raw.githubusercontent.com/mrc-ide/global-lmic-reports/master/AFG/projections.csv | 2021-03-05 | hospital_demand | 36.14 | 39.31 | 41.74 | 42.04 | 44.8 | 48.08 | Surged Maintain Status Quo | Afghanistan | AFG | 2022-01-02 | v8 | TRUE
https://raw.githubusercontent.com/mrc-ide/global-lmic-reports/master/AFG/projections.csv | 2021-03-05 | ICU_demand | 14.67 | 15.89 | 16.94 | 16.94 | 17.88 | 19.27 | Surged Maintain Status Quo | Afghanistan | AFG | 2022-01-02 | v8 | TRUE
https://raw.githubusercontent.com/mrc-ide/global-lmic-reports/master/AFG/projections.csv | 2021-03-05 | hospital_incidence | 4.22 | 4.6 | 4.79 | 4.86 | 5.15 | 5.52 | Surged Maintain Status Quo | Afghanistan | AFG | 2022-01-02 | v8 | TRUE
https://raw.githubusercontent.com/mrc-ide/global-lmic-reports/master/AFG/projections.csv | 2021-03-05 | ICU_incidence | 1.21 | 1.32 | 1.37 | 1.39 | 1.47 | 1.58 | Surged Maintain Status Quo | Afghanistan | AFG | 2022-01-02 | v8 | TRUE
https://raw.githubusercontent.com/mrc-ide/global-lmic-reports/master/AFG/projections.csv | 2021-03-05 | prevalence | 3956.22 | 4170.94 | 4364.7 | 4426.07 | 4649.35 | 4964.64 | Surged Maintain Status Quo | Afghanistan | AFG | 2022-01-02 | v8 | TRUE
https://raw.githubusercontent.com/mrc-ide/global-lmic-reports/master/AFG/projections.csv | 2021-03-05 | cumulative_infections | 1024681.43 | 1069618.65 | 1098289.77 | 1097861.53 | 1126055.38 | 1178469.78 | Surged Maintain Status Quo | Afghanistan | AFG | 2022-01-02 | v8 | TRUE
https://raw.githubusercontent.com/mrc-ide/global-lmic-reports/master/AFG/projections.csv | 2021-03-05 | cumulative_deaths | 2201.25 | 2297.65 | 2359.02 | 2358.73 | 2420.16 | 2532.43 | Surged Maintain Status Quo | Afghanistan | AFG | 2022-01-02 | v8 | TRUE
https://raw.githubusercontent.com/mrc-ide/global-lmic-reports/master/AFG/projections.csv | 2021-03-05 | Rt | 1.24 | 1.29 | 1.31 | 1.31 | 1.34 | 1.37 | Surged Maintain Status Quo | Afghanistan | AFG | 2022-01-02 | v8 | TRUE
https://raw.githubusercontent.com/mrc-ide/global-lmic-reports/master/AFG/projections.csv | 2021-03-05 | Reff | 1.21 | 1.25 | 1.28 | 1.28 | 1.3 | 1.34 | Surged Maintain Status Quo | Afghanistan | AFG | 2022-01-02 | v8 | TRUE
https://raw.githubusercontent.com/mrc-ide/global-lmic-reports/master/AFG/projections.csv | 2021-03-05 | infections | 675.32 | 708.01 | 744.04 | 746.91 | 784.48 | 835.12 | Surged Optimistic | Afghanistan | AFG | 2022-01-02 | v8 | TRUE
https://raw.githubusercontent.com/mrc-ide/global-lmic-reports/master/AFG/projections.csv | 2021-03-05 | deaths | 0.93 | 1.01 | 1.08 | 1.07 | 1.13 | 1.23 | Surged Optimistic | Afghanistan | AFG | 2022-01-02 | v8 | TRUE
https://raw.githubusercontent.com/mrc-ide/global-lmic-reports/master/AFG/projections.csv | 2021-03-05 | hospital_demand | 36.14 | 39.31 | 41.74 | 42.04 | 44.8 | 48.08 | Surged Optimistic | Afghanistan | AFG | 2022-01-02 | v8 | TRUE
https://raw.githubusercontent.com/mrc-ide/global-lmic-reports/master/AFG/projections.csv | 2021-03-05 | ICU_demand | 14.67 | 15.89 | 16.94 | 16.94 | 17.88 | 19.27 | Surged Optimistic | Afghanistan | AFG | 2022-01-02 | v8 | TRUE
https://raw.githubusercontent.com/mrc-ide/global-lmic-reports/master/AFG/projections.csv | 2021-03-05 | hospital_incidence | 4.22 | 4.6 | 4.79 | 4.86 | 5.15 | 5.52 | Surged Optimistic | Afghanistan | AFG | 2022-01-02 | v8 | TRUE
https://raw.githubusercontent.com/mrc-ide/global-lmic-reports/master/AFG/projections.csv | 2021-03-05 | ICU_incidence | 1.21 | 1.32 | 1.37 | 1.39 | 1.47 | 1.58 | Surged Optimistic | Afghanistan | AFG | 2022-01-02 | v8 | TRUE
https://raw.githubusercontent.com/mrc-ide/global-lmic-reports/master/AFG/projections.csv | 2021-03-05 | prevalence | 3956.22 | 4170.94 | 4364.7 | 4426.07 | 4649.35 | 4964.64 | Surged Optimistic | Afghanistan | AFG | 2022-01-02 | v8 | TRUE
https://raw.githubusercontent.com/mrc-ide/global-lmic-reports/master/AFG/projections.csv | 2021-03-05 | cumulative_infections | 1024681.43 | 1069618.65 | 1098289.77 | 1097861.53 | 1126055.38 | 1178469.78 | Surged Optimistic | Afghanistan | AFG | 2022-01-02 | v8 | TRUE
https://raw.githubusercontent.com/mrc-ide/global-lmic-reports/master/AFG/projections.csv | 2021-03-05 | cumulative_deaths | 2201.25 | 2297.65 | 2359.02 | 2358.73 | 2420.16 | 2532.43 | Surged Optimistic | Afghanistan | AFG | 2022-01-02 | v8 | TRUE
https://raw.githubusercontent.com/mrc-ide/global-lmic-reports/master/AFG/projections.csv | 2021-03-05 | Rt | 1.24 | 1.29 | 1.31 | 1.31 | 1.34 | 1.37 | Surged Optimistic | Afghanistan | AFG | 2022-01-02 | v8 | TRUE
https://raw.githubusercontent.com/mrc-ide/global-lmic-reports/master/AFG/projections.csv | 2021-03-05 | Reff | 1.21 | 1.25 | 1.28 | 1.28 | 1.3 | 1.34 | Surged Optimistic | Afghanistan | AFG | 2022-01-02 | v8 | TRUE
https://raw.githubusercontent.com/mrc-ide/global-lmic-reports/master/AFG/projections.csv | 2021-03-05 | infections | 675.32 | 708.01 | 744.04 | 746.91 | 784.48 | 835.12 | Surged Pessimistic | Afghanistan | AFG | 2022-01-02 | v8 | TRUE
https://raw.githubusercontent.com/mrc-ide/global-lmic-reports/master/AFG/projections.csv | 2021-03-05 | deaths | 0.93 | 1.01 | 1.08 | 1.07 | 1.13 | 1.23 | Surged Pessimistic | Afghanistan | AFG | 2022-01-02 | v8 | TRUE
https://raw.githubusercontent.com/mrc-ide/global-lmic-reports/master/AFG/projections.csv | 2021-03-05 | hospital_demand | 36.14 | 39.31 | 41.74 | 42.04 | 44.8 | 48.08 | Surged Pessimistic | Afghanistan | AFG | 2022-01-02 | v8 | TRUE
https://raw.githubusercontent.com/mrc-ide/global-lmic-reports/master/AFG/projections.csv | 2021-03-05 | ICU_demand | 14.67 | 15.89 | 16.94 | 16.94 | 17.88 | 19.27 | Surged Pessimistic | Afghanistan | AFG | 2022-01-02 | v8 | TRUE
https://raw.githubusercontent.com/mrc-ide/global-lmic-reports/master/AFG/projections.csv | 2021-03-05 | hospital_incidence | 4.22 | 4.6 | 4.79 | 4.86 | 5.15 | 5.52 | Surged Pessimistic | Afghanistan | AFG | 2022-01-02 | v8 | TRUE
https://raw.githubusercontent.com/mrc-ide/global-lmic-reports/master/AFG/projections.csv | 2021-03-05 | ICU_incidence | 1.21 | 1.32 | 1.37 | 1.39 | 1.47 | 1.58 | Surged Pessimistic | Afghanistan | AFG | 2022-01-02 | v8 | TRUE
https://raw.githubusercontent.com/mrc-ide/global-lmic-reports/master/AFG/projections.csv | 2021-03-05 | prevalence | 3956.22 | 4170.94 | 4364.7 | 4426.07 | 4649.35 | 4964.64 | Surged Pessimistic | Afghanistan | AFG | 2022-01-02 | v8 | TRUE
https://raw.githubusercontent.com/mrc-ide/global-lmic-reports/master/AFG/projections.csv | 2021-03-05 | cumulative_infections | 1024681.43 | 1069618.65 | 1098289.77 | 1097861.53 | 1126055.38 | 1178469.78 | Surged Pessimistic | Afghanistan | AFG | 2022-01-02 | v8 | TRUE
https://raw.githubusercontent.com/mrc-ide/global-lmic-reports/master/AFG/projections.csv | 2021-03-05 | cumulative_deaths | 2201.25 | 2297.65 | 2359.02 | 2358.73 | 2420.16 | 2532.43 | Surged Pessimistic | Afghanistan | AFG | 2022-01-02 | v8 | TRUE
https://raw.githubusercontent.com/mrc-ide/global-lmic-reports/master/AFG/projections.csv | 2021-03-05 | Rt | 1.24 | 1.29 | 1.31 | 1.31 | 1.34 | 1.37 | Surged Pessimistic | Afghanistan | AFG | 2022-01-02 | v8 | TRUE
https://raw.githubusercontent.com/mrc-ide/global-lmic-reports/master/AFG/projections.csv | 2021-03-05 | Reff | 1.21 | 1.25 | 1.28 | 1.28 | 1.3 | 1.34 | Surged Pessimistic | Afghanistan | AFG | 2022-01-02 | v8 | TRUE
https://raw.githubusercontent.com/mrc-ide/global-lmic-reports/master/AFG/projections.csv | 2021-03-05 | infections | 675.32 | 708.01 | 744.04 | 746.91 | 784.48 | 835.12 | Surged Relax Interventions 50% | Afghanistan | AFG | 2022-01-02 | v8 | TRUE
https://raw.githubusercontent.com/mrc-ide/global-lmic-reports/master/AFG/projections.csv | 2021-03-05 | deaths | 0.93 | 1.01 | 1.08 | 1.07 | 1.13 | 1.23 | Surged Relax Interventions 50% | Afghanistan | AFG | 2022-01-02 | v8 | TRUE
https://raw.githubusercontent.com/mrc-ide/global-lmic-reports/master/AFG/projections.csv | 2021-03-05 | hospital_demand | 36.14 | 39.31 | 41.74 | 42.04 | 44.8 | 48.08 | Surged Relax Interventions 50% | Afghanistan | AFG | 2022-01-02 | v8 | TRUE
https://raw.githubusercontent.com/mrc-ide/global-lmic-reports/master/AFG/projections.csv | 2021-03-05 | ICU_demand | 14.67 | 15.89 | 16.94 | 16.94 | 17.88 | 19.27 | Surged Relax Interventions 50% | Afghanistan | AFG | 2022-01-02 | v8 | TRUE
https://raw.githubusercontent.com/mrc-ide/global-lmic-reports/master/AFG/projections.csv | 2021-03-05 | hospital_incidence | 4.22 | 4.6 | 4.79 | 4.86 | 5.15 | 5.52 | Surged Relax Interventions 50% | Afghanistan | AFG | 2022-01-02 | v8 | TRUE
https://raw.githubusercontent.com/mrc-ide/global-lmic-reports/master/AFG/projections.csv | 2021-03-05 | ICU_incidence | 1.21 | 1.32 | 1.37 | 1.39 | 1.47 | 1.58 | Surged Relax Interventions 50% | Afghanistan | AFG | 2022-01-02 | v8 | TRUE
https://raw.githubusercontent.com/mrc-ide/global-lmic-reports/master/AFG/projections.csv | 2021-03-05 | prevalence | 3956.22 | 4170.94 | 4364.7 | 4426.07 | 4649.35 | 4964.64 | Surged Relax Interventions 50% | Afghanistan | AFG | 2022-01-02 | v8 | TRUE
https://raw.githubusercontent.com/mrc-ide/global-lmic-reports/master/AFG/projections.csv | 2021-03-05 | cumulative_infections | 1024681.43 | 1069618.65 | 1098289.77 | 1097861.53 | 1126055.38 | 1178469.78 | Surged Relax Interventions 50% | Afghanistan | AFG | 2022-01-02 | v8 | TRUE
https://raw.githubusercontent.com/mrc-ide/global-lmic-reports/master/AFG/projections.csv | 2021-03-05 | cumulative_deaths | 2201.25 | 2297.65 | 2359.02 | 2358.73 | 2420.16 | 2532.43 | Surged Relax Interventions 50% | Afghanistan | AFG | 2022-01-02 | v8 | TRUE
https://raw.githubusercontent.com/mrc-ide/global-lmic-reports/master/AFG/projections.csv | 2021-03-05 | Rt | 1.24 | 1.29 | 1.31 | 1.31 | 1.34 | 1.37 | Surged Relax Interventions 50% | Afghanistan | AFG | 2022-01-02 | v8 | TRUE
https://raw.githubusercontent.com/mrc-ide/global-lmic-reports/master/AFG/projections.csv | 2021-03-05 | Reff | 1.21 | 1.25 | 1.28 | 1.28 | 1.3 | 1.34 | Surged Relax Interventions 50% | Afghanistan | AFG | 2022-01-02 | v8 | TRUE
https://raw.githubusercontent.com/mrc-ide/global-lmic-reports/master/AFG/projections.csv | 2021-03-06 | infections | 649.45 | 736.38 | 762.58 | 773.77 | 806.77 | 896.73 | Additional 50% Reduction | Afghanistan | AFG | 2022-01-02 | v8 | TRUE
https://raw.githubusercontent.com/mrc-ide/global-lmic-reports/master/AFG/projections.csv | 2021-03-06 | deaths | 0.92 | 1.05 | 1.1 | 1.09 | 1.14 | 1.28 | Additional 50% Reduction | Afghanistan | AFG | 2022-01-02 | v8 | TRUE
https://raw.githubusercontent.com/mrc-ide/global-lmic-reports/master/AFG/projections.csv | 2021-03-06 | hospital_demand | 35.72 | 41.18 | 43.34 | 43.11 | 45.12 | 50.96 | Additional 50% Reduction | Afghanistan | AFG | 2022-01-02 | v8 | TRUE
https://raw.githubusercontent.com/mrc-ide/global-lmic-reports/master/AFG/projections.csv | 2021-03-06 | ICU_demand | 14.55 | 16.52 | 17.33 | 17.26 | 18.05 | 20.2 | Additional 50% Reduction | Afghanistan | AFG | 2022-01-02 | v8 | TRUE
https://raw.githubusercontent.com/mrc-ide/global-lmic-reports/master/AFG/projections.csv | 2021-03-06 | hospital_incidence | 4.18 | 4.84 | 5.08 | 5.09 | 5.27 | 6.02 | Additional 50% Reduction | Afghanistan | AFG | 2022-01-02 | v8 | TRUE
https://raw.githubusercontent.com/mrc-ide/global-lmic-reports/master/AFG/projections.csv | 2021-03-06 | ICU_incidence | 1.2 | 1.38 | 1.45 | 1.45 | 1.51 | 1.72 | Additional 50% Reduction | Afghanistan | AFG | 2022-01-02 | v8 | TRUE
https://raw.githubusercontent.com/mrc-ide/global-lmic-reports/master/AFG/projections.csv | 2021-03-06 | prevalence | 3846.14 | 4433.82 | 4557.04 | 4618.45 | 4784.83 | 5399.19 | Additional 50% Reduction | Afghanistan | AFG | 2022-01-02 | v8 | TRUE
https://raw.githubusercontent.com/mrc-ide/global-lmic-reports/master/AFG/projections.csv | 2021-03-06 | cumulative_infections | 1033355.96 | 1072027.28 | 1106539.78 | 1110121.84 | 1126502.41 | 1226277.75 | Additional 50% Reduction | Afghanistan | AFG | 2022-01-02 | v8 | TRUE
https://raw.githubusercontent.com/mrc-ide/global-lmic-reports/master/AFG/projections.csv | 2021-03-06 | cumulative_deaths | 2220.86 | 2314.41 | 2391.79 | 2398.2 | 2436.34 | 2674.74 | Additional 50% Reduction | Afghanistan | AFG | 2022-01-02 | v8 | TRUE
https://raw.githubusercontent.com/mrc-ide/global-lmic-reports/master/AFG/projections.csv | 2021-03-06 | Rt | 1.26 | 1.28 | 1.3 | 1.3 | 1.32 | 1.37 | Additional 50% Reduction | Afghanistan | AFG | 2022-01-02 | v8 | TRUE
https://raw.githubusercontent.com/mrc-ide/global-lmic-reports/master/AFG/projections.csv | 2021-03-06 | Reff | 1.22 | 1.24 | 1.26 | 1.27 | 1.29 | 1.34 | Additional 50% Reduction | Afghanistan | AFG | 2022-01-02 | v8 | TRUE
https://raw.githubusercontent.com/mrc-ide/global-lmic-reports/master/AFG/projections.csv | 2021-03-06 | infections | 649.45 | 736.38 | 762.58 | 773.77 | 806.77 | 896.73 | Maintain Status Quo | Afghanistan | AFG | 2022-01-02 | v8 | TRUE
https://raw.githubusercontent.com/mrc-ide/global-lmic-reports/master/AFG/projections.csv | 2021-03-06 | deaths | 0.92 | 1.05 | 1.1 | 1.09 | 1.14 | 1.28 | Maintain Status Quo | Afghanistan | AFG | 2022-01-02 | v8 | TRUE
https://raw.githubusercontent.com/mrc-ide/global-lmic-reports/master/AFG/projections.csv | 2021-03-06 | hospital_demand | 35.72 | 41.18 | 43.34 | 43.11 | 45.12 | 50.96 | Maintain Status Quo | Afghanistan | AFG | 2022-01-02 | v8 | TRUE
https://raw.githubusercontent.com/mrc-ide/global-lmic-reports/master/AFG/projections.csv | 2021-03-06 | ICU_demand | 14.55 | 16.52 | 17.33 | 17.26 | 18.05 | 20.2 | Maintain Status Quo | Afghanistan | AFG | 2022-01-02 | v8 | TRUE
https://raw.githubusercontent.com/mrc-ide/global-lmic-reports/master/AFG/projections.csv | 2021-03-06 | hospital_incidence | 4.18 | 4.84 | 5.08 | 5.09 | 5.27 | 6.02 | Maintain Status Quo | Afghanistan | AFG | 2022-01-02 | v8 | TRUE
https://raw.githubusercontent.com/mrc-ide/global-lmic-reports/master/AFG/projections.csv | 2021-03-06 | ICU_incidence | 1.2 | 1.38 | 1.45 | 1.45 | 1.51 | 1.72 | Maintain Status Quo | Afghanistan | AFG | 2022-01-02 | v8 | TRUE
https://raw.githubusercontent.com/mrc-ide/global-lmic-reports/master/AFG/projections.csv | 2021-03-06 | prevalence | 3846.14 | 4433.82 | 4557.04 | 4618.45 | 4784.83 | 5399.19 | Maintain Status Quo | Afghanistan | AFG | 2022-01-02 | v8 | TRUE
https://raw.githubusercontent.com/mrc-ide/global-lmic-reports/master/AFG/projections.csv | 2021-03-06 | cumulative_infections | 1033355.96 | 1072027.28 | 1106539.78 | 1110121.84 | 1126502.41 | 1226277.75 | Maintain Status Quo | Afghanistan | AFG | 2022-01-02 | v8 | TRUE
https://raw.githubusercontent.com/mrc-ide/global-lmic-reports/master/AFG/projections.csv | 2021-03-06 | cumulative_deaths | 2220.86 | 2314.41 | 2391.79 | 2398.2 | 2436.34 | 2674.74 | Maintain Status Quo | Afghanistan | AFG | 2022-01-02 | v8 | TRUE
https://raw.githubusercontent.com/mrc-ide/global-lmic-reports/master/AFG/projections.csv | 2021-03-06 | Rt | 1.26 | 1.28 | 1.3 | 1.3 | 1.32 | 1.37 | Maintain Status Quo | Afghanistan | AFG | 2022-01-02 | v8 | TRUE
https://raw.githubusercontent.com/mrc-ide/global-lmic-reports/master/AFG/projections.csv | 2021-03-06 | Reff | 1.22 | 1.24 | 1.26 | 1.27 | 1.29 | 1.34 | Maintain Status Quo | Afghanistan | AFG | 2022-01-02 | v8 | TRUE
https://raw.githubusercontent.com/mrc-ide/global-lmic-reports/master/AFG/projections.csv | 2021-03-06 | infections | 649.45 | 736.38 | 762.58 | 773.77 | 806.77 | 896.73 | Optimistic | Afghanistan | AFG | 2022-01-02 | v8 | TRUE
https://raw.githubusercontent.com/mrc-ide/global-lmic-reports/master/AFG/projections.csv | 2021-03-06 | deaths | 0.92 | 1.05 | 1.1 | 1.09 | 1.14 | 1.28 | Optimistic | Afghanistan | AFG | 2022-01-02 | v8 | TRUE
https://raw.githubusercontent.com/mrc-ide/global-lmic-reports/master/AFG/projections.csv | 2021-03-06 | hospital_demand | 35.72 | 41.18 | 43.34 | 43.11 | 45.12 | 50.96 | Optimistic | Afghanistan | AFG | 2022-01-02 | v8 | TRUE
https://raw.githubusercontent.com/mrc-ide/global-lmic-reports/master/AFG/projections.csv | 2021-03-06 | ICU_demand | 14.55 | 16.52 | 17.33 | 17.26 | 18.05 | 20.2 | Optimistic | Afghanistan | AFG | 2022-01-02 | v8 | TRUE
https://raw.githubusercontent.com/mrc-ide/global-lmic-reports/master/AFG/projections.csv | 2021-03-06 | hospital_incidence | 4.18 | 4.84 | 5.08 | 5.09 | 5.27 | 6.02 | Optimistic | Afghanistan | AFG | 2022-01-02 | v8 | TRUE
https://raw.githubusercontent.com/mrc-ide/global-lmic-reports/master/AFG/projections.csv | 2021-03-06 | ICU_incidence | 1.2 | 1.38 | 1.45 | 1.45 | 1.51 | 1.72 | Optimistic | Afghanistan | AFG | 2022-01-02 | v8 | TRUE
https://raw.githubusercontent.com/mrc-ide/global-lmic-reports/master/AFG/projections.csv | 2021-03-06 | prevalence | 3846.14 | 4433.82 | 4557.04 | 4618.45 | 4784.83 | 5399.19 | Optimistic | Afghanistan | AFG | 2022-01-02 | v8 | TRUE
https://raw.githubusercontent.com/mrc-ide/global-lmic-reports/master/AFG/projections.csv | 2021-03-06 | cumulative_infections | 1033355.96 | 1072027.28 | 1106539.78 | 1110121.84 | 1126502.41 | 1226277.75 | Optimistic | Afghanistan | AFG | 2022-01-02 | v8 | TRUE
https://raw.githubusercontent.com/mrc-ide/global-lmic-reports/master/AFG/projections.csv | 2021-03-06 | cumulative_deaths | 2220.86 | 2314.41 | 2391.79 | 2398.2 | 2436.34 | 2674.74 | Optimistic | Afghanistan | AFG | 2022-01-02 | v8 | TRUE
https://raw.githubusercontent.com/mrc-ide/global-lmic-reports/master/AFG/projections.csv | 2021-03-06 | Rt | 1.26 | 1.28 | 1.3 | 1.3 | 1.32 | 1.37 | Optimistic | Afghanistan | AFG | 2022-01-02 | v8 | TRUE
https://raw.githubusercontent.com/mrc-ide/global-lmic-reports/master/AFG/projections.csv | 2021-03-06 | Reff | 1.22 | 1.24 | 1.26 | 1.27 | 1.29 | 1.34 | Optimistic | Afghanistan | AFG | 2022-01-02 | v8 | TRUE
https://raw.githubusercontent.com/mrc-ide/global-lmic-reports/master/AFG/projections.csv | 2021-03-06 | infections | 649.45 | 736.38 | 762.58 | 773.77 | 806.77 | 896.73 | Pessimistic | Afghanistan | AFG | 2022-01-02 | v8 | TRUE
https://raw.githubusercontent.com/mrc-ide/global-lmic-reports/master/AFG/projections.csv | 2021-03-06 | deaths | 0.92 | 1.05 | 1.1 | 1.09 | 1.14 | 1.28 | Pessimistic | Afghanistan | AFG | 2022-01-02 | v8 | TRUE
https://raw.githubusercontent.com/mrc-ide/global-lmic-reports/master/AFG/projections.csv | 2021-03-06 | hospital_demand | 35.72 | 41.18 | 43.34 | 43.11 | 45.12 | 50.96 | Pessimistic | Afghanistan | AFG | 2022-01-02 | v8 | TRUE
https://raw.githubusercontent.com/mrc-ide/global-lmic-reports/master/AFG/projections.csv | 2021-03-06 | ICU_demand | 14.55 | 16.52 | 17.33 | 17.26 | 18.05 | 20.2 | Pessimistic | Afghanistan | AFG | 2022-01-02 | v8 | TRUE
https://raw.githubusercontent.com/mrc-ide/global-lmic-reports/master/AFG/projections.csv | 2021-03-06 | hospital_incidence | 4.18 | 4.84 | 5.08 | 5.09 | 5.27 | 6.02 | Pessimistic | Afghanistan | AFG | 2022-01-02 | v8 | TRUE
https://raw.githubusercontent.com/mrc-ide/global-lmic-reports/master/AFG/projections.csv | 2021-03-06 | ICU_incidence | 1.2 | 1.38 | 1.45 | 1.45 | 1.51 | 1.72 | Pessimistic | Afghanistan | AFG | 2022-01-02 | v8 | TRUE
https://raw.githubusercontent.com/mrc-ide/global-lmic-reports/master/AFG/projections.csv | 2021-03-06 | prevalence | 3846.14 | 4433.82 | 4557.04 | 4618.45 | 4784.83 | 5399.19 | Pessimistic | Afghanistan | AFG | 2022-01-02 | v8 | TRUE
https://raw.githubusercontent.com/mrc-ide/global-lmic-reports/master/AFG/projections.csv | 2021-03-06 | cumulative_infections | 1033355.96 | 1072027.28 | 1106539.78 | 1110121.84 | 1126502.41 | 1226277.75 | Pessimistic | Afghanistan | AFG | 2022-01-02 | v8 | TRUE
https://raw.githubusercontent.com/mrc-ide/global-lmic-reports/master/AFG/projections.csv | 2021-03-06 | cumulative_deaths | 2220.86 | 2314.41 | 2391.79 | 2398.2 | 2436.34 | 2674.74 | Pessimistic | Afghanistan | AFG | 2022-01-02 | v8 | TRUE
https://raw.githubusercontent.com/mrc-ide/global-lmic-reports/master/AFG/projections.csv | 2021-03-06 | Rt | 1.26 | 1.28 | 1.3 | 1.3 | 1.32 | 1.37 | Pessimistic | Afghanistan | AFG | 2022-01-02 | v8 | TRUE
https://raw.githubusercontent.com/mrc-ide/global-lmic-reports/master/AFG/projections.csv | 2021-03-06 | Reff | 1.22 | 1.24 | 1.26 | 1.27 | 1.29 | 1.34 | Pessimistic | Afghanistan | AFG | 2022-01-02 | v8 | TRUE
https://raw.githubusercontent.com/mrc-ide/global-lmic-reports/master/AFG/projections.csv | 2021-03-06 | infections | 649.45 | 736.38 | 762.58 | 773.77 | 806.77 | 896.73 | Relax Interventions 50% | Afghanistan | AFG | 2022-01-02 | v8 | TRUE
https://raw.githubusercontent.com/mrc-ide/global-lmic-reports/master/AFG/projections.csv | 2021-03-06 | deaths | 0.92 | 1.05 | 1.1 | 1.09 | 1.14 | 1.28 | Relax Interventions 50% | Afghanistan | AFG | 2022-01-02 | v8 | TRUE
https://raw.githubusercontent.com/mrc-ide/global-lmic-reports/master/AFG/projections.csv | 2021-03-06 | hospital_demand | 35.72 | 41.18 | 43.34 | 43.11 | 45.12 | 50.96 | Relax Interventions 50% | Afghanistan | AFG | 2022-01-02 | v8 | TRUE
https://raw.githubusercontent.com/mrc-ide/global-lmic-reports/master/AFG/projections.csv | 2021-03-06 | ICU_demand | 14.55 | 16.52 | 17.33 | 17.26 | 18.05 | 20.2 | Relax Interventions 50% | Afghanistan | AFG | 2022-01-02 | v8 | TRUE
https://raw.githubusercontent.com/mrc-ide/global-lmic-reports/master/AFG/projections.csv | 2021-03-06 | hospital_incidence | 4.18 | 4.84 | 5.08 | 5.09 | 5.27 | 6.02 | Relax Interventions 50% | Afghanistan | AFG | 2022-01-02 | v8 | TRUE
https://raw.githubusercontent.com/mrc-ide/global-lmic-reports/master/AFG/projections.csv | 2021-03-06 | ICU_incidence | 1.2 | 1.38 | 1.45 | 1.45 | 1.51 | 1.72 | Relax Interventions 50% | Afghanistan | AFG | 2022-01-02 | v8 | TRUE
https://raw.githubusercontent.com/mrc-ide/global-lmic-reports/master/AFG/projections.csv | 2021-03-06 | prevalence | 3846.14 | 4433.82 | 4557.04 | 4618.45 | 4784.83 | 5399.19 | Relax Interventions 50% | Afghanistan | AFG | 2022-01-02 | v8 | TRUE
https://raw.githubusercontent.com/mrc-ide/global-lmic-reports/master/AFG/projections.csv | 2021-03-06 | cumulative_infections | 1033355.96 | 1072027.28 | 1106539.78 | 1110121.84 | 1126502.41 | 1226277.75 | Relax Interventions 50% | Afghanistan | AFG | 2022-01-02 | v8 | TRUE
https://raw.githubusercontent.com/mrc-ide/global-lmic-reports/master/AFG/projections.csv | 2021-03-06 | cumulative_deaths | 2220.86 | 2314.41 | 2391.79 | 2398.2 | 2436.34 | 2674.74 | Relax Interventions 50% | Afghanistan | AFG | 2022-01-02 | v8 | TRUE
https://raw.githubusercontent.com/mrc-ide/global-lmic-reports/master/AFG/projections.csv | 2021-03-06 | Rt | 1.26 | 1.28 | 1.3 | 1.3 | 1.32 | 1.37 | Relax Interventions 50% | Afghanistan | AFG | 2022-01-02 | v8 | TRUE
https://raw.githubusercontent.com/mrc-ide/global-lmic-reports/master/AFG/projections.csv | 2021-03-06 | Reff | 1.22 | 1.24 | 1.26 | 1.27 | 1.29 | 1.34 | Relax Interventions 50% | Afghanistan | AFG | 2022-01-02 | v8 | TRUE
https://raw.githubusercontent.com/mrc-ide/global-lmic-reports/master/AFG/projections.csv | 2021-03-06 | infections | 697.42 | 735.26 | 770.36 | 772.59 | 811.37 | 860.09 | Surged Additional 50% Reduction | Afghanistan | AFG | 2022-01-02 | v8 | TRUE
https://raw.githubusercontent.com/mrc-ide/global-lmic-reports/master/AFG/projections.csv | 2021-03-06 | deaths | 0.93 | 1.01 | 1.08 | 1.08 | 1.14 | 1.23 | Surged Additional 50% Reduction | Afghanistan | AFG | 2022-01-02 | v8 | TRUE
https://raw.githubusercontent.com/mrc-ide/global-lmic-reports/master/AFG/projections.csv | 2021-03-06 | hospital_demand | 36.65 | 39.84 | 42.2 | 42.56 | 45.4 | 48.63 | Surged Additional 50% Reduction | Afghanistan | AFG | 2022-01-02 | v8 | TRUE
https://raw.githubusercontent.com/mrc-ide/global-lmic-reports/master/AFG/projections.csv | 2021-03-06 | ICU_demand | 14.75 | 15.97 | 16.97 | 17.03 | 18.05 | 19.37 | Surged Additional 50% Reduction | Afghanistan | AFG | 2022-01-02 | v8 | TRUE
https://raw.githubusercontent.com/mrc-ide/global-lmic-reports/master/AFG/projections.csv | 2021-03-06 | hospital_incidence | 4.4 | 4.77 | 4.96 | 5.04 | 5.33 | 5.69 | Surged Additional 50% Reduction | Afghanistan | AFG | 2022-01-02 | v8 | TRUE
https://raw.githubusercontent.com/mrc-ide/global-lmic-reports/master/AFG/projections.csv | 2021-03-06 | ICU_incidence | 1.26 | 1.36 | 1.42 | 1.44 | 1.52 | 1.63 | Surged Additional 50% Reduction | Afghanistan | AFG | 2022-01-02 | v8 | TRUE
https://raw.githubusercontent.com/mrc-ide/global-lmic-reports/master/AFG/projections.csv | 2021-03-06 | prevalence | 4135.29 | 4337.35 | 4547.82 | 4593.46 | 4824.89 | 5142.16 | Surged Additional 50% Reduction | Afghanistan | AFG | 2022-01-02 | v8 | TRUE
https://raw.githubusercontent.com/mrc-ide/global-lmic-reports/master/AFG/projections.csv | 2021-03-06 | cumulative_infections | 1025471.43 | 1070408.44 | 1099133.97 | 1098634.13 | 1126815.72 | 1179230.6 | Surged Additional 50% Reduction | Afghanistan | AFG | 2022-01-02 | v8 | TRUE
https://raw.githubusercontent.com/mrc-ide/global-lmic-reports/master/AFG/projections.csv | 2021-03-06 | cumulative_deaths | 2202.28 | 2298.73 | 2360.09 | 2359.81 | 2421.21 | 2533.51 | Surged Additional 50% Reduction | Afghanistan | AFG | 2022-01-02 | v8 | TRUE
https://raw.githubusercontent.com/mrc-ide/global-lmic-reports/master/AFG/projections.csv | 2021-03-06 | Rt | 1.24 | 1.29 | 1.31 | 1.31 | 1.34 | 1.37 | Surged Additional 50% Reduction | Afghanistan | AFG | 2022-01-02 | v8 | TRUE
https://raw.githubusercontent.com/mrc-ide/global-lmic-reports/master/AFG/projections.csv | 2021-03-06 | Reff | 1.2 | 1.25 | 1.27 | 1.27 | 1.3 | 1.34 | Surged Additional 50% Reduction | Afghanistan | AFG | 2022-01-02 | v8 | TRUE
https://raw.githubusercontent.com/mrc-ide/global-lmic-reports/master/AFG/projections.csv | 2021-03-06 | infections | 697.42 | 735.26 | 770.36 | 772.59 | 811.37 | 860.09 | Surged Maintain Status Quo | Afghanistan | AFG | 2022-01-02 | v8 | TRUE
https://raw.githubusercontent.com/mrc-ide/global-lmic-reports/master/AFG/projections.csv | 2021-03-06 | deaths | 0.93 | 1.01 | 1.08 | 1.08 | 1.14 | 1.23 | Surged Maintain Status Quo | Afghanistan | AFG | 2022-01-02 | v8 | TRUE
https://raw.githubusercontent.com/mrc-ide/global-lmic-reports/master/AFG/projections.csv | 2021-03-06 | hospital_demand | 36.65 | 39.84 | 42.2 | 42.56 | 45.4 | 48.63 | Surged Maintain Status Quo | Afghanistan | AFG | 2022-01-02 | v8 | TRUE
https://raw.githubusercontent.com/mrc-ide/global-lmic-reports/master/AFG/projections.csv | 2021-03-06 | ICU_demand | 14.75 | 15.97 | 16.97 | 17.03 | 18.05 | 19.37 | Surged Maintain Status Quo | Afghanistan | AFG | 2022-01-02 | v8 | TRUE
https://raw.githubusercontent.com/mrc-ide/global-lmic-reports/master/AFG/projections.csv | 2021-03-06 | hospital_incidence | 4.4 | 4.77 | 4.96 | 5.04 | 5.33 | 5.69 | Surged Maintain Status Quo | Afghanistan | AFG | 2022-01-02 | v8 | TRUE
https://raw.githubusercontent.com/mrc-ide/global-lmic-reports/master/AFG/projections.csv | 2021-03-06 | ICU_incidence | 1.26 | 1.36 | 1.42 | 1.44 | 1.52 | 1.63 | Surged Maintain Status Quo | Afghanistan | AFG | 2022-01-02 | v8 | TRUE
https://raw.githubusercontent.com/mrc-ide/global-lmic-reports/master/AFG/projections.csv | 2021-03-06 | prevalence | 4135.29 | 4337.35 | 4547.82 | 4593.46 | 4824.89 | 5142.16 | Surged Maintain Status Quo | Afghanistan | AFG | 2022-01-02 | v8 | TRUE
https://raw.githubusercontent.com/mrc-ide/global-lmic-reports/master/AFG/projections.csv | 2021-03-06 | cumulative_infections | 1025471.43 | 1070408.44 | 1099133.97 | 1098634.13 | 1126815.72 | 1179230.6 | Surged Maintain Status Quo | Afghanistan | AFG | 2022-01-02 | v8 | TRUE
https://raw.githubusercontent.com/mrc-ide/global-lmic-reports/master/AFG/projections.csv | 2021-03-06 | cumulative_deaths | 2202.28 | 2298.73 | 2360.09 | 2359.81 | 2421.21 | 2533.51 | Surged Maintain Status Quo | Afghanistan | AFG | 2022-01-02 | v8 | TRUE
https://raw.githubusercontent.com/mrc-ide/global-lmic-reports/master/AFG/projections.csv | 2021-03-06 | Rt | 1.24 | 1.29 | 1.31 | 1.31 | 1.34 | 1.37 | Surged Maintain Status Quo | Afghanistan | AFG | 2022-01-02 | v8 | TRUE
https://raw.githubusercontent.com/mrc-ide/global-lmic-reports/master/AFG/projections.csv | 2021-03-06 | Reff | 1.2 | 1.25 | 1.27 | 1.27 | 1.3 | 1.34 | Surged Maintain Status Quo | Afghanistan | AFG | 2022-01-02 | v8 | TRUE
https://raw.githubusercontent.com/mrc-ide/global-lmic-reports/master/AFG/projections.csv | 2021-03-06 | infections | 697.42 | 735.26 | 770.36 | 772.59 | 811.37 | 860.09 | Surged Optimistic | Afghanistan | AFG | 2022-01-02 | v8 | TRUE
https://raw.githubusercontent.com/mrc-ide/global-lmic-reports/master/AFG/projections.csv | 2021-03-06 | deaths | 0.93 | 1.01 | 1.08 | 1.08 | 1.14 | 1.23 | Surged Optimistic | Afghanistan | AFG | 2022-01-02 | v8 | TRUE
https://raw.githubusercontent.com/mrc-ide/global-lmic-reports/master/AFG/projections.csv | 2021-03-06 | hospital_demand | 36.65 | 39.84 | 42.2 | 42.56 | 45.4 | 48.63 | Surged Optimistic | Afghanistan | AFG | 2022-01-02 | v8 | TRUE
https://raw.githubusercontent.com/mrc-ide/global-lmic-reports/master/AFG/projections.csv | 2021-03-06 | ICU_demand | 14.75 | 15.97 | 16.97 | 17.03 | 18.05 | 19.37 | Surged Optimistic | Afghanistan | AFG | 2022-01-02 | v8 | TRUE
https://raw.githubusercontent.com/mrc-ide/global-lmic-reports/master/AFG/projections.csv | 2021-03-06 | hospital_incidence | 4.4 | 4.77 | 4.96 | 5.04 | 5.33 | 5.69 | Surged Optimistic | Afghanistan | AFG | 2022-01-02 | v8 | TRUE
https://raw.githubusercontent.com/mrc-ide/global-lmic-reports/master/AFG/projections.csv | 2021-03-06 | ICU_incidence | 1.26 | 1.36 | 1.42 | 1.44 | 1.52 | 1.63 | Surged Optimistic | Afghanistan | AFG | 2022-01-02 | v8 | TRUE
https://raw.githubusercontent.com/mrc-ide/global-lmic-reports/master/AFG/projections.csv | 2021-03-06 | prevalence | 4135.29 | 4337.35 | 4547.82 | 4593.46 | 4824.89 | 5142.16 | Surged Optimistic | Afghanistan | AFG | 2022-01-02 | v8 | TRUE
https://raw.githubusercontent.com/mrc-ide/global-lmic-reports/master/AFG/projections.csv | 2021-03-06 | cumulative_infections | 1025471.43 | 1070408.44 | 1099133.97 | 1098634.13 | 1126815.72 | 1179230.6 | Surged Optimistic | Afghanistan | AFG | 2022-01-02 | v8 | TRUE
https://raw.githubusercontent.com/mrc-ide/global-lmic-reports/master/AFG/projections.csv | 2021-03-06 | cumulative_deaths | 2202.28 | 2298.73 | 2360.09 | 2359.81 | 2421.21 | 2533.51 | Surged Optimistic | Afghanistan | AFG | 2022-01-02 | v8 | TRUE
https://raw.githubusercontent.com/mrc-ide/global-lmic-reports/master/AFG/projections.csv | 2021-03-06 | Rt | 1.24 | 1.29 | 1.31 | 1.31 | 1.34 | 1.37 | Surged Optimistic | Afghanistan | AFG | 2022-01-02 | v8 | TRUE
https://raw.githubusercontent.com/mrc-ide/global-lmic-reports/master/AFG/projections.csv | 2021-03-06 | Reff | 1.2 | 1.25 | 1.27 | 1.27 | 1.3 | 1.34 | Surged Optimistic | Afghanistan | AFG | 2022-01-02 | v8 | TRUE
https://raw.githubusercontent.com/mrc-ide/global-lmic-reports/master/AFG/projections.csv | 2021-03-06 | infections | 697.42 | 735.26 | 770.36 | 772.59 | 811.37 | 860.09 | Surged Pessimistic | Afghanistan | AFG | 2022-01-02 | v8 | TRUE
https://raw.githubusercontent.com/mrc-ide/global-lmic-reports/master/AFG/projections.csv | 2021-03-06 | deaths | 0.93 | 1.01 | 1.08 | 1.08 | 1.14 | 1.23 | Surged Pessimistic | Afghanistan | AFG | 2022-01-02 | v8 | TRUE
https://raw.githubusercontent.com/mrc-ide/global-lmic-reports/master/AFG/projections.csv | 2021-03-06 | hospital_demand | 36.65 | 39.84 | 42.2 | 42.56 | 45.4 | 48.63 | Surged Pessimistic | Afghanistan | AFG | 2022-01-02 | v8 | TRUE
https://raw.githubusercontent.com/mrc-ide/global-lmic-reports/master/AFG/projections.csv | 2021-03-06 | ICU_demand | 14.75 | 15.97 | 16.97 | 17.03 | 18.05 | 19.37 | Surged Pessimistic | Afghanistan | AFG | 2022-01-02 | v8 | TRUE
https://raw.githubusercontent.com/mrc-ide/global-lmic-reports/master/AFG/projections.csv | 2021-03-06 | hospital_incidence | 4.4 | 4.77 | 4.96 | 5.04 | 5.33 | 5.69 | Surged Pessimistic | Afghanistan | AFG | 2022-01-02 | v8 | TRUE
https://raw.githubusercontent.com/mrc-ide/global-lmic-reports/master/AFG/projections.csv | 2021-03-06 | ICU_incidence | 1.26 | 1.36 | 1.42 | 1.44 | 1.52 | 1.63 | Surged Pessimistic | Afghanistan | AFG | 2022-01-02 | v8 | TRUE
https://raw.githubusercontent.com/mrc-ide/global-lmic-reports/master/AFG/projections.csv | 2021-03-06 | prevalence | 4135.29 | 4337.35 | 4547.82 | 4593.46 | 4824.89 | 5142.16 | Surged Pessimistic | Afghanistan | AFG | 2022-01-02 | v8 | TRUE
https://raw.githubusercontent.com/mrc-ide/global-lmic-reports/master/AFG/projections.csv | 2021-03-06 | cumulative_infections | 1025471.43 | 1070408.44 | 1099133.97 | 1098634.13 | 1126815.72 | 1179230.6 | Surged Pessimistic | Afghanistan | AFG | 2022-01-02 | v8 | TRUE
https://raw.githubusercontent.com/mrc-ide/global-lmic-reports/master/AFG/projections.csv | 2021-03-06 | cumulative_deaths | 2202.28 | 2298.73 | 2360.09 | 2359.81 | 2421.21 | 2533.51 | Surged Pessimistic | Afghanistan | AFG | 2022-01-02 | v8 | TRUE
https://raw.githubusercontent.com/mrc-ide/global-lmic-reports/master/AFG/projections.csv | 2021-03-06 | Rt | 1.24 | 1.29 | 1.31 | 1.31 | 1.34 | 1.37 | Surged Pessimistic | Afghanistan | AFG | 2022-01-02 | v8 | TRUE
https://raw.githubusercontent.com/mrc-ide/global-lmic-reports/master/AFG/projections.csv | 2021-03-06 | Reff | 1.2 | 1.25 | 1.27 | 1.27 | 1.3 | 1.34 | Surged Pessimistic | Afghanistan | AFG | 2022-01-02 | v8 | TRUE
https://raw.githubusercontent.com/mrc-ide/global-lmic-reports/master/AFG/projections.csv | 2021-03-06 | infections | 697.42 | 735.26 | 770.36 | 772.59 | 811.37 | 860.09 | Surged Relax Interventions 50% | Afghanistan | AFG | 2022-01-02 | v8 | TRUE
https://raw.githubusercontent.com/mrc-ide/global-lmic-reports/master/AFG/projections.csv | 2021-03-06 | deaths | 0.93 | 1.01 | 1.08 | 1.08 | 1.14 | 1.23 | Surged Relax Interventions 50% | Afghanistan | AFG | 2022-01-02 | v8 | TRUE
https://raw.githubusercontent.com/mrc-ide/global-lmic-reports/master/AFG/projections.csv | 2021-03-06 | hospital_demand | 36.65 | 39.84 | 42.2 | 42.56 | 45.4 | 48.63 | Surged Relax Interventions 50% | Afghanistan | AFG | 2022-01-02 | v8 | TRUE
https://raw.githubusercontent.com/mrc-ide/global-lmic-reports/master/AFG/projections.csv | 2021-03-06 | ICU_demand | 14.75 | 15.97 | 16.97 | 17.03 | 18.05 | 19.37 | Surged Relax Interventions 50% | Afghanistan | AFG | 2022-01-02 | v8 | TRUE
https://raw.githubusercontent.com/mrc-ide/global-lmic-reports/master/AFG/projections.csv | 2021-03-06 | hospital_incidence | 4.4 | 4.77 | 4.96 | 5.04 | 5.33 | 5.69 | Surged Relax Interventions 50% | Afghanistan | AFG | 2022-01-02 | v8 | TRUE
https://raw.githubusercontent.com/mrc-ide/global-lmic-reports/master/AFG/projections.csv | 2021-03-06 | ICU_incidence | 1.26 | 1.36 | 1.42 | 1.44 | 1.52 | 1.63 | Surged Relax Interventions 50% | Afghanistan | AFG | 2022-01-02 | v8 | TRUE
https://raw.githubusercontent.com/mrc-ide/global-lmic-reports/master/AFG/projections.csv | 2021-03-06 | prevalence | 4135.29 | 4337.35 | 4547.82 | 4593.46 | 4824.89 | 5142.16 | Surged Relax Interventions 50% | Afghanistan | AFG | 2022-01-02 | v8 | TRUE
https://raw.githubusercontent.com/mrc-ide/global-lmic-reports/master/AFG/projections.csv | 2021-03-06 | cumulative_infections | 1025471.43 | 1070408.44 | 1099133.97 | 1098634.13 | 1126815.72 | 1179230.6 | Surged Relax Interventions 50% | Afghanistan | AFG | 2022-01-02 | v8 | TRUE
https://raw.githubusercontent.com/mrc-ide/global-lmic-reports/master/AFG/projections.csv | 2021-03-06 | cumulative_deaths | 2202.28 | 2298.73 | 2360.09 | 2359.81 | 2421.21 | 2533.51 | Surged Relax Interventions 50% | Afghanistan | AFG | 2022-01-02 | v8 | TRUE
https://raw.githubusercontent.com/mrc-ide/global-lmic-reports/master/AFG/projections.csv | 2021-03-06 | Rt | 1.24 | 1.29 | 1.31 | 1.31 | 1.34 | 1.37 | Surged Relax Interventions 50% | Afghanistan | AFG | 2022-01-02 | v8 | TRUE
https://raw.githubusercontent.com/mrc-ide/global-lmic-reports/master/AFG/projections.csv | 2021-03-06 | Reff | 1.2 | 1.25 | 1.27 | 1.27 | 1.3 | 1.34 | Surged Relax Interventions 50% | Afghanistan | AFG | 2022-01-02 | v8 | TRUE
https://raw.githubusercontent.com/mrc-ide/global-lmic-reports/master/AFG/projections.csv | 2021-03-07 | infections | 675.6 | 761.73 | 791.97 | 803.15 | 838.93 | 930.06 | Additional 50% Reduction | Afghanistan | AFG | 2022-01-02 | v8 | TRUE
https://raw.githubusercontent.com/mrc-ide/global-lmic-reports/master/AFG/projections.csv | 2021-03-07 | deaths | 0.92 | 1.05 | 1.1 | 1.1 | 1.15 | 1.29 | Additional 50% Reduction | Afghanistan | AFG | 2022-01-02 | v8 | TRUE
https://raw.githubusercontent.com/mrc-ide/global-lmic-reports/master/AFG/projections.csv | 2021-03-07 | hospital_demand | 36.32 | 41.71 | 44.03 | 43.77 | 45.76 | 51.84 | Additional 50% Reduction | Afghanistan | AFG | 2022-01-02 | v8 | TRUE
https://raw.githubusercontent.com/mrc-ide/global-lmic-reports/master/AFG/projections.csv | 2021-03-07 | ICU_demand | 14.63 | 16.66 | 17.47 | 17.4 | 18.18 | 20.4 | Additional 50% Reduction | Afghanistan | AFG | 2022-01-02 | v8 | TRUE
https://raw.githubusercontent.com/mrc-ide/global-lmic-reports/master/AFG/projections.csv | 2021-03-07 | hospital_incidence | 4.35 | 5.04 | 5.26 | 5.28 | 5.49 | 6.23 | Additional 50% Reduction | Afghanistan | AFG | 2022-01-02 | v8 | TRUE
https://raw.githubusercontent.com/mrc-ide/global-lmic-reports/master/AFG/projections.csv | 2021-03-07 | ICU_incidence | 1.24 | 1.44 | 1.5 | 1.51 | 1.57 | 1.78 | Additional 50% Reduction | Afghanistan | AFG | 2022-01-02 | v8 | TRUE
https://raw.githubusercontent.com/mrc-ide/global-lmic-reports/master/AFG/projections.csv | 2021-03-07 | prevalence | 3997.37 | 4583.57 | 4718.03 | 4787.48 | 4967.92 | 5577.92 | Additional 50% Reduction | Afghanistan | AFG | 2022-01-02 | v8 | TRUE
https://raw.githubusercontent.com/mrc-ide/global-lmic-reports/master/AFG/projections.csv | 2021-03-07 | cumulative_infections | 1034114.22 | 1072840.41 | 1107332.13 | 1110924.99 | 1127380.13 | 1227099.48 | Additional 50% Reduction | Afghanistan | AFG | 2022-01-02 | v8 | TRUE
https://raw.githubusercontent.com/mrc-ide/global-lmic-reports/master/AFG/projections.csv | 2021-03-07 | cumulative_deaths | 2221.94 | 2315.41 | 2392.88 | 2399.3 | 2437.52 | 2675.81 | Additional 50% Reduction | Afghanistan | AFG | 2022-01-02 | v8 | TRUE
https://raw.githubusercontent.com/mrc-ide/global-lmic-reports/master/AFG/projections.csv | 2021-03-07 | Rt | 1.31 | 1.33 | 1.36 | 1.36 | 1.38 | 1.42 | Additional 50% Reduction | Afghanistan | AFG | 2022-01-02 | v8 | TRUE
https://raw.githubusercontent.com/mrc-ide/global-lmic-reports/master/AFG/projections.csv | 2021-03-07 | Reff | 1.27 | 1.29 | 1.32 | 1.32 | 1.34 | 1.38 | Additional 50% Reduction | Afghanistan | AFG | 2022-01-02 | v8 | TRUE
https://raw.githubusercontent.com/mrc-ide/global-lmic-reports/master/AFG/projections.csv | 2021-03-07 | infections | 675.6 | 761.73 | 791.97 | 803.15 | 838.93 | 930.06 | Maintain Status Quo | Afghanistan | AFG | 2022-01-02 | v8 | TRUE
https://raw.githubusercontent.com/mrc-ide/global-lmic-reports/master/AFG/projections.csv | 2021-03-07 | deaths | 0.92 | 1.05 | 1.1 | 1.1 | 1.15 | 1.29 | Maintain Status Quo | Afghanistan | AFG | 2022-01-02 | v8 | TRUE
https://raw.githubusercontent.com/mrc-ide/global-lmic-reports/master/AFG/projections.csv | 2021-03-07 | hospital_demand | 36.32 | 41.71 | 44.03 | 43.77 | 45.76 | 51.84 | Maintain Status Quo | Afghanistan | AFG | 2022-01-02 | v8 | TRUE
https://raw.githubusercontent.com/mrc-ide/global-lmic-reports/master/AFG/projections.csv | 2021-03-07 | ICU_demand | 14.63 | 16.66 | 17.47 | 17.4 | 18.18 | 20.4 | Maintain Status Quo | Afghanistan | AFG | 2022-01-02 | v8 | TRUE
https://raw.githubusercontent.com/mrc-ide/global-lmic-reports/master/AFG/projections.csv | 2021-03-07 | hospital_incidence | 4.35 | 5.04 | 5.26 | 5.28 | 5.49 | 6.23 | Maintain Status Quo | Afghanistan | AFG | 2022-01-02 | v8 | TRUE
https://raw.githubusercontent.com/mrc-ide/global-lmic-reports/master/AFG/projections.csv | 2021-03-07 | ICU_incidence | 1.24 | 1.44 | 1.5 | 1.51 | 1.57 | 1.78 | Maintain Status Quo | Afghanistan | AFG | 2022-01-02 | v8 | TRUE
https://raw.githubusercontent.com/mrc-ide/global-lmic-reports/master/AFG/projections.csv | 2021-03-07 | prevalence | 3997.37 | 4583.57 | 4718.03 | 4787.48 | 4967.92 | 5577.92 | Maintain Status Quo | Afghanistan | AFG | 2022-01-02 | v8 | TRUE
https://raw.githubusercontent.com/mrc-ide/global-lmic-reports/master/AFG/projections.csv | 2021-03-07 | cumulative_infections | 1034114.22 | 1072840.41 | 1107332.13 | 1110924.99 | 1127380.13 | 1227099.48 | Maintain Status Quo | Afghanistan | AFG | 2022-01-02 | v8 | TRUE
https://raw.githubusercontent.com/mrc-ide/global-lmic-reports/master/AFG/projections.csv | 2021-03-07 | cumulative_deaths | 2221.94 | 2315.41 | 2392.88 | 2399.3 | 2437.52 | 2675.81 | Maintain Status Quo | Afghanistan | AFG | 2022-01-02 | v8 | TRUE
https://raw.githubusercontent.com/mrc-ide/global-lmic-reports/master/AFG/projections.csv | 2021-03-07 | Rt | 1.31 | 1.33 | 1.36 | 1.36 | 1.38 | 1.42 | Maintain Status Quo | Afghanistan | AFG | 2022-01-02 | v8 | TRUE
https://raw.githubusercontent.com/mrc-ide/global-lmic-reports/master/AFG/projections.csv | 2021-03-07 | Reff | 1.27 | 1.29 | 1.32 | 1.32 | 1.34 | 1.38 | Maintain Status Quo | Afghanistan | AFG | 2022-01-02 | v8 | TRUE
https://raw.githubusercontent.com/mrc-ide/global-lmic-reports/master/AFG/projections.csv | 2021-03-07 | infections | 675.6 | 761.73 | 791.97 | 803.15 | 838.93 | 930.06 | Optimistic | Afghanistan | AFG | 2022-01-02 | v8 | TRUE
https://raw.githubusercontent.com/mrc-ide/global-lmic-reports/master/AFG/projections.csv | 2021-03-07 | deaths | 0.92 | 1.05 | 1.1 | 1.1 | 1.15 | 1.29 | Optimistic | Afghanistan | AFG | 2022-01-02 | v8 | TRUE
https://raw.githubusercontent.com/mrc-ide/global-lmic-reports/master/AFG/projections.csv | 2021-03-07 | hospital_demand | 36.32 | 41.71 | 44.03 | 43.77 | 45.76 | 51.84 | Optimistic | Afghanistan | AFG | 2022-01-02 | v8 | TRUE
https://raw.githubusercontent.com/mrc-ide/global-lmic-reports/master/AFG/projections.csv | 2021-03-07 | ICU_demand | 14.63 | 16.66 | 17.47 | 17.4 | 18.18 | 20.4 | Optimistic | Afghanistan | AFG | 2022-01-02 | v8 | TRUE
https://raw.githubusercontent.com/mrc-ide/global-lmic-reports/master/AFG/projections.csv | 2021-03-07 | hospital_incidence | 4.35 | 5.04 | 5.26 | 5.28 | 5.49 | 6.23 | Optimistic | Afghanistan | AFG | 2022-01-02 | v8 | TRUE
https://raw.githubusercontent.com/mrc-ide/global-lmic-reports/master/AFG/projections.csv | 2021-03-07 | ICU_incidence | 1.24 | 1.44 | 1.5 | 1.51 | 1.57 | 1.78 | Optimistic | Afghanistan | AFG | 2022-01-02 | v8 | TRUE
https://raw.githubusercontent.com/mrc-ide/global-lmic-reports/master/AFG/projections.csv | 2021-03-07 | prevalence | 3997.37 | 4583.57 | 4718.03 | 4787.48 | 4967.92 | 5577.92 | Optimistic | Afghanistan | AFG | 2022-01-02 | v8 | TRUE
https://raw.githubusercontent.com/mrc-ide/global-lmic-reports/master/AFG/projections.csv | 2021-03-07 | cumulative_infections | 1034114.22 | 1072840.41 | 1107332.13 | 1110924.99 | 1127380.13 | 1227099.48 | Optimistic | Afghanistan | AFG | 2022-01-02 | v8 | TRUE
https://raw.githubusercontent.com/mrc-ide/global-lmic-reports/master/AFG/projections.csv | 2021-03-07 | cumulative_deaths | 2221.94 | 2315.41 | 2392.88 | 2399.3 | 2437.52 | 2675.81 | Optimistic | Afghanistan | AFG | 2022-01-02 | v8 | TRUE
https://raw.githubusercontent.com/mrc-ide/global-lmic-reports/master/AFG/projections.csv | 2021-03-07 | Rt | 1.31 | 1.33 | 1.36 | 1.36 | 1.38 | 1.42 | Optimistic | Afghanistan | AFG | 2022-01-02 | v8 | TRUE
https://raw.githubusercontent.com/mrc-ide/global-lmic-reports/master/AFG/projections.csv | 2021-03-07 | Reff | 1.27 | 1.29 | 1.32 | 1.32 | 1.34 | 1.38 | Optimistic | Afghanistan | AFG | 2022-01-02 | v8 | TRUE
https://raw.githubusercontent.com/mrc-ide/global-lmic-reports/master/AFG/projections.csv | 2021-03-07 | infections | 675.6 | 761.73 | 791.97 | 803.15 | 838.93 | 930.06 | Pessimistic | Afghanistan | AFG | 2022-01-02 | v8 | TRUE
https://raw.githubusercontent.com/mrc-ide/global-lmic-reports/master/AFG/projections.csv | 2021-03-07 | deaths | 0.92 | 1.05 | 1.1 | 1.1 | 1.15 | 1.29 | Pessimistic | Afghanistan | AFG | 2022-01-02 | v8 | TRUE
https://raw.githubusercontent.com/mrc-ide/global-lmic-reports/master/AFG/projections.csv | 2021-03-07 | hospital_demand | 36.32 | 41.71 | 44.03 | 43.77 | 45.76 | 51.84 | Pessimistic | Afghanistan | AFG | 2022-01-02 | v8 | TRUE
https://raw.githubusercontent.com/mrc-ide/global-lmic-reports/master/AFG/projections.csv | 2021-03-07 | ICU_demand | 14.63 | 16.66 | 17.47 | 17.4 | 18.18 | 20.4 | Pessimistic | Afghanistan | AFG | 2022-01-02 | v8 | TRUE
https://raw.githubusercontent.com/mrc-ide/global-lmic-reports/master/AFG/projections.csv | 2021-03-07 | hospital_incidence | 4.35 | 5.04 | 5.26 | 5.28 | 5.49 | 6.23 | Pessimistic | Afghanistan | AFG | 2022-01-02 | v8 | TRUE
https://raw.githubusercontent.com/mrc-ide/global-lmic-reports/master/AFG/projections.csv | 2021-03-07 | ICU_incidence | 1.24 | 1.44 | 1.5 | 1.51 | 1.57 | 1.78 | Pessimistic | Afghanistan | AFG | 2022-01-02 | v8 | TRUE
https://raw.githubusercontent.com/mrc-ide/global-lmic-reports/master/AFG/projections.csv | 2021-03-07 | prevalence | 3997.37 | 4583.57 | 4718.03 | 4787.48 | 4967.92 | 5577.92 | Pessimistic | Afghanistan | AFG | 2022-01-02 | v8 | TRUE
https://raw.githubusercontent.com/mrc-ide/global-lmic-reports/master/AFG/projections.csv | 2021-03-07 | cumulative_infections | 1034114.22 | 1072840.41 | 1107332.13 | 1110924.99 | 1127380.13 | 1227099.48 | Pessimistic | Afghanistan | AFG | 2022-01-02 | v8 | TRUE
https://raw.githubusercontent.com/mrc-ide/global-lmic-reports/master/AFG/projections.csv | 2021-03-07 | cumulative_deaths | 2221.94 | 2315.41 | 2392.88 | 2399.3 | 2437.52 | 2675.81 | Pessimistic | Afghanistan | AFG | 2022-01-02 | v8 | TRUE
https://raw.githubusercontent.com/mrc-ide/global-lmic-reports/master/AFG/projections.csv | 2021-03-07 | Rt | 1.31 | 1.33 | 1.36 | 1.36 | 1.38 | 1.42 | Pessimistic | Afghanistan | AFG | 2022-01-02 | v8 | TRUE
https://raw.githubusercontent.com/mrc-ide/global-lmic-reports/master/AFG/projections.csv | 2021-03-07 | Reff | 1.27 | 1.29 | 1.32 | 1.32 | 1.34 | 1.38 | Pessimistic | Afghanistan | AFG | 2022-01-02 | v8 | TRUE
https://raw.githubusercontent.com/mrc-ide/global-lmic-reports/master/AFG/projections.csv | 2021-03-07 | infections | 675.6 | 761.73 | 791.97 | 803.15 | 838.93 | 930.06 | Relax Interventions 50% | Afghanistan | AFG | 2022-01-02 | v8 | TRUE
https://raw.githubusercontent.com/mrc-ide/global-lmic-reports/master/AFG/projections.csv | 2021-03-07 | deaths | 0.92 | 1.05 | 1.1 | 1.1 | 1.15 | 1.29 | Relax Interventions 50% | Afghanistan | AFG | 2022-01-02 | v8 | TRUE
https://raw.githubusercontent.com/mrc-ide/global-lmic-reports/master/AFG/projections.csv | 2021-03-07 | hospital_demand | 36.32 | 41.71 | 44.03 | 43.77 | 45.76 | 51.84 | Relax Interventions 50% | Afghanistan | AFG | 2022-01-02 | v8 | TRUE
https://raw.githubusercontent.com/mrc-ide/global-lmic-reports/master/AFG/projections.csv | 2021-03-07 | ICU_demand | 14.63 | 16.66 | 17.47 | 17.4 | 18.18 | 20.4 | Relax Interventions 50% | Afghanistan | AFG | 2022-01-02 | v8 | TRUE
https://raw.githubusercontent.com/mrc-ide/global-lmic-reports/master/AFG/projections.csv | 2021-03-07 | hospital_incidence | 4.35 | 5.04 | 5.26 | 5.28 | 5.49 | 6.23 | Relax Interventions 50% | Afghanistan | AFG | 2022-01-02 | v8 | TRUE
https://raw.githubusercontent.com/mrc-ide/global-lmic-reports/master/AFG/projections.csv | 2021-03-07 | ICU_incidence | 1.24 | 1.44 | 1.5 | 1.51 | 1.57 | 1.78 | Relax Interventions 50% | Afghanistan | AFG | 2022-01-02 | v8 | TRUE
https://raw.githubusercontent.com/mrc-ide/global-lmic-reports/master/AFG/projections.csv | 2021-03-07 | prevalence | 3997.37 | 4583.57 | 4718.03 | 4787.48 | 4967.92 | 5577.92 | Relax Interventions 50% | Afghanistan | AFG | 2022-01-02 | v8 | TRUE
https://raw.githubusercontent.com/mrc-ide/global-lmic-reports/master/AFG/projections.csv | 2021-03-07 | cumulative_infections | 1034114.22 | 1072840.41 | 1107332.13 | 1110924.99 | 1127380.13 | 1227099.48 | Relax Interventions 50% | Afghanistan | AFG | 2022-01-02 | v8 | TRUE
https://raw.githubusercontent.com/mrc-ide/global-lmic-reports/master/AFG/projections.csv | 2021-03-07 | cumulative_deaths | 2221.94 | 2315.41 | 2392.88 | 2399.3 | 2437.52 | 2675.81 | Relax Interventions 50% | Afghanistan | AFG | 2022-01-02 | v8 | TRUE
https://raw.githubusercontent.com/mrc-ide/global-lmic-reports/master/AFG/projections.csv | 2021-03-07 | Rt | 1.31 | 1.33 | 1.36 | 1.36 | 1.38 | 1.42 | Relax Interventions 50% | Afghanistan | AFG | 2022-01-02 | v8 | TRUE
https://raw.githubusercontent.com/mrc-ide/global-lmic-reports/master/AFG/projections.csv | 2021-03-07 | Reff | 1.27 | 1.29 | 1.32 | 1.32 | 1.34 | 1.38 | Relax Interventions 50% | Afghanistan | AFG | 2022-01-02 | v8 | TRUE
https://raw.githubusercontent.com/mrc-ide/global-lmic-reports/master/AFG/projections.csv | 2021-03-07 | infections | 722.08 | 764.07 | 800.87 | 802.74 | 841.65 | 890.95 | Surged Additional 50% Reduction | Afghanistan | AFG | 2022-01-02 | v8 | TRUE
https://raw.githubusercontent.com/mrc-ide/global-lmic-reports/master/AFG/projections.csv | 2021-03-07 | deaths | 0.93 | 1.01 | 1.08 | 1.08 | 1.15 | 1.24 | Surged Additional 50% Reduction | Afghanistan | AFG | 2022-01-02 | v8 | TRUE
https://raw.githubusercontent.com/mrc-ide/global-lmic-reports/master/AFG/projections.csv | 2021-03-07 | hospital_demand | 37.32 | 40.59 | 42.88 | 43.24 | 46.06 | 49.32 | Surged Additional 50% Reduction | Afghanistan | AFG | 2022-01-02 | v8 | TRUE
https://raw.githubusercontent.com/mrc-ide/global-lmic-reports/master/AFG/projections.csv | 2021-03-07 | ICU_demand | 14.88 | 16.1 | 17.08 | 17.17 | 18.24 | 19.52 | Surged Additional 50% Reduction | Afghanistan | AFG | 2022-01-02 | v8 | TRUE
https://raw.githubusercontent.com/mrc-ide/global-lmic-reports/master/AFG/projections.csv | 2021-03-07 | hospital_incidence | 4.61 | 4.94 | 5.16 | 5.23 | 5.51 | 5.89 | Surged Additional 50% Reduction | Afghanistan | AFG | 2022-01-02 | v8 | TRUE
https://raw.githubusercontent.com/mrc-ide/global-lmic-reports/master/AFG/projections.csv | 2021-03-07 | ICU_incidence | 1.32 | 1.41 | 1.47 | 1.5 | 1.57 | 1.68 | Surged Additional 50% Reduction | Afghanistan | AFG | 2022-01-02 | v8 | TRUE
https://raw.githubusercontent.com/mrc-ide/global-lmic-reports/master/AFG/projections.csv | 2021-03-07 | prevalence | 4299.13 | 4510.26 | 4735.6 | 4766.48 | 5005.92 | 5330.25 | Surged Additional 50% Reduction | Afghanistan | AFG | 2022-01-02 | v8 | TRUE
https://raw.githubusercontent.com/mrc-ide/global-lmic-reports/master/AFG/projections.csv | 2021-03-07 | cumulative_infections | 1026294.94 | 1071229.77 | 1100016.15 | 1099436.86 | 1127607.48 | 1180020.26 | Surged Additional 50% Reduction | Afghanistan | AFG | 2022-01-02 | v8 | TRUE
https://raw.githubusercontent.com/mrc-ide/global-lmic-reports/master/AFG/projections.csv | 2021-03-07 | cumulative_deaths | 2203.33 | 2299.82 | 2361.16 | 2360.89 | 2422.26 | 2534.6 | Surged Additional 50% Reduction | Afghanistan | AFG | 2022-01-02 | v8 | TRUE
https://raw.githubusercontent.com/mrc-ide/global-lmic-reports/master/AFG/projections.csv | 2021-03-07 | Rt | 1.31 | 1.34 | 1.37 | 1.36 | 1.38 | 1.42 | Surged Additional 50% Reduction | Afghanistan | AFG | 2022-01-02 | v8 | TRUE
https://raw.githubusercontent.com/mrc-ide/global-lmic-reports/master/AFG/projections.csv | 2021-03-07 | Reff | 1.28 | 1.31 | 1.33 | 1.33 | 1.35 | 1.38 | Surged Additional 50% Reduction | Afghanistan | AFG | 2022-01-02 | v8 | TRUE
https://raw.githubusercontent.com/mrc-ide/global-lmic-reports/master/AFG/projections.csv | 2021-03-07 | infections | 722.08 | 764.07 | 800.87 | 802.74 | 841.65 | 890.95 | Surged Maintain Status Quo | Afghanistan | AFG | 2022-01-02 | v8 | TRUE
https://raw.githubusercontent.com/mrc-ide/global-lmic-reports/master/AFG/projections.csv | 2021-03-07 | deaths | 0.93 | 1.01 | 1.08 | 1.08 | 1.15 | 1.24 | Surged Maintain Status Quo | Afghanistan | AFG | 2022-01-02 | v8 | TRUE
https://raw.githubusercontent.com/mrc-ide/global-lmic-reports/master/AFG/projections.csv | 2021-03-07 | hospital_demand | 37.32 | 40.59 | 42.88 | 43.24 | 46.06 | 49.32 | Surged Maintain Status Quo | Afghanistan | AFG | 2022-01-02 | v8 | TRUE
https://raw.githubusercontent.com/mrc-ide/global-lmic-reports/master/AFG/projections.csv | 2021-03-07 | ICU_demand | 14.88 | 16.1 | 17.08 | 17.17 | 18.24 | 19.52 | Surged Maintain Status Quo | Afghanistan | AFG | 2022-01-02 | v8 | TRUE
https://raw.githubusercontent.com/mrc-ide/global-lmic-reports/master/AFG/projections.csv | 2021-03-07 | hospital_incidence | 4.61 | 4.94 | 5.16 | 5.23 | 5.51 | 5.89 | Surged Maintain Status Quo | Afghanistan | AFG | 2022-01-02 | v8 | TRUE
https://raw.githubusercontent.com/mrc-ide/global-lmic-reports/master/AFG/projections.csv | 2021-03-07 | ICU_incidence | 1.32 | 1.41 | 1.47 | 1.5 | 1.57 | 1.68 | Surged Maintain Status Quo | Afghanistan | AFG | 2022-01-02 | v8 | TRUE
https://raw.githubusercontent.com/mrc-ide/global-lmic-reports/master/AFG/projections.csv | 2021-03-07 | prevalence | 4299.13 | 4510.26 | 4735.6 | 4766.48 | 5005.92 | 5330.25 | Surged Maintain Status Quo | Afghanistan | AFG | 2022-01-02 | v8 | TRUE
https://raw.githubusercontent.com/mrc-ide/global-lmic-reports/master/AFG/projections.csv | 2021-03-07 | cumulative_infections | 1026294.94 | 1071229.77 | 1100016.15 | 1099436.86 | 1127607.48 | 1180020.26 | Surged Maintain Status Quo | Afghanistan | AFG | 2022-01-02 | v8 | TRUE
https://raw.githubusercontent.com/mrc-ide/global-lmic-reports/master/AFG/projections.csv | 2021-03-07 | cumulative_deaths | 2203.33 | 2299.82 | 2361.16 | 2360.89 | 2422.26 | 2534.6 | Surged Maintain Status Quo | Afghanistan | AFG | 2022-01-02 | v8 | TRUE
https://raw.githubusercontent.com/mrc-ide/global-lmic-reports/master/AFG/projections.csv | 2021-03-07 | Rt | 1.31 | 1.34 | 1.37 | 1.36 | 1.38 | 1.42 | Surged Maintain Status Quo | Afghanistan | AFG | 2022-01-02 | v8 | TRUE
https://raw.githubusercontent.com/mrc-ide/global-lmic-reports/master/AFG/projections.csv | 2021-03-07 | Reff | 1.28 | 1.31 | 1.33 | 1.33 | 1.35 | 1.38 | Surged Maintain Status Quo | Afghanistan | AFG | 2022-01-02 | v8 | TRUE
https://raw.githubusercontent.com/mrc-ide/global-lmic-reports/master/AFG/projections.csv | 2021-03-07 | infections | 722.08 | 764.07 | 800.87 | 802.74 | 841.65 | 890.95 | Surged Optimistic | Afghanistan | AFG | 2022-01-02 | v8 | TRUE
https://raw.githubusercontent.com/mrc-ide/global-lmic-reports/master/AFG/projections.csv | 2021-03-07 | deaths | 0.93 | 1.01 | 1.08 | 1.08 | 1.15 | 1.24 | Surged Optimistic | Afghanistan | AFG | 2022-01-02 | v8 | TRUE
https://raw.githubusercontent.com/mrc-ide/global-lmic-reports/master/AFG/projections.csv | 2021-03-07 | hospital_demand | 37.32 | 40.59 | 42.88 | 43.24 | 46.06 | 49.32 | Surged Optimistic | Afghanistan | AFG | 2022-01-02 | v8 | TRUE
https://raw.githubusercontent.com/mrc-ide/global-lmic-reports/master/AFG/projections.csv | 2021-03-07 | ICU_demand | 14.88 | 16.1 | 17.08 | 17.17 | 18.24 | 19.52 | Surged Optimistic | Afghanistan | AFG | 2022-01-02 | v8 | TRUE
https://raw.githubusercontent.com/mrc-ide/global-lmic-reports/master/AFG/projections.csv | 2021-03-07 | hospital_incidence | 4.61 | 4.94 | 5.16 | 5.23 | 5.51 | 5.89 | Surged Optimistic | Afghanistan | AFG | 2022-01-02 | v8 | TRUE
https://raw.githubusercontent.com/mrc-ide/global-lmic-reports/master/AFG/projections.csv | 2021-03-07 | ICU_incidence | 1.32 | 1.41 | 1.47 | 1.5 | 1.57 | 1.68 | Surged Optimistic | Afghanistan | AFG | 2022-01-02 | v8 | TRUE
https://raw.githubusercontent.com/mrc-ide/global-lmic-reports/master/AFG/projections.csv | 2021-03-07 | prevalence | 4299.13 | 4510.26 | 4735.6 | 4766.48 | 5005.92 | 5330.25 | Surged Optimistic | Afghanistan | AFG | 2022-01-02 | v8 | TRUE
https://raw.githubusercontent.com/mrc-ide/global-lmic-reports/master/AFG/projections.csv | 2021-03-07 | cumulative_infections | 1026294.94 | 1071229.77 | 1100016.15 | 1099436.86 | 1127607.48 | 1180020.26 | Surged Optimistic | Afghanistan | AFG | 2022-01-02 | v8 | TRUE
https://raw.githubusercontent.com/mrc-ide/global-lmic-reports/master/AFG/projections.csv | 2021-03-07 | cumulative_deaths | 2203.33 | 2299.82 | 2361.16 | 2360.89 | 2422.26 | 2534.6 | Surged Optimistic | Afghanistan | AFG | 2022-01-02 | v8 | TRUE
https://raw.githubusercontent.com/mrc-ide/global-lmic-reports/master/AFG/projections.csv | 2021-03-07 | Rt | 1.31 | 1.34 | 1.37 | 1.36 | 1.38 | 1.42 | Surged Optimistic | Afghanistan | AFG | 2022-01-02 | v8 | TRUE
https://raw.githubusercontent.com/mrc-ide/global-lmic-reports/master/AFG/projections.csv | 2021-03-07 | Reff | 1.28 | 1.31 | 1.33 | 1.33 | 1.35 | 1.38 | Surged Optimistic | Afghanistan | AFG | 2022-01-02 | v8 | TRUE
https://raw.githubusercontent.com/mrc-ide/global-lmic-reports/master/AFG/projections.csv | 2021-03-07 | infections | 722.08 | 764.07 | 800.87 | 802.74 | 841.65 | 890.95 | Surged Pessimistic | Afghanistan | AFG | 2022-01-02 | v8 | TRUE
https://raw.githubusercontent.com/mrc-ide/global-lmic-reports/master/AFG/projections.csv | 2021-03-07 | deaths | 0.93 | 1.01 | 1.08 | 1.08 | 1.15 | 1.24 | Surged Pessimistic | Afghanistan | AFG | 2022-01-02 | v8 | TRUE
https://raw.githubusercontent.com/mrc-ide/global-lmic-reports/master/AFG/projections.csv | 2021-03-07 | hospital_demand | 37.32 | 40.59 | 42.88 | 43.24 | 46.06 | 49.32 | Surged Pessimistic | Afghanistan | AFG | 2022-01-02 | v8 | TRUE
https://raw.githubusercontent.com/mrc-ide/global-lmic-reports/master/AFG/projections.csv | 2021-03-07 | ICU_demand | 14.88 | 16.1 | 17.08 | 17.17 | 18.24 | 19.52 | Surged Pessimistic | Afghanistan | AFG | 2022-01-02 | v8 | TRUE
https://raw.githubusercontent.com/mrc-ide/global-lmic-reports/master/AFG/projections.csv | 2021-03-07 | hospital_incidence | 4.61 | 4.94 | 5.16 | 5.23 | 5.51 | 5.89 | Surged Pessimistic | Afghanistan | AFG | 2022-01-02 | v8 | TRUE
https://raw.githubusercontent.com/mrc-ide/global-lmic-reports/master/AFG/projections.csv | 2021-03-07 | ICU_incidence | 1.32 | 1.41 | 1.47 | 1.5 | 1.57 | 1.68 | Surged Pessimistic | Afghanistan | AFG | 2022-01-02 | v8 | TRUE
https://raw.githubusercontent.com/mrc-ide/global-lmic-reports/master/AFG/projections.csv | 2021-03-07 | prevalence | 4299.13 | 4510.26 | 4735.6 | 4766.48 | 5005.92 | 5330.25 | Surged Pessimistic | Afghanistan | AFG | 2022-01-02 | v8 | TRUE
https://raw.githubusercontent.com/mrc-ide/global-lmic-reports/master/AFG/projections.csv | 2021-03-07 | cumulative_infections | 1026294.94 | 1071229.77 | 1100016.15 | 1099436.86 | 1127607.48 | 1180020.26 | Surged Pessimistic | Afghanistan | AFG | 2022-01-02 | v8 | TRUE
https://raw.githubusercontent.com/mrc-ide/global-lmic-reports/master/AFG/projections.csv | 2021-03-07 | cumulative_deaths | 2203.33 | 2299.82 | 2361.16 | 2360.89 | 2422.26 | 2534.6 | Surged Pessimistic | Afghanistan | AFG | 2022-01-02 | v8 | TRUE
https://raw.githubusercontent.com/mrc-ide/global-lmic-reports/master/AFG/projections.csv | 2021-03-07 | Rt | 1.31 | 1.34 | 1.37 | 1.36 | 1.38 | 1.42 | Surged Pessimistic | Afghanistan | AFG | 2022-01-02 | v8 | TRUE
https://raw.githubusercontent.com/mrc-ide/global-lmic-reports/master/AFG/projections.csv | 2021-03-07 | Reff | 1.28 | 1.31 | 1.33 | 1.33 | 1.35 | 1.38 | Surged Pessimistic | Afghanistan | AFG | 2022-01-02 | v8 | TRUE
https://raw.githubusercontent.com/mrc-ide/global-lmic-reports/master/AFG/projections.csv | 2021-03-07 | infections | 722.08 | 764.07 | 800.87 | 802.74 | 841.65 | 890.95 | Surged Relax Interventions 50% | Afghanistan | AFG | 2022-01-02 | v8 | TRUE
https://raw.githubusercontent.com/mrc-ide/global-lmic-reports/master/AFG/projections.csv | 2021-03-07 | deaths | 0.93 | 1.01 | 1.08 | 1.08 | 1.15 | 1.24 | Surged Relax Interventions 50% | Afghanistan | AFG | 2022-01-02 | v8 | TRUE
https://raw.githubusercontent.com/mrc-ide/global-lmic-reports/master/AFG/projections.csv | 2021-03-07 | hospital_demand | 37.32 | 40.59 | 42.88 | 43.24 | 46.06 | 49.32 | Surged Relax Interventions 50% | Afghanistan | AFG | 2022-01-02 | v8 | TRUE
https://raw.githubusercontent.com/mrc-ide/global-lmic-reports/master/AFG/projections.csv | 2021-03-07 | ICU_demand | 14.88 | 16.1 | 17.08 | 17.17 | 18.24 | 19.52 | Surged Relax Interventions 50% | Afghanistan | AFG | 2022-01-02 | v8 | TRUE
https://raw.githubusercontent.com/mrc-ide/global-lmic-reports/master/AFG/projections.csv | 2021-03-07 | hospital_incidence | 4.61 | 4.94 | 5.16 | 5.23 | 5.51 | 5.89 | Surged Relax Interventions 50% | Afghanistan | AFG | 2022-01-02 | v8 | TRUE
https://raw.githubusercontent.com/mrc-ide/global-lmic-reports/master/AFG/projections.csv | 2021-03-07 | ICU_incidence | 1.32 | 1.41 | 1.47 | 1.5 | 1.57 | 1.68 | Surged Relax Interventions 50% | Afghanistan | AFG | 2022-01-02 | v8 | TRUE
https://raw.githubusercontent.com/mrc-ide/global-lmic-reports/master/AFG/projections.csv | 2021-03-07 | prevalence | 4299.13 | 4510.26 | 4735.6 | 4766.48 | 5005.92 | 5330.25 | Surged Relax Interventions 50% | Afghanistan | AFG | 2022-01-02 | v8 | TRUE
https://raw.githubusercontent.com/mrc-ide/global-lmic-reports/master/AFG/projections.csv | 2021-03-07 | cumulative_infections | 1026294.94 | 1071229.77 | 1100016.15 | 1099436.86 | 1127607.48 | 1180020.26 | Surged Relax Interventions 50% | Afghanistan | AFG | 2022-01-02 | v8 | TRUE
https://raw.githubusercontent.com/mrc-ide/global-lmic-reports/master/AFG/projections.csv | 2021-03-07 | cumulative_deaths | 2203.33 | 2299.82 | 2361.16 | 2360.89 | 2422.26 | 2534.6 | Surged Relax Interventions 50% | Afghanistan | AFG | 2022-01-02 | v8 | TRUE
https://raw.githubusercontent.com/mrc-ide/global-lmic-reports/master/AFG/projections.csv | 2021-03-07 | Rt | 1.31 | 1.34 | 1.37 | 1.36 | 1.38 | 1.42 | Surged Relax Interventions 50% | Afghanistan | AFG | 2022-01-02 | v8 | TRUE
https://raw.githubusercontent.com/mrc-ide/global-lmic-reports/master/AFG/projections.csv | 2021-03-07 | Reff | 1.28 | 1.31 | 1.33 | 1.33 | 1.35 | 1.38 | Surged Relax Interventions 50% | Afghanistan | AFG | 2022-01-02 | v8 | TRUE
https://raw.githubusercontent.com/mrc-ide/global-lmic-reports/master/AFG/projections.csv | 2021-03-08 | infections | 741.12 | 827.48 | 858.09 | 872.26 | 909.53 | 1016.47 | Additional 50% Reduction | Afghanistan | AFG | 2022-01-02 | v8 | TRUE
https://raw.githubusercontent.com/mrc-ide/global-lmic-reports/master/AFG/projections.csv | 2021-03-08 | deaths | 0.92 | 1.06 | 1.11 | 1.11 | 1.16 | 1.3 | Additional 50% Reduction | Afghanistan | AFG | 2022-01-02 | v8 | TRUE
https://raw.githubusercontent.com/mrc-ide/global-lmic-reports/master/AFG/projections.csv | 2021-03-08 | hospital_demand | 36.98 | 42.39 | 44.83 | 44.59 | 46.55 | 52.93 | Additional 50% Reduction | Afghanistan | AFG | 2022-01-02 | v8 | TRUE
https://raw.githubusercontent.com/mrc-ide/global-lmic-reports/master/AFG/projections.csv | 2021-03-08 | ICU_demand | 14.76 | 16.82 | 17.68 | 17.6 | 18.38 | 20.68 | Additional 50% Reduction | Afghanistan | AFG | 2022-01-02 | v8 | TRUE
https://raw.githubusercontent.com/mrc-ide/global-lmic-reports/master/AFG/projections.csv | 2021-03-08 | hospital_incidence | 4.53 | 5.24 | 5.44 | 5.48 | 5.7 | 6.45 | Additional 50% Reduction | Afghanistan | AFG | 2022-01-02 | v8 | TRUE
https://raw.githubusercontent.com/mrc-ide/global-lmic-reports/master/AFG/projections.csv | 2021-03-08 | ICU_incidence | 1.3 | 1.5 | 1.55 | 1.57 | 1.63 | 1.84 | Additional 50% Reduction | Afghanistan | AFG | 2022-01-02 | v8 | TRUE
https://raw.githubusercontent.com/mrc-ide/global-lmic-reports/master/AFG/projections.csv | 2021-03-08 | prevalence | 4191.03 | 4770.11 | 4924.62 | 5001.17 | 5197.23 | 5824.1 | Additional 50% Reduction | Afghanistan | AFG | 2022-01-02 | v8 | TRUE
https://raw.githubusercontent.com/mrc-ide/global-lmic-reports/master/AFG/projections.csv | 2021-03-08 | cumulative_infections | 1034947.44 | 1073709.06 | 1108190.05 | 1111797.24 | 1128326.05 | 1228010.96 | Additional 50% Reduction | Afghanistan | AFG | 2022-01-02 | v8 | TRUE
https://raw.githubusercontent.com/mrc-ide/global-lmic-reports/master/AFG/projections.csv | 2021-03-08 | cumulative_deaths | 2223.02 | 2316.41 | 2393.99 | 2400.41 | 2438.71 | 2676.89 | Additional 50% Reduction | Afghanistan | AFG | 2022-01-02 | v8 | TRUE
https://raw.githubusercontent.com/mrc-ide/global-lmic-reports/master/AFG/projections.csv | 2021-03-08 | Rt | 1.31 | 1.33 | 1.37 | 1.37 | 1.39 | 1.44 | Additional 50% Reduction | Afghanistan | AFG | 2022-01-02 | v8 | TRUE
https://raw.githubusercontent.com/mrc-ide/global-lmic-reports/master/AFG/projections.csv | 2021-03-08 | Reff | 1.28 | 1.3 | 1.33 | 1.33 | 1.35 | 1.4 | Additional 50% Reduction | Afghanistan | AFG | 2022-01-02 | v8 | TRUE
https://raw.githubusercontent.com/mrc-ide/global-lmic-reports/master/AFG/projections.csv | 2021-03-08 | infections | 741.12 | 827.48 | 858.09 | 872.26 | 909.53 | 1016.47 | Maintain Status Quo | Afghanistan | AFG | 2022-01-02 | v8 | TRUE
https://raw.githubusercontent.com/mrc-ide/global-lmic-reports/master/AFG/projections.csv | 2021-03-08 | deaths | 0.92 | 1.06 | 1.11 | 1.11 | 1.16 | 1.3 | Maintain Status Quo | Afghanistan | AFG | 2022-01-02 | v8 | TRUE
https://raw.githubusercontent.com/mrc-ide/global-lmic-reports/master/AFG/projections.csv | 2021-03-08 | hospital_demand | 36.98 | 42.39 | 44.83 | 44.59 | 46.55 | 52.93 | Maintain Status Quo | Afghanistan | AFG | 2022-01-02 | v8 | TRUE
https://raw.githubusercontent.com/mrc-ide/global-lmic-reports/master/AFG/projections.csv | 2021-03-08 | ICU_demand | 14.76 | 16.82 | 17.68 | 17.6 | 18.38 | 20.68 | Maintain Status Quo | Afghanistan | AFG | 2022-01-02 | v8 | TRUE
https://raw.githubusercontent.com/mrc-ide/global-lmic-reports/master/AFG/projections.csv | 2021-03-08 | hospital_incidence | 4.53 | 5.24 | 5.44 | 5.48 | 5.7 | 6.45 | Maintain Status Quo | Afghanistan | AFG | 2022-01-02 | v8 | TRUE
https://raw.githubusercontent.com/mrc-ide/global-lmic-reports/master/AFG/projections.csv | 2021-03-08 | ICU_incidence | 1.3 | 1.5 | 1.55 | 1.57 | 1.63 | 1.84 | Maintain Status Quo | Afghanistan | AFG | 2022-01-02 | v8 | TRUE
https://raw.githubusercontent.com/mrc-ide/global-lmic-reports/master/AFG/projections.csv | 2021-03-08 | prevalence | 4191.03 | 4770.11 | 4924.62 | 5001.17 | 5197.23 | 5824.1 | Maintain Status Quo | Afghanistan | AFG | 2022-01-02 | v8 | TRUE
https://raw.githubusercontent.com/mrc-ide/global-lmic-reports/master/AFG/projections.csv | 2021-03-08 | cumulative_infections | 1034947.44 | 1073709.06 | 1108190.05 | 1111797.24 | 1128326.05 | 1228010.96 | Maintain Status Quo | Afghanistan | AFG | 2022-01-02 | v8 | TRUE
https://raw.githubusercontent.com/mrc-ide/global-lmic-reports/master/AFG/projections.csv | 2021-03-08 | cumulative_deaths | 2223.02 | 2316.41 | 2393.99 | 2400.41 | 2438.71 | 2676.89 | Maintain Status Quo | Afghanistan | AFG | 2022-01-02 | v8 | TRUE
https://raw.githubusercontent.com/mrc-ide/global-lmic-reports/master/AFG/projections.csv | 2021-03-08 | Rt | 1.31 | 1.33 | 1.37 | 1.37 | 1.39 | 1.44 | Maintain Status Quo | Afghanistan | AFG | 2022-01-02 | v8 | TRUE
https://raw.githubusercontent.com/mrc-ide/global-lmic-reports/master/AFG/projections.csv | 2021-03-08 | Reff | 1.28 | 1.3 | 1.33 | 1.33 | 1.35 | 1.4 | Maintain Status Quo | Afghanistan | AFG | 2022-01-02 | v8 | TRUE
https://raw.githubusercontent.com/mrc-ide/global-lmic-reports/master/AFG/projections.csv | 2021-03-08 | infections | 741.12 | 827.48 | 858.09 | 872.26 | 909.53 | 1016.47 | Optimistic | Afghanistan | AFG | 2022-01-02 | v8 | TRUE
https://raw.githubusercontent.com/mrc-ide/global-lmic-reports/master/AFG/projections.csv | 2021-03-08 | deaths | 0.92 | 1.06 | 1.11 | 1.11 | 1.16 | 1.3 | Optimistic | Afghanistan | AFG | 2022-01-02 | v8 | TRUE
https://raw.githubusercontent.com/mrc-ide/global-lmic-reports/master/AFG/projections.csv | 2021-03-08 | hospital_demand | 36.98 | 42.39 | 44.83 | 44.59 | 46.55 | 52.93 | Optimistic | Afghanistan | AFG | 2022-01-02 | v8 | TRUE
https://raw.githubusercontent.com/mrc-ide/global-lmic-reports/master/AFG/projections.csv | 2021-03-08 | ICU_demand | 14.76 | 16.82 | 17.68 | 17.6 | 18.38 | 20.68 | Optimistic | Afghanistan | AFG | 2022-01-02 | v8 | TRUE
https://raw.githubusercontent.com/mrc-ide/global-lmic-reports/master/AFG/projections.csv | 2021-03-08 | hospital_incidence | 4.53 | 5.24 | 5.44 | 5.48 | 5.7 | 6.45 | Optimistic | Afghanistan | AFG | 2022-01-02 | v8 | TRUE
https://raw.githubusercontent.com/mrc-ide/global-lmic-reports/master/AFG/projections.csv | 2021-03-08 | ICU_incidence | 1.3 | 1.5 | 1.55 | 1.57 | 1.63 | 1.84 | Optimistic | Afghanistan | AFG | 2022-01-02 | v8 | TRUE
https://raw.githubusercontent.com/mrc-ide/global-lmic-reports/master/AFG/projections.csv | 2021-03-08 | prevalence | 4191.03 | 4770.11 | 4924.62 | 5001.17 | 5197.23 | 5824.1 | Optimistic | Afghanistan | AFG | 2022-01-02 | v8 | TRUE
https://raw.githubusercontent.com/mrc-ide/global-lmic-reports/master/AFG/projections.csv | 2021-03-08 | cumulative_infections | 1034947.44 | 1073709.06 | 1108190.05 | 1111797.24 | 1128326.05 | 1228010.96 | Optimistic | Afghanistan | AFG | 2022-01-02 | v8 | TRUE
https://raw.githubusercontent.com/mrc-ide/global-lmic-reports/master/AFG/projections.csv | 2021-03-08 | cumulative_deaths | 2223.02 | 2316.41 | 2393.99 | 2400.41 | 2438.71 | 2676.89 | Optimistic | Afghanistan | AFG | 2022-01-02 | v8 | TRUE
https://raw.githubusercontent.com/mrc-ide/global-lmic-reports/master/AFG/projections.csv | 2021-03-08 | Rt | 1.31 | 1.33 | 1.37 | 1.37 | 1.39 | 1.44 | Optimistic | Afghanistan | AFG | 2022-01-02 | v8 | TRUE
https://raw.githubusercontent.com/mrc-ide/global-lmic-reports/master/AFG/projections.csv | 2021-03-08 | Reff | 1.28 | 1.3 | 1.33 | 1.33 | 1.35 | 1.4 | Optimistic | Afghanistan | AFG | 2022-01-02 | v8 | TRUE
https://raw.githubusercontent.com/mrc-ide/global-lmic-reports/master/AFG/projections.csv | 2021-03-08 | infections | 741.12 | 827.48 | 858.09 | 872.26 | 909.53 | 1016.47 | Pessimistic | Afghanistan | AFG | 2022-01-02 | v8 | TRUE
https://raw.githubusercontent.com/mrc-ide/global-lmic-reports/master/AFG/projections.csv | 2021-03-08 | deaths | 0.92 | 1.06 | 1.11 | 1.11 | 1.16 | 1.3 | Pessimistic | Afghanistan | AFG | 2022-01-02 | v8 | TRUE
https://raw.githubusercontent.com/mrc-ide/global-lmic-reports/master/AFG/projections.csv | 2021-03-08 | hospital_demand | 36.98 | 42.39 | 44.83 | 44.59 | 46.55 | 52.93 | Pessimistic | Afghanistan | AFG | 2022-01-02 | v8 | TRUE
https://raw.githubusercontent.com/mrc-ide/global-lmic-reports/master/AFG/projections.csv | 2021-03-08 | ICU_demand | 14.76 | 16.82 | 17.68 | 17.6 | 18.38 | 20.68 | Pessimistic | Afghanistan | AFG | 2022-01-02 | v8 | TRUE
https://raw.githubusercontent.com/mrc-ide/global-lmic-reports/master/AFG/projections.csv | 2021-03-08 | hospital_incidence | 4.53 | 5.24 | 5.44 | 5.48 | 5.7 | 6.45 | Pessimistic | Afghanistan | AFG | 2022-01-02 | v8 | TRUE
https://raw.githubusercontent.com/mrc-ide/global-lmic-reports/master/AFG/projections.csv | 2021-03-08 | ICU_incidence | 1.3 | 1.5 | 1.55 | 1.57 | 1.63 | 1.84 | Pessimistic | Afghanistan | AFG | 2022-01-02 | v8 | TRUE
https://raw.githubusercontent.com/mrc-ide/global-lmic-reports/master/AFG/projections.csv | 2021-03-08 | prevalence | 4191.03 | 4770.11 | 4924.62 | 5001.17 | 5197.23 | 5824.1 | Pessimistic | Afghanistan | AFG | 2022-01-02 | v8 | TRUE
https://raw.githubusercontent.com/mrc-ide/global-lmic-reports/master/AFG/projections.csv | 2021-03-08 | cumulative_infections | 1034947.44 | 1073709.06 | 1108190.05 | 1111797.24 | 1128326.05 | 1228010.96 | Pessimistic | Afghanistan | AFG | 2022-01-02 | v8 | TRUE
https://raw.githubusercontent.com/mrc-ide/global-lmic-reports/master/AFG/projections.csv | 2021-03-08 | cumulative_deaths | 2223.02 | 2316.41 | 2393.99 | 2400.41 | 2438.71 | 2676.89 | Pessimistic | Afghanistan | AFG | 2022-01-02 | v8 | TRUE
https://raw.githubusercontent.com/mrc-ide/global-lmic-reports/master/AFG/projections.csv | 2021-03-08 | Rt | 1.31 | 1.33 | 1.37 | 1.37 | 1.39 | 1.44 | Pessimistic | Afghanistan | AFG | 2022-01-02 | v8 | TRUE
https://raw.githubusercontent.com/mrc-ide/global-lmic-reports/master/AFG/projections.csv | 2021-03-08 | Reff | 1.28 | 1.3 | 1.33 | 1.33 | 1.35 | 1.4 | Pessimistic | Afghanistan | AFG | 2022-01-02 | v8 | TRUE
https://raw.githubusercontent.com/mrc-ide/global-lmic-reports/master/AFG/projections.csv | 2021-03-08 | infections | 741.12 | 827.48 | 858.09 | 872.26 | 909.53 | 1016.47 | Relax Interventions 50% | Afghanistan | AFG | 2022-01-02 | v8 | TRUE
https://raw.githubusercontent.com/mrc-ide/global-lmic-reports/master/AFG/projections.csv | 2021-03-08 | deaths | 0.92 | 1.06 | 1.11 | 1.11 | 1.16 | 1.3 | Relax Interventions 50% | Afghanistan | AFG | 2022-01-02 | v8 | TRUE
https://raw.githubusercontent.com/mrc-ide/global-lmic-reports/master/AFG/projections.csv | 2021-03-08 | hospital_demand | 36.98 | 42.39 | 44.83 | 44.59 | 46.55 | 52.93 | Relax Interventions 50% | Afghanistan | AFG | 2022-01-02 | v8 | TRUE
https://raw.githubusercontent.com/mrc-ide/global-lmic-reports/master/AFG/projections.csv | 2021-03-08 | ICU_demand | 14.76 | 16.82 | 17.68 | 17.6 | 18.38 | 20.68 | Relax Interventions 50% | Afghanistan | AFG | 2022-01-02 | v8 | TRUE
https://raw.githubusercontent.com/mrc-ide/global-lmic-reports/master/AFG/projections.csv | 2021-03-08 | hospital_incidence | 4.53 | 5.24 | 5.44 | 5.48 | 5.7 | 6.45 | Relax Interventions 50% | Afghanistan | AFG | 2022-01-02 | v8 | TRUE
https://raw.githubusercontent.com/mrc-ide/global-lmic-reports/master/AFG/projections.csv | 2021-03-08 | ICU_incidence | 1.3 | 1.5 | 1.55 | 1.57 | 1.63 | 1.84 | Relax Interventions 50% | Afghanistan | AFG | 2022-01-02 | v8 | TRUE
https://raw.githubusercontent.com/mrc-ide/global-lmic-reports/master/AFG/projections.csv | 2021-03-08 | prevalence | 4191.03 | 4770.11 | 4924.62 | 5001.17 | 5197.23 | 5824.1 | Relax Interventions 50% | Afghanistan | AFG | 2022-01-02 | v8 | TRUE
https://raw.githubusercontent.com/mrc-ide/global-lmic-reports/master/AFG/projections.csv | 2021-03-08 | cumulative_infections | 1034947.44 | 1073709.06 | 1108190.05 | 1111797.24 | 1128326.05 | 1228010.96 | Relax Interventions 50% | Afghanistan | AFG | 2022-01-02 | v8 | TRUE
https://raw.githubusercontent.com/mrc-ide/global-lmic-reports/master/AFG/projections.csv | 2021-03-08 | cumulative_deaths | 2223.02 | 2316.41 | 2393.99 | 2400.41 | 2438.71 | 2676.89 | Relax Interventions 50% | Afghanistan | AFG | 2022-01-02 | v8 | TRUE
https://raw.githubusercontent.com/mrc-ide/global-lmic-reports/master/AFG/projections.csv | 2021-03-08 | Rt | 1.31 | 1.33 | 1.37 | 1.37 | 1.39 | 1.44 | Relax Interventions 50% | Afghanistan | AFG | 2022-01-02 | v8 | TRUE
https://raw.githubusercontent.com/mrc-ide/global-lmic-reports/master/AFG/projections.csv | 2021-03-08 | Reff | 1.28 | 1.3 | 1.33 | 1.33 | 1.35 | 1.4 | Relax Interventions 50% | Afghanistan | AFG | 2022-01-02 | v8 | TRUE
https://raw.githubusercontent.com/mrc-ide/global-lmic-reports/master/AFG/projections.csv | 2021-03-08 | infections | 785 | 820.86 | 861.3 | 870.54 | 912.98 | 973.57 | Surged Additional 50% Reduction | Afghanistan | AFG | 2022-01-02 | v8 | TRUE
https://raw.githubusercontent.com/mrc-ide/global-lmic-reports/master/AFG/projections.csv | 2021-03-08 | deaths | 0.94 | 1.02 | 1.09 | 1.09 | 1.16 | 1.25 | Surged Additional 50% Reduction | Afghanistan | AFG | 2022-01-02 | v8 | TRUE
https://raw.githubusercontent.com/mrc-ide/global-lmic-reports/master/AFG/projections.csv | 2021-03-08 | hospital_demand | 38.11 | 41.51 | 43.7 | 44.08 | 46.85 | 50.15 | Surged Additional 50% Reduction | Afghanistan | AFG | 2022-01-02 | v8 | TRUE
https://raw.githubusercontent.com/mrc-ide/global-lmic-reports/master/AFG/projections.csv | 2021-03-08 | ICU_demand | 15.07 | 16.31 | 17.25 | 17.38 | 18.44 | 19.73 | Surged Additional 50% Reduction | Afghanistan | AFG | 2022-01-02 | v8 | TRUE
https://raw.githubusercontent.com/mrc-ide/global-lmic-reports/master/AFG/projections.csv | 2021-03-08 | hospital_incidence | 4.82 | 5.12 | 5.36 | 5.44 | 5.72 | 6.11 | Surged Additional 50% Reduction | Afghanistan | AFG | 2022-01-02 | v8 | TRUE
https://raw.githubusercontent.com/mrc-ide/global-lmic-reports/master/AFG/projections.csv | 2021-03-08 | ICU_incidence | 1.38 | 1.46 | 1.53 | 1.55 | 1.63 | 1.75 | Surged Additional 50% Reduction | Afghanistan | AFG | 2022-01-02 | v8 | TRUE
https://raw.githubusercontent.com/mrc-ide/global-lmic-reports/master/AFG/projections.csv | 2021-03-08 | prevalence | 4500.36 | 4714.54 | 4956.99 | 4982.4 | 5234.08 | 5582.81 | Surged Additional 50% Reduction | Afghanistan | AFG | 2022-01-02 | v8 | TRUE
https://raw.githubusercontent.com/mrc-ide/global-lmic-reports/master/AFG/projections.csv | 2021-03-08 | cumulative_infections | 1027194.14 | 1072123.49 | 1100966.64 | 1100307.41 | 1128463.45 | 1180894.31 | Surged Additional 50% Reduction | Afghanistan | AFG | 2022-01-02 | v8 | TRUE
https://raw.githubusercontent.com/mrc-ide/global-lmic-reports/master/AFG/projections.csv | 2021-03-08 | cumulative_deaths | 2204.39 | 2300.91 | 2362.26 | 2361.99 | 2423.32 | 2535.69 | Surged Additional 50% Reduction | Afghanistan | AFG | 2022-01-02 | v8 | TRUE
https://raw.githubusercontent.com/mrc-ide/global-lmic-reports/master/AFG/projections.csv | 2021-03-08 | Rt | 1.32 | 1.35 | 1.37 | 1.37 | 1.39 | 1.43 | Surged Additional 50% Reduction | Afghanistan | AFG | 2022-01-02 | v8 | TRUE
https://raw.githubusercontent.com/mrc-ide/global-lmic-reports/master/AFG/projections.csv | 2021-03-08 | Reff | 1.29 | 1.31 | 1.34 | 1.34 | 1.35 | 1.39 | Surged Additional 50% Reduction | Afghanistan | AFG | 2022-01-02 | v8 | TRUE
https://raw.githubusercontent.com/mrc-ide/global-lmic-reports/master/AFG/projections.csv | 2021-03-08 | infections | 785 | 820.86 | 861.3 | 870.54 | 912.98 | 973.57 | Surged Maintain Status Quo | Afghanistan | AFG | 2022-01-02 | v8 | TRUE
https://raw.githubusercontent.com/mrc-ide/global-lmic-reports/master/AFG/projections.csv | 2021-03-08 | deaths | 0.94 | 1.02 | 1.09 | 1.09 | 1.16 | 1.25 | Surged Maintain Status Quo | Afghanistan | AFG | 2022-01-02 | v8 | TRUE
https://raw.githubusercontent.com/mrc-ide/global-lmic-reports/master/AFG/projections.csv | 2021-03-08 | hospital_demand | 38.11 | 41.51 | 43.7 | 44.08 | 46.85 | 50.15 | Surged Maintain Status Quo | Afghanistan | AFG | 2022-01-02 | v8 | TRUE
https://raw.githubusercontent.com/mrc-ide/global-lmic-reports/master/AFG/projections.csv | 2021-03-08 | ICU_demand | 15.07 | 16.31 | 17.25 | 17.38 | 18.44 | 19.73 | Surged Maintain Status Quo | Afghanistan | AFG | 2022-01-02 | v8 | TRUE
https://raw.githubusercontent.com/mrc-ide/global-lmic-reports/master/AFG/projections.csv | 2021-03-08 | hospital_incidence | 4.82 | 5.12 | 5.36 | 5.44 | 5.72 | 6.11 | Surged Maintain Status Quo | Afghanistan | AFG | 2022-01-02 | v8 | TRUE
https://raw.githubusercontent.com/mrc-ide/global-lmic-reports/master/AFG/projections.csv | 2021-03-08 | ICU_incidence | 1.38 | 1.46 | 1.53 | 1.55 | 1.63 | 1.75 | Surged Maintain Status Quo | Afghanistan | AFG | 2022-01-02 | v8 | TRUE
https://raw.githubusercontent.com/mrc-ide/global-lmic-reports/master/AFG/projections.csv | 2021-03-08 | prevalence | 4500.36 | 4714.54 | 4956.99 | 4982.4 | 5234.08 | 5582.81 | Surged Maintain Status Quo | Afghanistan | AFG | 2022-01-02 | v8 | TRUE
https://raw.githubusercontent.com/mrc-ide/global-lmic-reports/master/AFG/projections.csv | 2021-03-08 | cumulative_infections | 1027194.14 | 1072123.49 | 1100966.64 | 1100307.41 | 1128463.45 | 1180894.31 | Surged Maintain Status Quo | Afghanistan | AFG | 2022-01-02 | v8 | TRUE
https://raw.githubusercontent.com/mrc-ide/global-lmic-reports/master/AFG/projections.csv | 2021-03-08 | cumulative_deaths | 2204.39 | 2300.91 | 2362.26 | 2361.99 | 2423.32 | 2535.69 | Surged Maintain Status Quo | Afghanistan | AFG | 2022-01-02 | v8 | TRUE
https://raw.githubusercontent.com/mrc-ide/global-lmic-reports/master/AFG/projections.csv | 2021-03-08 | Rt | 1.32 | 1.35 | 1.37 | 1.37 | 1.39 | 1.43 | Surged Maintain Status Quo | Afghanistan | AFG | 2022-01-02 | v8 | TRUE
https://raw.githubusercontent.com/mrc-ide/global-lmic-reports/master/AFG/projections.csv | 2021-03-08 | Reff | 1.29 | 1.31 | 1.34 | 1.34 | 1.35 | 1.39 | Surged Maintain Status Quo | Afghanistan | AFG | 2022-01-02 | v8 | TRUE
https://raw.githubusercontent.com/mrc-ide/global-lmic-reports/master/AFG/projections.csv | 2021-03-08 | infections | 785 | 820.86 | 861.3 | 870.54 | 912.98 | 973.57 | Surged Optimistic | Afghanistan | AFG | 2022-01-02 | v8 | TRUE
https://raw.githubusercontent.com/mrc-ide/global-lmic-reports/master/AFG/projections.csv | 2021-03-08 | deaths | 0.94 | 1.02 | 1.09 | 1.09 | 1.16 | 1.25 | Surged Optimistic | Afghanistan | AFG | 2022-01-02 | v8 | TRUE
https://raw.githubusercontent.com/mrc-ide/global-lmic-reports/master/AFG/projections.csv | 2021-03-08 | hospital_demand | 38.11 | 41.51 | 43.7 | 44.08 | 46.85 | 50.15 | Surged Optimistic | Afghanistan | AFG | 2022-01-02 | v8 | TRUE
https://raw.githubusercontent.com/mrc-ide/global-lmic-reports/master/AFG/projections.csv | 2021-03-08 | ICU_demand | 15.07 | 16.31 | 17.25 | 17.38 | 18.44 | 19.73 | Surged Optimistic | Afghanistan | AFG | 2022-01-02 | v8 | TRUE
https://raw.githubusercontent.com/mrc-ide/global-lmic-reports/master/AFG/projections.csv | 2021-03-08 | hospital_incidence | 4.82 | 5.12 | 5.36 | 5.44 | 5.72 | 6.11 | Surged Optimistic | Afghanistan | AFG | 2022-01-02 | v8 | TRUE
https://raw.githubusercontent.com/mrc-ide/global-lmic-reports/master/AFG/projections.csv | 2021-03-08 | ICU_incidence | 1.38 | 1.46 | 1.53 | 1.55 | 1.63 | 1.75 | Surged Optimistic | Afghanistan | AFG | 2022-01-02 | v8 | TRUE
https://raw.githubusercontent.com/mrc-ide/global-lmic-reports/master/AFG/projections.csv | 2021-03-08 | prevalence | 4500.36 | 4714.54 | 4956.99 | 4982.4 | 5234.08 | 5582.81 | Surged Optimistic | Afghanistan | AFG | 2022-01-02 | v8 | TRUE
https://raw.githubusercontent.com/mrc-ide/global-lmic-reports/master/AFG/projections.csv | 2021-03-08 | cumulative_infections | 1027194.14 | 1072123.49 | 1100966.64 | 1100307.41 | 1128463.45 | 1180894.31 | Surged Optimistic | Afghanistan | AFG | 2022-01-02 | v8 | TRUE
https://raw.githubusercontent.com/mrc-ide/global-lmic-reports/master/AFG/projections.csv | 2021-03-08 | cumulative_deaths | 2204.39 | 2300.91 | 2362.26 | 2361.99 | 2423.32 | 2535.69 | Surged Optimistic | Afghanistan | AFG | 2022-01-02 | v8 | TRUE
https://raw.githubusercontent.com/mrc-ide/global-lmic-reports/master/AFG/projections.csv | 2021-03-08 | Rt | 1.32 | 1.35 | 1.37 | 1.37 | 1.39 | 1.43 | Surged Optimistic | Afghanistan | AFG | 2022-01-02 | v8 | TRUE
https://raw.githubusercontent.com/mrc-ide/global-lmic-reports/master/AFG/projections.csv | 2021-03-08 | Reff | 1.29 | 1.31 | 1.34 | 1.34 | 1.35 | 1.39 | Surged Optimistic | Afghanistan | AFG | 2022-01-02 | v8 | TRUE
https://raw.githubusercontent.com/mrc-ide/global-lmic-reports/master/AFG/projections.csv | 2021-03-08 | infections | 785 | 820.86 | 861.3 | 870.54 | 912.98 | 973.57 | Surged Pessimistic | Afghanistan | AFG | 2022-01-02 | v8 | TRUE
https://raw.githubusercontent.com/mrc-ide/global-lmic-reports/master/AFG/projections.csv | 2021-03-08 | deaths | 0.94 | 1.02 | 1.09 | 1.09 | 1.16 | 1.25 | Surged Pessimistic | Afghanistan | AFG | 2022-01-02 | v8 | TRUE
https://raw.githubusercontent.com/mrc-ide/global-lmic-reports/master/AFG/projections.csv | 2021-03-08 | hospital_demand | 38.11 | 41.51 | 43.7 | 44.08 | 46.85 | 50.15 | Surged Pessimistic | Afghanistan | AFG | 2022-01-02 | v8 | TRUE
https://raw.githubusercontent.com/mrc-ide/global-lmic-reports/master/AFG/projections.csv | 2021-03-08 | ICU_demand | 15.07 | 16.31 | 17.25 | 17.38 | 18.44 | 19.73 | Surged Pessimistic | Afghanistan | AFG | 2022-01-02 | v8 | TRUE
https://raw.githubusercontent.com/mrc-ide/global-lmic-reports/master/AFG/projections.csv | 2021-03-08 | hospital_incidence | 4.82 | 5.12 | 5.36 | 5.44 | 5.72 | 6.11 | Surged Pessimistic | Afghanistan | AFG | 2022-01-02 | v8 | TRUE
https://raw.githubusercontent.com/mrc-ide/global-lmic-reports/master/AFG/projections.csv | 2021-03-08 | ICU_incidence | 1.38 | 1.46 | 1.53 | 1.55 | 1.63 | 1.75 | Surged Pessimistic | Afghanistan | AFG | 2022-01-02 | v8 | TRUE
https://raw.githubusercontent.com/mrc-ide/global-lmic-reports/master/AFG/projections.csv | 2021-03-08 | prevalence | 4500.36 | 4714.54 | 4956.99 | 4982.4 | 5234.08 | 5582.81 | Surged Pessimistic | Afghanistan | AFG | 2022-01-02 | v8 | TRUE
https://raw.githubusercontent.com/mrc-ide/global-lmic-reports/master/AFG/projections.csv | 2021-03-08 | cumulative_infections | 1027194.14 | 1072123.49 | 1100966.64 | 1100307.41 | 1128463.45 | 1180894.31 | Surged Pessimistic | Afghanistan | AFG | 2022-01-02 | v8 | TRUE
https://raw.githubusercontent.com/mrc-ide/global-lmic-reports/master/AFG/projections.csv | 2021-03-08 | cumulative_deaths | 2204.39 | 2300.91 | 2362.26 | 2361.99 | 2423.32 | 2535.69 | Surged Pessimistic | Afghanistan | AFG | 2022-01-02 | v8 | TRUE
https://raw.githubusercontent.com/mrc-ide/global-lmic-reports/master/AFG/projections.csv | 2021-03-08 | Rt | 1.32 | 1.35 | 1.37 | 1.37 | 1.39 | 1.43 | Surged Pessimistic | Afghanistan | AFG | 2022-01-02 | v8 | TRUE
https://raw.githubusercontent.com/mrc-ide/global-lmic-reports/master/AFG/projections.csv | 2021-03-08 | Reff | 1.29 | 1.31 | 1.34 | 1.34 | 1.35 | 1.39 | Surged Pessimistic | Afghanistan | AFG | 2022-01-02 | v8 | TRUE
https://raw.githubusercontent.com/mrc-ide/global-lmic-reports/master/AFG/projections.csv | 2021-03-08 | infections | 785 | 820.86 | 861.3 | 870.54 | 912.98 | 973.57 | Surged Relax Interventions 50% | Afghanistan | AFG | 2022-01-02 | v8 | TRUE
https://raw.githubusercontent.com/mrc-ide/global-lmic-reports/master/AFG/projections.csv | 2021-03-08 | deaths | 0.94 | 1.02 | 1.09 | 1.09 | 1.16 | 1.25 | Surged Relax Interventions 50% | Afghanistan | AFG | 2022-01-02 | v8 | TRUE
https://raw.githubusercontent.com/mrc-ide/global-lmic-reports/master/AFG/projections.csv | 2021-03-08 | hospital_demand | 38.11 | 41.51 | 43.7 | 44.08 | 46.85 | 50.15 | Surged Relax Interventions 50% | Afghanistan | AFG | 2022-01-02 | v8 | TRUE
https://raw.githubusercontent.com/mrc-ide/global-lmic-reports/master/AFG/projections.csv | 2021-03-08 | ICU_demand | 15.07 | 16.31 | 17.25 | 17.38 | 18.44 | 19.73 | Surged Relax Interventions 50% | Afghanistan | AFG | 2022-01-02 | v8 | TRUE
https://raw.githubusercontent.com/mrc-ide/global-lmic-reports/master/AFG/projections.csv | 2021-03-08 | hospital_incidence | 4.82 | 5.12 | 5.36 | 5.44 | 5.72 | 6.11 | Surged Relax Interventions 50% | Afghanistan | AFG | 2022-01-02 | v8 | TRUE
https://raw.githubusercontent.com/mrc-ide/global-lmic-reports/master/AFG/projections.csv | 2021-03-08 | ICU_incidence | 1.38 | 1.46 | 1.53 | 1.55 | 1.63 | 1.75 | Surged Relax Interventions 50% | Afghanistan | AFG | 2022-01-02 | v8 | TRUE
https://raw.githubusercontent.com/mrc-ide/global-lmic-reports/master/AFG/projections.csv | 2021-03-08 | prevalence | 4500.36 | 4714.54 | 4956.99 | 4982.4 | 5234.08 | 5582.81 | Surged Relax Interventions 50% | Afghanistan | AFG | 2022-01-02 | v8 | TRUE
https://raw.githubusercontent.com/mrc-ide/global-lmic-reports/master/AFG/projections.csv | 2021-03-08 | cumulative_infections | 1027194.14 | 1072123.49 | 1100966.64 | 1100307.41 | 1128463.45 | 1180894.31 | Surged Relax Interventions 50% | Afghanistan | AFG | 2022-01-02 | v8 | TRUE
https://raw.githubusercontent.com/mrc-ide/global-lmic-reports/master/AFG/projections.csv | 2021-03-08 | cumulative_deaths | 2204.39 | 2300.91 | 2362.26 | 2361.99 | 2423.32 | 2535.69 | Surged Relax Interventions 50% | Afghanistan | AFG | 2022-01-02 | v8 | TRUE
https://raw.githubusercontent.com/mrc-ide/global-lmic-reports/master/AFG/projections.csv | 2021-03-08 | Rt | 1.32 | 1.35 | 1.37 | 1.37 | 1.39 | 1.43 | Surged Relax Interventions 50% | Afghanistan | AFG | 2022-01-02 | v8 | TRUE
https://raw.githubusercontent.com/mrc-ide/global-lmic-reports/master/AFG/projections.csv | 2021-03-08 | Reff | 1.29 | 1.31 | 1.34 | 1.34 | 1.35 | 1.39 | Surged Relax Interventions 50% | Afghanistan | AFG | 2022-01-02 | v8 | TRUE
https://raw.githubusercontent.com/mrc-ide/global-lmic-reports/master/AFG/projections.csv | 2021-03-09 | infections | 777.06 | 863.19 | 898.14 | 911.62 | 952.93 | 1062.76 | Additional 50% Reduction | Afghanistan | AFG | 2022-01-02 | v8 | TRUE
https://raw.githubusercontent.com/mrc-ide/global-lmic-reports/master/AFG/projections.csv | 2021-03-09 | deaths | 0.93 | 1.07 | 1.12 | 1.12 | 1.17 | 1.32 | Additional 50% Reduction | Afghanistan | AFG | 2022-01-02 | v8 | TRUE
https://raw.githubusercontent.com/mrc-ide/global-lmic-reports/master/AFG/projections.csv | 2021-03-09 | hospital_demand | 37.76 | 43.19 | 45.65 | 45.55 | 47.49 | 53.97 | Additional 50% Reduction | Afghanistan | AFG | 2022-01-02 | v8 | TRUE
https://raw.githubusercontent.com/mrc-ide/global-lmic-reports/master/AFG/projections.csv | 2021-03-09 | ICU_demand | 14.94 | 17.02 | 17.94 | 17.85 | 18.64 | 21.04 | Additional 50% Reduction | Afghanistan | AFG | 2022-01-02 | v8 | TRUE
https://raw.githubusercontent.com/mrc-ide/global-lmic-reports/master/AFG/projections.csv | 2021-03-09 | hospital_incidence | 4.72 | 5.46 | 5.63 | 5.69 | 5.9 | 6.68 | Additional 50% Reduction | Afghanistan | AFG | 2022-01-02 | v8 | TRUE
https://raw.githubusercontent.com/mrc-ide/global-lmic-reports/master/AFG/projections.csv | 2021-03-09 | ICU_incidence | 1.35 | 1.56 | 1.61 | 1.63 | 1.69 | 1.91 | Additional 50% Reduction | Afghanistan | AFG | 2022-01-02 | v8 | TRUE
https://raw.githubusercontent.com/mrc-ide/global-lmic-reports/master/AFG/projections.csv | 2021-03-09 | prevalence | 4397.46 | 4971.01 | 5151.02 | 5228.36 | 5434.49 | 6088.42 | Additional 50% Reduction | Afghanistan | AFG | 2022-01-02 | v8 | TRUE
https://raw.githubusercontent.com/mrc-ide/global-lmic-reports/master/AFG/projections.csv | 2021-03-09 | cumulative_infections | 1035824.51 | 1074611.86 | 1109084.89 | 1112708.86 | 1129311.5 | 1228967.33 | Additional 50% Reduction | Afghanistan | AFG | 2022-01-02 | v8 | TRUE
https://raw.githubusercontent.com/mrc-ide/global-lmic-reports/master/AFG/projections.csv | 2021-03-09 | cumulative_deaths | 2224.12 | 2317.43 | 2395.12 | 2401.53 | 2439.93 | 2677.98 | Additional 50% Reduction | Afghanistan | AFG | 2022-01-02 | v8 | TRUE
https://raw.githubusercontent.com/mrc-ide/global-lmic-reports/master/AFG/projections.csv | 2021-03-09 | Rt | 1.29 | 1.31 | 1.35 | 1.35 | 1.37 | 1.4 | Additional 50% Reduction | Afghanistan | AFG | 2022-01-02 | v8 | TRUE
https://raw.githubusercontent.com/mrc-ide/global-lmic-reports/master/AFG/projections.csv | 2021-03-09 | Reff | 1.26 | 1.28 | 1.31 | 1.31 | 1.33 | 1.36 | Additional 50% Reduction | Afghanistan | AFG | 2022-01-02 | v8 | TRUE
https://raw.githubusercontent.com/mrc-ide/global-lmic-reports/master/AFG/projections.csv | 2021-03-09 | infections | 777.06 | 863.19 | 898.14 | 911.62 | 952.93 | 1062.76 | Maintain Status Quo | Afghanistan | AFG | 2022-01-02 | v8 | TRUE
https://raw.githubusercontent.com/mrc-ide/global-lmic-reports/master/AFG/projections.csv | 2021-03-09 | deaths | 0.93 | 1.07 | 1.12 | 1.12 | 1.17 | 1.32 | Maintain Status Quo | Afghanistan | AFG | 2022-01-02 | v8 | TRUE
https://raw.githubusercontent.com/mrc-ide/global-lmic-reports/master/AFG/projections.csv | 2021-03-09 | hospital_demand | 37.76 | 43.19 | 45.65 | 45.55 | 47.49 | 53.97 | Maintain Status Quo | Afghanistan | AFG | 2022-01-02 | v8 | TRUE
https://raw.githubusercontent.com/mrc-ide/global-lmic-reports/master/AFG/projections.csv | 2021-03-09 | ICU_demand | 14.94 | 17.02 | 17.94 | 17.85 | 18.64 | 21.04 | Maintain Status Quo | Afghanistan | AFG | 2022-01-02 | v8 | TRUE
https://raw.githubusercontent.com/mrc-ide/global-lmic-reports/master/AFG/projections.csv | 2021-03-09 | hospital_incidence | 4.72 | 5.46 | 5.63 | 5.69 | 5.9 | 6.68 | Maintain Status Quo | Afghanistan | AFG | 2022-01-02 | v8 | TRUE
https://raw.githubusercontent.com/mrc-ide/global-lmic-reports/master/AFG/projections.csv | 2021-03-09 | ICU_incidence | 1.35 | 1.56 | 1.61 | 1.63 | 1.69 | 1.91 | Maintain Status Quo | Afghanistan | AFG | 2022-01-02 | v8 | TRUE
https://raw.githubusercontent.com/mrc-ide/global-lmic-reports/master/AFG/projections.csv | 2021-03-09 | prevalence | 4397.46 | 4971.01 | 5151.02 | 5228.36 | 5434.49 | 6088.42 | Maintain Status Quo | Afghanistan | AFG | 2022-01-02 | v8 | TRUE
https://raw.githubusercontent.com/mrc-ide/global-lmic-reports/master/AFG/projections.csv | 2021-03-09 | cumulative_infections | 1035824.51 | 1074611.86 | 1109084.89 | 1112708.86 | 1129311.5 | 1228967.33 | Maintain Status Quo | Afghanistan | AFG | 2022-01-02 | v8 | TRUE
https://raw.githubusercontent.com/mrc-ide/global-lmic-reports/master/AFG/projections.csv | 2021-03-09 | cumulative_deaths | 2224.12 | 2317.43 | 2395.12 | 2401.53 | 2439.93 | 2677.98 | Maintain Status Quo | Afghanistan | AFG | 2022-01-02 | v8 | TRUE
https://raw.githubusercontent.com/mrc-ide/global-lmic-reports/master/AFG/projections.csv | 2021-03-09 | Rt | 1.29 | 1.31 | 1.35 | 1.35 | 1.37 | 1.4 | Maintain Status Quo | Afghanistan | AFG | 2022-01-02 | v8 | TRUE
https://raw.githubusercontent.com/mrc-ide/global-lmic-reports/master/AFG/projections.csv | 2021-03-09 | Reff | 1.26 | 1.28 | 1.31 | 1.31 | 1.33 | 1.36 | Maintain Status Quo | Afghanistan | AFG | 2022-01-02 | v8 | TRUE
https://raw.githubusercontent.com/mrc-ide/global-lmic-reports/master/AFG/projections.csv | 2021-03-09 | infections | 777.06 | 863.19 | 898.14 | 911.62 | 952.93 | 1062.76 | Optimistic | Afghanistan | AFG | 2022-01-02 | v8 | TRUE
https://raw.githubusercontent.com/mrc-ide/global-lmic-reports/master/AFG/projections.csv | 2021-03-09 | deaths | 0.93 | 1.07 | 1.12 | 1.12 | 1.17 | 1.32 | Optimistic | Afghanistan | AFG | 2022-01-02 | v8 | TRUE
https://raw.githubusercontent.com/mrc-ide/global-lmic-reports/master/AFG/projections.csv | 2021-03-09 | hospital_demand | 37.76 | 43.19 | 45.65 | 45.55 | 47.49 | 53.97 | Optimistic | Afghanistan | AFG | 2022-01-02 | v8 | TRUE
https://raw.githubusercontent.com/mrc-ide/global-lmic-reports/master/AFG/projections.csv | 2021-03-09 | ICU_demand | 14.94 | 17.02 | 17.94 | 17.85 | 18.64 | 21.04 | Optimistic | Afghanistan | AFG | 2022-01-02 | v8 | TRUE
https://raw.githubusercontent.com/mrc-ide/global-lmic-reports/master/AFG/projections.csv | 2021-03-09 | hospital_incidence | 4.72 | 5.46 | 5.63 | 5.69 | 5.9 | 6.68 | Optimistic | Afghanistan | AFG | 2022-01-02 | v8 | TRUE
https://raw.githubusercontent.com/mrc-ide/global-lmic-reports/master/AFG/projections.csv | 2021-03-09 | ICU_incidence | 1.35 | 1.56 | 1.61 | 1.63 | 1.69 | 1.91 | Optimistic | Afghanistan | AFG | 2022-01-02 | v8 | TRUE
https://raw.githubusercontent.com/mrc-ide/global-lmic-reports/master/AFG/projections.csv | 2021-03-09 | prevalence | 4397.46 | 4971.01 | 5151.02 | 5228.36 | 5434.49 | 6088.42 | Optimistic | Afghanistan | AFG | 2022-01-02 | v8 | TRUE
https://raw.githubusercontent.com/mrc-ide/global-lmic-reports/master/AFG/projections.csv | 2021-03-09 | cumulative_infections | 1035824.51 | 1074611.86 | 1109084.89 | 1112708.86 | 1129311.5 | 1228967.33 | Optimistic | Afghanistan | AFG | 2022-01-02 | v8 | TRUE
https://raw.githubusercontent.com/mrc-ide/global-lmic-reports/master/AFG/projections.csv | 2021-03-09 | cumulative_deaths | 2224.12 | 2317.43 | 2395.12 | 2401.53 | 2439.93 | 2677.98 | Optimistic | Afghanistan | AFG | 2022-01-02 | v8 | TRUE
https://raw.githubusercontent.com/mrc-ide/global-lmic-reports/master/AFG/projections.csv | 2021-03-09 | Rt | 1.29 | 1.31 | 1.35 | 1.35 | 1.37 | 1.4 | Optimistic | Afghanistan | AFG | 2022-01-02 | v8 | TRUE
https://raw.githubusercontent.com/mrc-ide/global-lmic-reports/master/AFG/projections.csv | 2021-03-09 | Reff | 1.26 | 1.28 | 1.31 | 1.31 | 1.33 | 1.36 | Optimistic | Afghanistan | AFG | 2022-01-02 | v8 | TRUE
https://raw.githubusercontent.com/mrc-ide/global-lmic-reports/master/AFG/projections.csv | 2021-03-09 | infections | 777.06 | 863.19 | 898.14 | 911.62 | 952.93 | 1062.76 | Pessimistic | Afghanistan | AFG | 2022-01-02 | v8 | TRUE
https://raw.githubusercontent.com/mrc-ide/global-lmic-reports/master/AFG/projections.csv | 2021-03-09 | deaths | 0.93 | 1.07 | 1.12 | 1.12 | 1.17 | 1.32 | Pessimistic | Afghanistan | AFG | 2022-01-02 | v8 | TRUE
https://raw.githubusercontent.com/mrc-ide/global-lmic-reports/master/AFG/projections.csv | 2021-03-09 | hospital_demand | 37.76 | 43.19 | 45.65 | 45.55 | 47.49 | 53.97 | Pessimistic | Afghanistan | AFG | 2022-01-02 | v8 | TRUE
https://raw.githubusercontent.com/mrc-ide/global-lmic-reports/master/AFG/projections.csv | 2021-03-09 | ICU_demand | 14.94 | 17.02 | 17.94 | 17.85 | 18.64 | 21.04 | Pessimistic | Afghanistan | AFG | 2022-01-02 | v8 | TRUE
https://raw.githubusercontent.com/mrc-ide/global-lmic-reports/master/AFG/projections.csv | 2021-03-09 | hospital_incidence | 4.72 | 5.46 | 5.63 | 5.69 | 5.9 | 6.68 | Pessimistic | Afghanistan | AFG | 2022-01-02 | v8 | TRUE
https://raw.githubusercontent.com/mrc-ide/global-lmic-reports/master/AFG/projections.csv | 2021-03-09 | ICU_incidence | 1.35 | 1.56 | 1.61 | 1.63 | 1.69 | 1.91 | Pessimistic | Afghanistan | AFG | 2022-01-02 | v8 | TRUE
https://raw.githubusercontent.com/mrc-ide/global-lmic-reports/master/AFG/projections.csv | 2021-03-09 | prevalence | 4397.46 | 4971.01 | 5151.02 | 5228.36 | 5434.49 | 6088.42 | Pessimistic | Afghanistan | AFG | 2022-01-02 | v8 | TRUE
https://raw.githubusercontent.com/mrc-ide/global-lmic-reports/master/AFG/projections.csv | 2021-03-09 | cumulative_infections | 1035824.51 | 1074611.86 | 1109084.89 | 1112708.86 | 1129311.5 | 1228967.33 | Pessimistic | Afghanistan | AFG | 2022-01-02 | v8 | TRUE
https://raw.githubusercontent.com/mrc-ide/global-lmic-reports/master/AFG/projections.csv | 2021-03-09 | cumulative_deaths | 2224.12 | 2317.43 | 2395.12 | 2401.53 | 2439.93 | 2677.98 | Pessimistic | Afghanistan | AFG | 2022-01-02 | v8 | TRUE
https://raw.githubusercontent.com/mrc-ide/global-lmic-reports/master/AFG/projections.csv | 2021-03-09 | Rt | 1.29 | 1.31 | 1.35 | 1.35 | 1.37 | 1.4 | Pessimistic | Afghanistan | AFG | 2022-01-02 | v8 | TRUE
https://raw.githubusercontent.com/mrc-ide/global-lmic-reports/master/AFG/projections.csv | 2021-03-09 | Reff | 1.26 | 1.28 | 1.31 | 1.31 | 1.33 | 1.36 | Pessimistic | Afghanistan | AFG | 2022-01-02 | v8 | TRUE
https://raw.githubusercontent.com/mrc-ide/global-lmic-reports/master/AFG/projections.csv | 2021-03-09 | infections | 777.06 | 863.19 | 898.14 | 911.62 | 952.93 | 1062.76 | Relax Interventions 50% | Afghanistan | AFG | 2022-01-02 | v8 | TRUE
https://raw.githubusercontent.com/mrc-ide/global-lmic-reports/master/AFG/projections.csv | 2021-03-09 | deaths | 0.93 | 1.07 | 1.12 | 1.12 | 1.17 | 1.32 | Relax Interventions 50% | Afghanistan | AFG | 2022-01-02 | v8 | TRUE
https://raw.githubusercontent.com/mrc-ide/global-lmic-reports/master/AFG/projections.csv | 2021-03-09 | hospital_demand | 37.76 | 43.19 | 45.65 | 45.55 | 47.49 | 53.97 | Relax Interventions 50% | Afghanistan | AFG | 2022-01-02 | v8 | TRUE
https://raw.githubusercontent.com/mrc-ide/global-lmic-reports/master/AFG/projections.csv | 2021-03-09 | ICU_demand | 14.94 | 17.02 | 17.94 | 17.85 | 18.64 | 21.04 | Relax Interventions 50% | Afghanistan | AFG | 2022-01-02 | v8 | TRUE
https://raw.githubusercontent.com/mrc-ide/global-lmic-reports/master/AFG/projections.csv | 2021-03-09 | hospital_incidence | 4.72 | 5.46 | 5.63 | 5.69 | 5.9 | 6.68 | Relax Interventions 50% | Afghanistan | AFG | 2022-01-02 | v8 | TRUE
https://raw.githubusercontent.com/mrc-ide/global-lmic-reports/master/AFG/projections.csv | 2021-03-09 | ICU_incidence | 1.35 | 1.56 | 1.61 | 1.63 | 1.69 | 1.91 | Relax Interventions 50% | Afghanistan | AFG | 2022-01-02 | v8 | TRUE
https://raw.githubusercontent.com/mrc-ide/global-lmic-reports/master/AFG/projections.csv | 2021-03-09 | prevalence | 4397.46 | 4971.01 | 5151.02 | 5228.36 | 5434.49 | 6088.42 | Relax Interventions 50% | Afghanistan | AFG | 2022-01-02 | v8 | TRUE
https://raw.githubusercontent.com/mrc-ide/global-lmic-reports/master/AFG/projections.csv | 2021-03-09 | cumulative_infections | 1035824.51 | 1074611.86 | 1109084.89 | 1112708.86 | 1129311.5 | 1228967.33 | Relax Interventions 50% | Afghanistan | AFG | 2022-01-02 | v8 | TRUE
https://raw.githubusercontent.com/mrc-ide/global-lmic-reports/master/AFG/projections.csv | 2021-03-09 | cumulative_deaths | 2224.12 | 2317.43 | 2395.12 | 2401.53 | 2439.93 | 2677.98 | Relax Interventions 50% | Afghanistan | AFG | 2022-01-02 | v8 | TRUE
https://raw.githubusercontent.com/mrc-ide/global-lmic-reports/master/AFG/projections.csv | 2021-03-09 | Rt | 1.29 | 1.31 | 1.35 | 1.35 | 1.37 | 1.4 | Relax Interventions 50% | Afghanistan | AFG | 2022-01-02 | v8 | TRUE
https://raw.githubusercontent.com/mrc-ide/global-lmic-reports/master/AFG/projections.csv | 2021-03-09 | Reff | 1.26 | 1.28 | 1.31 | 1.31 | 1.33 | 1.36 | Relax Interventions 50% | Afghanistan | AFG | 2022-01-02 | v8 | TRUE
https://raw.githubusercontent.com/mrc-ide/global-lmic-reports/master/AFG/projections.csv | 2021-03-09 | infections | 819.99 | 862.77 | 897.93 | 910.4 | 950.7 | 1018.87 | Surged Additional 50% Reduction | Afghanistan | AFG | 2022-01-02 | v8 | TRUE
https://raw.githubusercontent.com/mrc-ide/global-lmic-reports/master/AFG/projections.csv | 2021-03-09 | deaths | 0.95 | 1.03 | 1.1 | 1.11 | 1.18 | 1.26 | Surged Additional 50% Reduction | Afghanistan | AFG | 2022-01-02 | v8 | TRUE
https://raw.githubusercontent.com/mrc-ide/global-lmic-reports/master/AFG/projections.csv | 2021-03-09 | hospital_demand | 39.11 | 42.56 | 44.62 | 45.06 | 47.78 | 51.1 | Surged Additional 50% Reduction | Afghanistan | AFG | 2022-01-02 | v8 | TRUE
https://raw.githubusercontent.com/mrc-ide/global-lmic-reports/master/AFG/projections.csv | 2021-03-09 | ICU_demand | 15.32 | 16.58 | 17.47 | 17.63 | 18.73 | 19.98 | Surged Additional 50% Reduction | Afghanistan | AFG | 2022-01-02 | v8 | TRUE
https://raw.githubusercontent.com/mrc-ide/global-lmic-reports/master/AFG/projections.csv | 2021-03-09 | hospital_incidence | 5.05 | 5.33 | 5.57 | 5.65 | 5.94 | 6.34 | Surged Additional 50% Reduction | Afghanistan | AFG | 2022-01-02 | v8 | TRUE
https://raw.githubusercontent.com/mrc-ide/global-lmic-reports/master/AFG/projections.csv | 2021-03-09 | ICU_incidence | 1.44 | 1.52 | 1.59 | 1.62 | 1.7 | 1.81 | Surged Additional 50% Reduction | Afghanistan | AFG | 2022-01-02 | v8 | TRUE
https://raw.githubusercontent.com/mrc-ide/global-lmic-reports/master/AFG/projections.csv | 2021-03-09 | prevalence | 4711.33 | 4933.1 | 5193.22 | 5211.86 | 5475.91 | 5830.12 | Surged Additional 50% Reduction | Afghanistan | AFG | 2022-01-02 | v8 | TRUE
https://raw.githubusercontent.com/mrc-ide/global-lmic-reports/master/AFG/projections.csv | 2021-03-09 | cumulative_infections | 1028137.53 | 1073058.61 | 1101939.21 | 1101217.81 | 1129359.96 | 1181810.16 | Surged Additional 50% Reduction | Afghanistan | AFG | 2022-01-02 | v8 | TRUE
https://raw.githubusercontent.com/mrc-ide/global-lmic-reports/master/AFG/projections.csv | 2021-03-09 | cumulative_deaths | 2205.47 | 2302.03 | 2363.37 | 2363.09 | 2424.39 | 2536.8 | Surged Additional 50% Reduction | Afghanistan | AFG | 2022-01-02 | v8 | TRUE
https://raw.githubusercontent.com/mrc-ide/global-lmic-reports/master/AFG/projections.csv | 2021-03-09 | Rt | 1.29 | 1.33 | 1.35 | 1.35 | 1.37 | 1.41 | Surged Additional 50% Reduction | Afghanistan | AFG | 2022-01-02 | v8 | TRUE
https://raw.githubusercontent.com/mrc-ide/global-lmic-reports/master/AFG/projections.csv | 2021-03-09 | Reff | 1.26 | 1.3 | 1.32 | 1.32 | 1.33 | 1.37 | Surged Additional 50% Reduction | Afghanistan | AFG | 2022-01-02 | v8 | TRUE
https://raw.githubusercontent.com/mrc-ide/global-lmic-reports/master/AFG/projections.csv | 2021-03-09 | infections | 819.99 | 862.77 | 897.93 | 910.4 | 950.7 | 1018.87 | Surged Maintain Status Quo | Afghanistan | AFG | 2022-01-02 | v8 | TRUE
https://raw.githubusercontent.com/mrc-ide/global-lmic-reports/master/AFG/projections.csv | 2021-03-09 | deaths | 0.95 | 1.03 | 1.1 | 1.11 | 1.18 | 1.26 | Surged Maintain Status Quo | Afghanistan | AFG | 2022-01-02 | v8 | TRUE
https://raw.githubusercontent.com/mrc-ide/global-lmic-reports/master/AFG/projections.csv | 2021-03-09 | hospital_demand | 39.11 | 42.56 | 44.62 | 45.06 | 47.78 | 51.1 | Surged Maintain Status Quo | Afghanistan | AFG | 2022-01-02 | v8 | TRUE
https://raw.githubusercontent.com/mrc-ide/global-lmic-reports/master/AFG/projections.csv | 2021-03-09 | ICU_demand | 15.32 | 16.58 | 17.47 | 17.63 | 18.73 | 19.98 | Surged Maintain Status Quo | Afghanistan | AFG | 2022-01-02 | v8 | TRUE
https://raw.githubusercontent.com/mrc-ide/global-lmic-reports/master/AFG/projections.csv | 2021-03-09 | hospital_incidence | 5.05 | 5.33 | 5.57 | 5.65 | 5.94 | 6.34 | Surged Maintain Status Quo | Afghanistan | AFG | 2022-01-02 | v8 | TRUE
https://raw.githubusercontent.com/mrc-ide/global-lmic-reports/master/AFG/projections.csv | 2021-03-09 | ICU_incidence | 1.44 | 1.52 | 1.59 | 1.62 | 1.7 | 1.81 | Surged Maintain Status Quo | Afghanistan | AFG | 2022-01-02 | v8 | TRUE
https://raw.githubusercontent.com/mrc-ide/global-lmic-reports/master/AFG/projections.csv | 2021-03-09 | prevalence | 4711.33 | 4933.1 | 5193.22 | 5211.86 | 5475.91 | 5830.12 | Surged Maintain Status Quo | Afghanistan | AFG | 2022-01-02 | v8 | TRUE
https://raw.githubusercontent.com/mrc-ide/global-lmic-reports/master/AFG/projections.csv | 2021-03-09 | cumulative_infections | 1028137.53 | 1073058.61 | 1101939.21 | 1101217.81 | 1129359.96 | 1181810.16 | Surged Maintain Status Quo | Afghanistan | AFG | 2022-01-02 | v8 | TRUE
https://raw.githubusercontent.com/mrc-ide/global-lmic-reports/master/AFG/projections.csv | 2021-03-09 | cumulative_deaths | 2205.47 | 2302.03 | 2363.37 | 2363.09 | 2424.39 | 2536.8 | Surged Maintain Status Quo | Afghanistan | AFG | 2022-01-02 | v8 | TRUE
https://raw.githubusercontent.com/mrc-ide/global-lmic-reports/master/AFG/projections.csv | 2021-03-09 | Rt | 1.29 | 1.33 | 1.35 | 1.35 | 1.37 | 1.41 | Surged Maintain Status Quo | Afghanistan | AFG | 2022-01-02 | v8 | TRUE
https://raw.githubusercontent.com/mrc-ide/global-lmic-reports/master/AFG/projections.csv | 2021-03-09 | Reff | 1.26 | 1.3 | 1.32 | 1.32 | 1.33 | 1.37 | Surged Maintain Status Quo | Afghanistan | AFG | 2022-01-02 | v8 | TRUE
https://raw.githubusercontent.com/mrc-ide/global-lmic-reports/master/AFG/projections.csv | 2021-03-09 | infections | 819.99 | 862.77 | 897.93 | 910.4 | 950.7 | 1018.87 | Surged Optimistic | Afghanistan | AFG | 2022-01-02 | v8 | TRUE
https://raw.githubusercontent.com/mrc-ide/global-lmic-reports/master/AFG/projections.csv | 2021-03-09 | deaths | 0.95 | 1.03 | 1.1 | 1.11 | 1.18 | 1.26 | Surged Optimistic | Afghanistan | AFG | 2022-01-02 | v8 | TRUE
https://raw.githubusercontent.com/mrc-ide/global-lmic-reports/master/AFG/projections.csv | 2021-03-09 | hospital_demand | 39.11 | 42.56 | 44.62 | 45.06 | 47.78 | 51.1 | Surged Optimistic | Afghanistan | AFG | 2022-01-02 | v8 | TRUE
https://raw.githubusercontent.com/mrc-ide/global-lmic-reports/master/AFG/projections.csv | 2021-03-09 | ICU_demand | 15.32 | 16.58 | 17.47 | 17.63 | 18.73 | 19.98 | Surged Optimistic | Afghanistan | AFG | 2022-01-02 | v8 | TRUE
https://raw.githubusercontent.com/mrc-ide/global-lmic-reports/master/AFG/projections.csv | 2021-03-09 | hospital_incidence | 5.05 | 5.33 | 5.57 | 5.65 | 5.94 | 6.34 | Surged Optimistic | Afghanistan | AFG | 2022-01-02 | v8 | TRUE
https://raw.githubusercontent.com/mrc-ide/global-lmic-reports/master/AFG/projections.csv | 2021-03-09 | ICU_incidence | 1.44 | 1.52 | 1.59 | 1.62 | 1.7 | 1.81 | Surged Optimistic | Afghanistan | AFG | 2022-01-02 | v8 | TRUE
https://raw.githubusercontent.com/mrc-ide/global-lmic-reports/master/AFG/projections.csv | 2021-03-09 | prevalence | 4711.33 | 4933.1 | 5193.22 | 5211.86 | 5475.91 | 5830.12 | Surged Optimistic | Afghanistan | AFG | 2022-01-02 | v8 | TRUE
https://raw.githubusercontent.com/mrc-ide/global-lmic-reports/master/AFG/projections.csv | 2021-03-09 | cumulative_infections | 1028137.53 | 1073058.61 | 1101939.21 | 1101217.81 | 1129359.96 | 1181810.16 | Surged Optimistic | Afghanistan | AFG | 2022-01-02 | v8 | TRUE
https://raw.githubusercontent.com/mrc-ide/global-lmic-reports/master/AFG/projections.csv | 2021-03-09 | cumulative_deaths | 2205.47 | 2302.03 | 2363.37 | 2363.09 | 2424.39 | 2536.8 | Surged Optimistic | Afghanistan | AFG | 2022-01-02 | v8 | TRUE
https://raw.githubusercontent.com/mrc-ide/global-lmic-reports/master/AFG/projections.csv | 2021-03-09 | Rt | 1.29 | 1.33 | 1.35 | 1.35 | 1.37 | 1.41 | Surged Optimistic | Afghanistan | AFG | 2022-01-02 | v8 | TRUE
https://raw.githubusercontent.com/mrc-ide/global-lmic-reports/master/AFG/projections.csv | 2021-03-09 | Reff | 1.26 | 1.3 | 1.32 | 1.32 | 1.33 | 1.37 | Surged Optimistic | Afghanistan | AFG | 2022-01-02 | v8 | TRUE
https://raw.githubusercontent.com/mrc-ide/global-lmic-reports/master/AFG/projections.csv | 2021-03-09 | infections | 819.99 | 862.77 | 897.93 | 910.4 | 950.7 | 1018.87 | Surged Pessimistic | Afghanistan | AFG | 2022-01-02 | v8 | TRUE
https://raw.githubusercontent.com/mrc-ide/global-lmic-reports/master/AFG/projections.csv | 2021-03-09 | deaths | 0.95 | 1.03 | 1.1 | 1.11 | 1.18 | 1.26 | Surged Pessimistic | Afghanistan | AFG | 2022-01-02 | v8 | TRUE
https://raw.githubusercontent.com/mrc-ide/global-lmic-reports/master/AFG/projections.csv | 2021-03-09 | hospital_demand | 39.11 | 42.56 | 44.62 | 45.06 | 47.78 | 51.1 | Surged Pessimistic | Afghanistan | AFG | 2022-01-02 | v8 | TRUE
https://raw.githubusercontent.com/mrc-ide/global-lmic-reports/master/AFG/projections.csv | 2021-03-09 | ICU_demand | 15.32 | 16.58 | 17.47 | 17.63 | 18.73 | 19.98 | Surged Pessimistic | Afghanistan | AFG | 2022-01-02 | v8 | TRUE
https://raw.githubusercontent.com/mrc-ide/global-lmic-reports/master/AFG/projections.csv | 2021-03-09 | hospital_incidence | 5.05 | 5.33 | 5.57 | 5.65 | 5.94 | 6.34 | Surged Pessimistic | Afghanistan | AFG | 2022-01-02 | v8 | TRUE
https://raw.githubusercontent.com/mrc-ide/global-lmic-reports/master/AFG/projections.csv | 2021-03-09 | ICU_incidence | 1.44 | 1.52 | 1.59 | 1.62 | 1.7 | 1.81 | Surged Pessimistic | Afghanistan | AFG | 2022-01-02 | v8 | TRUE
https://raw.githubusercontent.com/mrc-ide/global-lmic-reports/master/AFG/projections.csv | 2021-03-09 | prevalence | 4711.33 | 4933.1 | 5193.22 | 5211.86 | 5475.91 | 5830.12 | Surged Pessimistic | Afghanistan | AFG | 2022-01-02 | v8 | TRUE
https://raw.githubusercontent.com/mrc-ide/global-lmic-reports/master/AFG/projections.csv | 2021-03-09 | cumulative_infections | 1028137.53 | 1073058.61 | 1101939.21 | 1101217.81 | 1129359.96 | 1181810.16 | Surged Pessimistic | Afghanistan | AFG | 2022-01-02 | v8 | TRUE
https://raw.githubusercontent.com/mrc-ide/global-lmic-reports/master/AFG/projections.csv | 2021-03-09 | cumulative_deaths | 2205.47 | 2302.03 | 2363.37 | 2363.09 | 2424.39 | 2536.8 | Surged Pessimistic | Afghanistan | AFG | 2022-01-02 | v8 | TRUE
https://raw.githubusercontent.com/mrc-ide/global-lmic-reports/master/AFG/projections.csv | 2021-03-09 | Rt | 1.29 | 1.33 | 1.35 | 1.35 | 1.37 | 1.41 | Surged Pessimistic | Afghanistan | AFG | 2022-01-02 | v8 | TRUE
https://raw.githubusercontent.com/mrc-ide/global-lmic-reports/master/AFG/projections.csv | 2021-03-09 | Reff | 1.26 | 1.3 | 1.32 | 1.32 | 1.33 | 1.37 | Surged Pessimistic | Afghanistan | AFG | 2022-01-02 | v8 | TRUE
https://raw.githubusercontent.com/mrc-ide/global-lmic-reports/master/AFG/projections.csv | 2021-03-09 | infections | 819.99 | 862.77 | 897.93 | 910.4 | 950.7 | 1018.87 | Surged Relax Interventions 50% | Afghanistan | AFG | 2022-01-02 | v8 | TRUE
https://raw.githubusercontent.com/mrc-ide/global-lmic-reports/master/AFG/projections.csv | 2021-03-09 | deaths | 0.95 | 1.03 | 1.1 | 1.11 | 1.18 | 1.26 | Surged Relax Interventions 50% | Afghanistan | AFG | 2022-01-02 | v8 | TRUE
https://raw.githubusercontent.com/mrc-ide/global-lmic-reports/master/AFG/projections.csv | 2021-03-09 | hospital_demand | 39.11 | 42.56 | 44.62 | 45.06 | 47.78 | 51.1 | Surged Relax Interventions 50% | Afghanistan | AFG | 2022-01-02 | v8 | TRUE
https://raw.githubusercontent.com/mrc-ide/global-lmic-reports/master/AFG/projections.csv | 2021-03-09 | ICU_demand | 15.32 | 16.58 | 17.47 | 17.63 | 18.73 | 19.98 | Surged Relax Interventions 50% | Afghanistan | AFG | 2022-01-02 | v8 | TRUE
https://raw.githubusercontent.com/mrc-ide/global-lmic-reports/master/AFG/projections.csv | 2021-03-09 | hospital_incidence | 5.05 | 5.33 | 5.57 | 5.65 | 5.94 | 6.34 | Surged Relax Interventions 50% | Afghanistan | AFG | 2022-01-02 | v8 | TRUE
https://raw.githubusercontent.com/mrc-ide/global-lmic-reports/master/AFG/projections.csv | 2021-03-09 | ICU_incidence | 1.44 | 1.52 | 1.59 | 1.62 | 1.7 | 1.81 | Surged Relax Interventions 50% | Afghanistan | AFG | 2022-01-02 | v8 | TRUE
https://raw.githubusercontent.com/mrc-ide/global-lmic-reports/master/AFG/projections.csv | 2021-03-09 | prevalence | 4711.33 | 4933.1 | 5193.22 | 5211.86 | 5475.91 | 5830.12 | Surged Relax Interventions 50% | Afghanistan | AFG | 2022-01-02 | v8 | TRUE
https://raw.githubusercontent.com/mrc-ide/global-lmic-reports/master/AFG/projections.csv | 2021-03-09 | cumulative_infections | 1028137.53 | 1073058.61 | 1101939.21 | 1101217.81 | 1129359.96 | 1181810.16 | Surged Relax Interventions 50% | Afghanistan | AFG | 2022-01-02 | v8 | TRUE
https://raw.githubusercontent.com/mrc-ide/global-lmic-reports/master/AFG/projections.csv | 2021-03-09 | cumulative_deaths | 2205.47 | 2302.03 | 2363.37 | 2363.09 | 2424.39 | 2536.8 | Surged Relax Interventions 50% | Afghanistan | AFG | 2022-01-02 | v8 | TRUE
https://raw.githubusercontent.com/mrc-ide/global-lmic-reports/master/AFG/projections.csv | 2021-03-09 | Rt | 1.29 | 1.33 | 1.35 | 1.35 | 1.37 | 1.41 | Surged Relax Interventions 50% | Afghanistan | AFG | 2022-01-02 | v8 | TRUE
https://raw.githubusercontent.com/mrc-ide/global-lmic-reports/master/AFG/projections.csv | 2021-03-09 | Reff | 1.26 | 1.3 | 1.32 | 1.32 | 1.33 | 1.37 | Surged Relax Interventions 50% | Afghanistan | AFG | 2022-01-02 | v8 | TRUE
https://raw.githubusercontent.com/mrc-ide/global-lmic-reports/master/AFG/projections.csv | 2021-03-10 | infections | 798.52 | 889.39 | 921.55 | 935.66 | 981.79 | 1090.17 | Additional 50% Reduction | Afghanistan | AFG | 2022-01-02 | v8 | TRUE
https://raw.githubusercontent.com/mrc-ide/global-lmic-reports/master/AFG/projections.csv | 2021-03-10 | deaths | 0.95 | 1.08 | 1.14 | 1.14 | 1.19 | 1.34 | Additional 50% Reduction | Afghanistan | AFG | 2022-01-02 | v8 | TRUE
https://raw.githubusercontent.com/mrc-ide/global-lmic-reports/master/AFG/projections.csv | 2021-03-10 | hospital_demand | 38.66 | 44.21 | 46.67 | 46.66 | 48.58 | 55.16 | Additional 50% Reduction | Afghanistan | AFG | 2022-01-02 | v8 | TRUE
https://raw.githubusercontent.com/mrc-ide/global-lmic-reports/master/AFG/projections.csv | 2021-03-10 | ICU_demand | 15.23 | 17.27 | 18.25 | 18.15 | 18.94 | 21.42 | Additional 50% Reduction | Afghanistan | AFG | 2022-01-02 | v8 | TRUE
https://raw.githubusercontent.com/mrc-ide/global-lmic-reports/master/AFG/projections.csv | 2021-03-10 | hospital_incidence | 4.92 | 5.67 | 5.84 | 5.92 | 6.13 | 6.92 | Additional 50% Reduction | Afghanistan | AFG | 2022-01-02 | v8 | TRUE
https://raw.githubusercontent.com/mrc-ide/global-lmic-reports/master/AFG/projections.csv | 2021-03-10 | ICU_incidence | 1.41 | 1.62 | 1.67 | 1.69 | 1.75 | 1.98 | Additional 50% Reduction | Afghanistan | AFG | 2022-01-02 | v8 | TRUE
https://raw.githubusercontent.com/mrc-ide/global-lmic-reports/master/AFG/projections.csv | 2021-03-10 | prevalence | 4599.87 | 5193.5 | 5370.53 | 5451.3 | 5678.42 | 6344.42 | Additional 50% Reduction | Afghanistan | AFG | 2022-01-02 | v8 | TRUE
https://raw.githubusercontent.com/mrc-ide/global-lmic-reports/master/AFG/projections.csv | 2021-03-10 | cumulative_infections | 1036729.66 | 1075537.85 | 1110001.42 | 1113644.53 | 1130322.2 | 1229945.01 | Additional 50% Reduction | Afghanistan | AFG | 2022-01-02 | v8 | TRUE
https://raw.githubusercontent.com/mrc-ide/global-lmic-reports/master/AFG/projections.csv | 2021-03-10 | cumulative_deaths | 2225.23 | 2318.47 | 2396.26 | 2402.66 | 2441.16 | 2679.09 | Additional 50% Reduction | Afghanistan | AFG | 2022-01-02 | v8 | TRUE
https://raw.githubusercontent.com/mrc-ide/global-lmic-reports/master/AFG/projections.csv | 2021-03-10 | Rt | 1.29 | 1.32 | 1.35 | 1.35 | 1.37 | 1.4 | Additional 50% Reduction | Afghanistan | AFG | 2022-01-02 | v8 | TRUE
https://raw.githubusercontent.com/mrc-ide/global-lmic-reports/master/AFG/projections.csv | 2021-03-10 | Reff | 1.26 | 1.28 | 1.31 | 1.31 | 1.33 | 1.37 | Additional 50% Reduction | Afghanistan | AFG | 2022-01-02 | v8 | TRUE
https://raw.githubusercontent.com/mrc-ide/global-lmic-reports/master/AFG/projections.csv | 2021-03-10 | infections | 798.52 | 889.39 | 921.55 | 935.66 | 981.79 | 1090.17 | Maintain Status Quo | Afghanistan | AFG | 2022-01-02 | v8 | TRUE
https://raw.githubusercontent.com/mrc-ide/global-lmic-reports/master/AFG/projections.csv | 2021-03-10 | deaths | 0.95 | 1.08 | 1.14 | 1.14 | 1.19 | 1.34 | Maintain Status Quo | Afghanistan | AFG | 2022-01-02 | v8 | TRUE
https://raw.githubusercontent.com/mrc-ide/global-lmic-reports/master/AFG/projections.csv | 2021-03-10 | hospital_demand | 38.66 | 44.21 | 46.67 | 46.66 | 48.58 | 55.16 | Maintain Status Quo | Afghanistan | AFG | 2022-01-02 | v8 | TRUE
https://raw.githubusercontent.com/mrc-ide/global-lmic-reports/master/AFG/projections.csv | 2021-03-10 | ICU_demand | 15.23 | 17.27 | 18.25 | 18.15 | 18.94 | 21.42 | Maintain Status Quo | Afghanistan | AFG | 2022-01-02 | v8 | TRUE
https://raw.githubusercontent.com/mrc-ide/global-lmic-reports/master/AFG/projections.csv | 2021-03-10 | hospital_incidence | 4.92 | 5.67 | 5.84 | 5.92 | 6.13 | 6.92 | Maintain Status Quo | Afghanistan | AFG | 2022-01-02 | v8 | TRUE
https://raw.githubusercontent.com/mrc-ide/global-lmic-reports/master/AFG/projections.csv | 2021-03-10 | ICU_incidence | 1.41 | 1.62 | 1.67 | 1.69 | 1.75 | 1.98 | Maintain Status Quo | Afghanistan | AFG | 2022-01-02 | v8 | TRUE
https://raw.githubusercontent.com/mrc-ide/global-lmic-reports/master/AFG/projections.csv | 2021-03-10 | prevalence | 4599.87 | 5193.5 | 5370.53 | 5451.3 | 5678.42 | 6344.42 | Maintain Status Quo | Afghanistan | AFG | 2022-01-02 | v8 | TRUE
https://raw.githubusercontent.com/mrc-ide/global-lmic-reports/master/AFG/projections.csv | 2021-03-10 | cumulative_infections | 1036729.66 | 1075537.85 | 1110001.42 | 1113644.53 | 1130322.2 | 1229945.01 | Maintain Status Quo | Afghanistan | AFG | 2022-01-02 | v8 | TRUE
https://raw.githubusercontent.com/mrc-ide/global-lmic-reports/master/AFG/projections.csv | 2021-03-10 | cumulative_deaths | 2225.23 | 2318.47 | 2396.26 | 2402.66 | 2441.16 | 2679.09 | Maintain Status Quo | Afghanistan | AFG | 2022-01-02 | v8 | TRUE
https://raw.githubusercontent.com/mrc-ide/global-lmic-reports/master/AFG/projections.csv | 2021-03-10 | Rt | 1.29 | 1.32 | 1.35 | 1.35 | 1.37 | 1.4 | Maintain Status Quo | Afghanistan | AFG | 2022-01-02 | v8 | TRUE
https://raw.githubusercontent.com/mrc-ide/global-lmic-reports/master/AFG/projections.csv | 2021-03-10 | Reff | 1.26 | 1.28 | 1.31 | 1.31 | 1.33 | 1.37 | Maintain Status Quo | Afghanistan | AFG | 2022-01-02 | v8 | TRUE
https://raw.githubusercontent.com/mrc-ide/global-lmic-reports/master/AFG/projections.csv | 2021-03-10 | infections | 798.52 | 889.39 | 921.55 | 935.66 | 981.79 | 1090.17 | Optimistic | Afghanistan | AFG | 2022-01-02 | v8 | TRUE
https://raw.githubusercontent.com/mrc-ide/global-lmic-reports/master/AFG/projections.csv | 2021-03-10 | deaths | 0.95 | 1.08 | 1.14 | 1.14 | 1.19 | 1.34 | Optimistic | Afghanistan | AFG | 2022-01-02 | v8 | TRUE
https://raw.githubusercontent.com/mrc-ide/global-lmic-reports/master/AFG/projections.csv | 2021-03-10 | hospital_demand | 38.66 | 44.21 | 46.67 | 46.66 | 48.58 | 55.16 | Optimistic | Afghanistan | AFG | 2022-01-02 | v8 | TRUE
https://raw.githubusercontent.com/mrc-ide/global-lmic-reports/master/AFG/projections.csv | 2021-03-10 | ICU_demand | 15.23 | 17.27 | 18.25 | 18.15 | 18.94 | 21.42 | Optimistic | Afghanistan | AFG | 2022-01-02 | v8 | TRUE
https://raw.githubusercontent.com/mrc-ide/global-lmic-reports/master/AFG/projections.csv | 2021-03-10 | hospital_incidence | 4.92 | 5.67 | 5.84 | 5.92 | 6.13 | 6.92 | Optimistic | Afghanistan | AFG | 2022-01-02 | v8 | TRUE
https://raw.githubusercontent.com/mrc-ide/global-lmic-reports/master/AFG/projections.csv | 2021-03-10 | ICU_incidence | 1.41 | 1.62 | 1.67 | 1.69 | 1.75 | 1.98 | Optimistic | Afghanistan | AFG | 2022-01-02 | v8 | TRUE
https://raw.githubusercontent.com/mrc-ide/global-lmic-reports/master/AFG/projections.csv | 2021-03-10 | prevalence | 4599.87 | 5193.5 | 5370.53 | 5451.3 | 5678.42 | 6344.42 | Optimistic | Afghanistan | AFG | 2022-01-02 | v8 | TRUE
https://raw.githubusercontent.com/mrc-ide/global-lmic-reports/master/AFG/projections.csv | 2021-03-10 | cumulative_infections | 1036729.66 | 1075537.85 | 1110001.42 | 1113644.53 | 1130322.2 | 1229945.01 | Optimistic | Afghanistan | AFG | 2022-01-02 | v8 | TRUE
https://raw.githubusercontent.com/mrc-ide/global-lmic-reports/master/AFG/projections.csv | 2021-03-10 | cumulative_deaths | 2225.23 | 2318.47 | 2396.26 | 2402.66 | 2441.16 | 2679.09 | Optimistic | Afghanistan | AFG | 2022-01-02 | v8 | TRUE
https://raw.githubusercontent.com/mrc-ide/global-lmic-reports/master/AFG/projections.csv | 2021-03-10 | Rt | 1.29 | 1.32 | 1.35 | 1.35 | 1.37 | 1.4 | Optimistic | Afghanistan | AFG | 2022-01-02 | v8 | TRUE
https://raw.githubusercontent.com/mrc-ide/global-lmic-reports/master/AFG/projections.csv | 2021-03-10 | Reff | 1.26 | 1.28 | 1.31 | 1.31 | 1.33 | 1.37 | Optimistic | Afghanistan | AFG | 2022-01-02 | v8 | TRUE
https://raw.githubusercontent.com/mrc-ide/global-lmic-reports/master/AFG/projections.csv | 2021-03-10 | infections | 798.52 | 889.39 | 921.55 | 935.66 | 981.79 | 1090.17 | Pessimistic | Afghanistan | AFG | 2022-01-02 | v8 | TRUE
https://raw.githubusercontent.com/mrc-ide/global-lmic-reports/master/AFG/projections.csv | 2021-03-10 | deaths | 0.95 | 1.08 | 1.14 | 1.14 | 1.19 | 1.34 | Pessimistic | Afghanistan | AFG | 2022-01-02 | v8 | TRUE
https://raw.githubusercontent.com/mrc-ide/global-lmic-reports/master/AFG/projections.csv | 2021-03-10 | hospital_demand | 38.66 | 44.21 | 46.67 | 46.66 | 48.58 | 55.16 | Pessimistic | Afghanistan | AFG | 2022-01-02 | v8 | TRUE
https://raw.githubusercontent.com/mrc-ide/global-lmic-reports/master/AFG/projections.csv | 2021-03-10 | ICU_demand | 15.23 | 17.27 | 18.25 | 18.15 | 18.94 | 21.42 | Pessimistic | Afghanistan | AFG | 2022-01-02 | v8 | TRUE
https://raw.githubusercontent.com/mrc-ide/global-lmic-reports/master/AFG/projections.csv | 2021-03-10 | hospital_incidence | 4.92 | 5.67 | 5.84 | 5.92 | 6.13 | 6.92 | Pessimistic | Afghanistan | AFG | 2022-01-02 | v8 | TRUE
https://raw.githubusercontent.com/mrc-ide/global-lmic-reports/master/AFG/projections.csv | 2021-03-10 | ICU_incidence | 1.41 | 1.62 | 1.67 | 1.69 | 1.75 | 1.98 | Pessimistic | Afghanistan | AFG | 2022-01-02 | v8 | TRUE
https://raw.githubusercontent.com/mrc-ide/global-lmic-reports/master/AFG/projections.csv | 2021-03-10 | prevalence | 4599.87 | 5193.5 | 5370.53 | 5451.3 | 5678.42 | 6344.42 | Pessimistic | Afghanistan | AFG | 2022-01-02 | v8 | TRUE
https://raw.githubusercontent.com/mrc-ide/global-lmic-reports/master/AFG/projections.csv | 2021-03-10 | cumulative_infections | 1036729.66 | 1075537.85 | 1110001.42 | 1113644.53 | 1130322.2 | 1229945.01 | Pessimistic | Afghanistan | AFG | 2022-01-02 | v8 | TRUE
https://raw.githubusercontent.com/mrc-ide/global-lmic-reports/master/AFG/projections.csv | 2021-03-10 | cumulative_deaths | 2225.23 | 2318.47 | 2396.26 | 2402.66 | 2441.16 | 2679.09 | Pessimistic | Afghanistan | AFG | 2022-01-02 | v8 | TRUE
https://raw.githubusercontent.com/mrc-ide/global-lmic-reports/master/AFG/projections.csv | 2021-03-10 | Rt | 1.29 | 1.32 | 1.35 | 1.35 | 1.37 | 1.4 | Pessimistic | Afghanistan | AFG | 2022-01-02 | v8 | TRUE
https://raw.githubusercontent.com/mrc-ide/global-lmic-reports/master/AFG/projections.csv | 2021-03-10 | Reff | 1.26 | 1.28 | 1.31 | 1.31 | 1.33 | 1.37 | Pessimistic | Afghanistan | AFG | 2022-01-02 | v8 | TRUE
https://raw.githubusercontent.com/mrc-ide/global-lmic-reports/master/AFG/projections.csv | 2021-03-10 | infections | 798.52 | 889.39 | 921.55 | 935.66 | 981.79 | 1090.17 | Relax Interventions 50% | Afghanistan | AFG | 2022-01-02 | v8 | TRUE
https://raw.githubusercontent.com/mrc-ide/global-lmic-reports/master/AFG/projections.csv | 2021-03-10 | deaths | 0.95 | 1.08 | 1.14 | 1.14 | 1.19 | 1.34 | Relax Interventions 50% | Afghanistan | AFG | 2022-01-02 | v8 | TRUE
https://raw.githubusercontent.com/mrc-ide/global-lmic-reports/master/AFG/projections.csv | 2021-03-10 | hospital_demand | 38.66 | 44.21 | 46.67 | 46.66 | 48.58 | 55.16 | Relax Interventions 50% | Afghanistan | AFG | 2022-01-02 | v8 | TRUE
https://raw.githubusercontent.com/mrc-ide/global-lmic-reports/master/AFG/projections.csv | 2021-03-10 | ICU_demand | 15.23 | 17.27 | 18.25 | 18.15 | 18.94 | 21.42 | Relax Interventions 50% | Afghanistan | AFG | 2022-01-02 | v8 | TRUE
https://raw.githubusercontent.com/mrc-ide/global-lmic-reports/master/AFG/projections.csv | 2021-03-10 | hospital_incidence | 4.92 | 5.67 | 5.84 | 5.92 | 6.13 | 6.92 | Relax Interventions 50% | Afghanistan | AFG | 2022-01-02 | v8 | TRUE
https://raw.githubusercontent.com/mrc-ide/global-lmic-reports/master/AFG/projections.csv | 2021-03-10 | ICU_incidence | 1.41 | 1.62 | 1.67 | 1.69 | 1.75 | 1.98 | Relax Interventions 50% | Afghanistan | AFG | 2022-01-02 | v8 | TRUE
https://raw.githubusercontent.com/mrc-ide/global-lmic-reports/master/AFG/projections.csv | 2021-03-10 | prevalence | 4599.87 | 5193.5 | 5370.53 | 5451.3 | 5678.42 | 6344.42 | Relax Interventions 50% | Afghanistan | AFG | 2022-01-02 | v8 | TRUE
https://raw.githubusercontent.com/mrc-ide/global-lmic-reports/master/AFG/projections.csv | 2021-03-10 | cumulative_infections | 1036729.66 | 1075537.85 | 1110001.42 | 1113644.53 | 1130322.2 | 1229945.01 | Relax Interventions 50% | Afghanistan | AFG | 2022-01-02 | v8 | TRUE
https://raw.githubusercontent.com/mrc-ide/global-lmic-reports/master/AFG/projections.csv | 2021-03-10 | cumulative_deaths | 2225.23 | 2318.47 | 2396.26 | 2402.66 | 2441.16 | 2679.09 | Relax Interventions 50% | Afghanistan | AFG | 2022-01-02 | v8 | TRUE
https://raw.githubusercontent.com/mrc-ide/global-lmic-reports/master/AFG/projections.csv | 2021-03-10 | Rt | 1.29 | 1.32 | 1.35 | 1.35 | 1.37 | 1.4 | Relax Interventions 50% | Afghanistan | AFG | 2022-01-02 | v8 | TRUE
https://raw.githubusercontent.com/mrc-ide/global-lmic-reports/master/AFG/projections.csv | 2021-03-10 | Reff | 1.26 | 1.28 | 1.31 | 1.31 | 1.33 | 1.37 | Relax Interventions 50% | Afghanistan | AFG | 2022-01-02 | v8 | TRUE
https://raw.githubusercontent.com/mrc-ide/global-lmic-reports/master/AFG/projections.csv | 2021-03-10 | infections | 842.74 | 890.07 | 926.29 | 935.99 | 980.12 | 1043.57 | Surged Additional 50% Reduction | Afghanistan | AFG | 2022-01-02 | v8 | TRUE
https://raw.githubusercontent.com/mrc-ide/global-lmic-reports/master/AFG/projections.csv | 2021-03-10 | deaths | 0.97 | 1.05 | 1.11 | 1.12 | 1.19 | 1.28 | Surged Additional 50% Reduction | Afghanistan | AFG | 2022-01-02 | v8 | TRUE
https://raw.githubusercontent.com/mrc-ide/global-lmic-reports/master/AFG/projections.csv | 2021-03-10 | hospital_demand | 40.26 | 43.72 | 45.69 | 46.18 | 48.84 | 52.18 | Surged Additional 50% Reduction | Afghanistan | AFG | 2022-01-02 | v8 | TRUE
https://raw.githubusercontent.com/mrc-ide/global-lmic-reports/master/AFG/projections.csv | 2021-03-10 | ICU_demand | 15.63 | 16.93 | 17.79 | 17.94 | 19.02 | 20.28 | Surged Additional 50% Reduction | Afghanistan | AFG | 2022-01-02 | v8 | TRUE
https://raw.githubusercontent.com/mrc-ide/global-lmic-reports/master/AFG/projections.csv | 2021-03-10 | hospital_incidence | 5.29 | 5.55 | 5.82 | 5.88 | 6.18 | 6.59 | Surged Additional 50% Reduction | Afghanistan | AFG | 2022-01-02 | v8 | TRUE
https://raw.githubusercontent.com/mrc-ide/global-lmic-reports/master/AFG/projections.csv | 2021-03-10 | ICU_incidence | 1.51 | 1.59 | 1.66 | 1.68 | 1.77 | 1.88 | Surged Additional 50% Reduction | Afghanistan | AFG | 2022-01-02 | v8 | TRUE
https://raw.githubusercontent.com/mrc-ide/global-lmic-reports/master/AFG/projections.csv | 2021-03-10 | prevalence | 4920.42 | 5141.47 | 5404.87 | 5438.19 | 5713.81 | 6073.05 | Surged Additional 50% Reduction | Afghanistan | AFG | 2022-01-02 | v8 | TRUE
https://raw.githubusercontent.com/mrc-ide/global-lmic-reports/master/AFG/projections.csv | 2021-03-10 | cumulative_infections | 1029108.97 | 1074020.55 | 1102875.61 | 1102153.8 | 1130284.96 | 1182745.72 | Surged Additional 50% Reduction | Afghanistan | AFG | 2022-01-02 | v8 | TRUE
https://raw.githubusercontent.com/mrc-ide/global-lmic-reports/master/AFG/projections.csv | 2021-03-10 | cumulative_deaths | 2206.57 | 2303.16 | 2364.5 | 2364.21 | 2425.48 | 2537.92 | Surged Additional 50% Reduction | Afghanistan | AFG | 2022-01-02 | v8 | TRUE
https://raw.githubusercontent.com/mrc-ide/global-lmic-reports/master/AFG/projections.csv | 2021-03-10 | Rt | 1.3 | 1.34 | 1.36 | 1.35 | 1.37 | 1.41 | Surged Additional 50% Reduction | Afghanistan | AFG | 2022-01-02 | v8 | TRUE
https://raw.githubusercontent.com/mrc-ide/global-lmic-reports/master/AFG/projections.csv | 2021-03-10 | Reff | 1.26 | 1.3 | 1.32 | 1.32 | 1.34 | 1.38 | Surged Additional 50% Reduction | Afghanistan | AFG | 2022-01-02 | v8 | TRUE
https://raw.githubusercontent.com/mrc-ide/global-lmic-reports/master/AFG/projections.csv | 2021-03-10 | infections | 842.74 | 890.07 | 926.29 | 935.99 | 980.12 | 1043.57 | Surged Maintain Status Quo | Afghanistan | AFG | 2022-01-02 | v8 | TRUE
https://raw.githubusercontent.com/mrc-ide/global-lmic-reports/master/AFG/projections.csv | 2021-03-10 | deaths | 0.97 | 1.05 | 1.11 | 1.12 | 1.19 | 1.28 | Surged Maintain Status Quo | Afghanistan | AFG | 2022-01-02 | v8 | TRUE
https://raw.githubusercontent.com/mrc-ide/global-lmic-reports/master/AFG/projections.csv | 2021-03-10 | hospital_demand | 40.26 | 43.72 | 45.69 | 46.18 | 48.84 | 52.18 | Surged Maintain Status Quo | Afghanistan | AFG | 2022-01-02 | v8 | TRUE
https://raw.githubusercontent.com/mrc-ide/global-lmic-reports/master/AFG/projections.csv | 2021-03-10 | ICU_demand | 15.63 | 16.93 | 17.79 | 17.94 | 19.02 | 20.28 | Surged Maintain Status Quo | Afghanistan | AFG | 2022-01-02 | v8 | TRUE
https://raw.githubusercontent.com/mrc-ide/global-lmic-reports/master/AFG/projections.csv | 2021-03-10 | hospital_incidence | 5.29 | 5.55 | 5.82 | 5.88 | 6.18 | 6.59 | Surged Maintain Status Quo | Afghanistan | AFG | 2022-01-02 | v8 | TRUE
https://raw.githubusercontent.com/mrc-ide/global-lmic-reports/master/AFG/projections.csv | 2021-03-10 | ICU_incidence | 1.51 | 1.59 | 1.66 | 1.68 | 1.77 | 1.88 | Surged Maintain Status Quo | Afghanistan | AFG | 2022-01-02 | v8 | TRUE
https://raw.githubusercontent.com/mrc-ide/global-lmic-reports/master/AFG/projections.csv | 2021-03-10 | prevalence | 4920.42 | 5141.47 | 5404.87 | 5438.19 | 5713.81 | 6073.05 | Surged Maintain Status Quo | Afghanistan | AFG | 2022-01-02 | v8 | TRUE
https://raw.githubusercontent.com/mrc-ide/global-lmic-reports/master/AFG/projections.csv | 2021-03-10 | cumulative_infections | 1029108.97 | 1074020.55 | 1102875.61 | 1102153.8 | 1130284.96 | 1182745.72 | Surged Maintain Status Quo | Afghanistan | AFG | 2022-01-02 | v8 | TRUE
https://raw.githubusercontent.com/mrc-ide/global-lmic-reports/master/AFG/projections.csv | 2021-03-10 | cumulative_deaths | 2206.57 | 2303.16 | 2364.5 | 2364.21 | 2425.48 | 2537.92 | Surged Maintain Status Quo | Afghanistan | AFG | 2022-01-02 | v8 | TRUE
https://raw.githubusercontent.com/mrc-ide/global-lmic-reports/master/AFG/projections.csv | 2021-03-10 | Rt | 1.3 | 1.34 | 1.36 | 1.35 | 1.37 | 1.41 | Surged Maintain Status Quo | Afghanistan | AFG | 2022-01-02 | v8 | TRUE
https://raw.githubusercontent.com/mrc-ide/global-lmic-reports/master/AFG/projections.csv | 2021-03-10 | Reff | 1.26 | 1.3 | 1.32 | 1.32 | 1.34 | 1.38 | Surged Maintain Status Quo | Afghanistan | AFG | 2022-01-02 | v8 | TRUE
https://raw.githubusercontent.com/mrc-ide/global-lmic-reports/master/AFG/projections.csv | 2021-03-10 | infections | 842.74 | 890.07 | 926.29 | 935.99 | 980.12 | 1043.57 | Surged Optimistic | Afghanistan | AFG | 2022-01-02 | v8 | TRUE
https://raw.githubusercontent.com/mrc-ide/global-lmic-reports/master/AFG/projections.csv | 2021-03-10 | deaths | 0.97 | 1.05 | 1.11 | 1.12 | 1.19 | 1.28 | Surged Optimistic | Afghanistan | AFG | 2022-01-02 | v8 | TRUE
https://raw.githubusercontent.com/mrc-ide/global-lmic-reports/master/AFG/projections.csv | 2021-03-10 | hospital_demand | 40.26 | 43.72 | 45.69 | 46.18 | 48.84 | 52.18 | Surged Optimistic | Afghanistan | AFG | 2022-01-02 | v8 | TRUE
https://raw.githubusercontent.com/mrc-ide/global-lmic-reports/master/AFG/projections.csv | 2021-03-10 | ICU_demand | 15.63 | 16.93 | 17.79 | 17.94 | 19.02 | 20.28 | Surged Optimistic | Afghanistan | AFG | 2022-01-02 | v8 | TRUE
https://raw.githubusercontent.com/mrc-ide/global-lmic-reports/master/AFG/projections.csv | 2021-03-10 | hospital_incidence | 5.29 | 5.55 | 5.82 | 5.88 | 6.18 | 6.59 | Surged Optimistic | Afghanistan | AFG | 2022-01-02 | v8 | TRUE
https://raw.githubusercontent.com/mrc-ide/global-lmic-reports/master/AFG/projections.csv | 2021-03-10 | ICU_incidence | 1.51 | 1.59 | 1.66 | 1.68 | 1.77 | 1.88 | Surged Optimistic | Afghanistan | AFG | 2022-01-02 | v8 | TRUE
https://raw.githubusercontent.com/mrc-ide/global-lmic-reports/master/AFG/projections.csv | 2021-03-10 | prevalence | 4920.42 | 5141.47 | 5404.87 | 5438.19 | 5713.81 | 6073.05 | Surged Optimistic | Afghanistan | AFG | 2022-01-02 | v8 | TRUE
https://raw.githubusercontent.com/mrc-ide/global-lmic-reports/master/AFG/projections.csv | 2021-03-10 | cumulative_infections | 1029108.97 | 1074020.55 | 1102875.61 | 1102153.8 | 1130284.96 | 1182745.72 | Surged Optimistic | Afghanistan | AFG | 2022-01-02 | v8 | TRUE
https://raw.githubusercontent.com/mrc-ide/global-lmic-reports/master/AFG/projections.csv | 2021-03-10 | cumulative_deaths | 2206.57 | 2303.16 | 2364.5 | 2364.21 | 2425.48 | 2537.92 | Surged Optimistic | Afghanistan | AFG | 2022-01-02 | v8 | TRUE
https://raw.githubusercontent.com/mrc-ide/global-lmic-reports/master/AFG/projections.csv | 2021-03-10 | Rt | 1.3 | 1.34 | 1.36 | 1.35 | 1.37 | 1.41 | Surged Optimistic | Afghanistan | AFG | 2022-01-02 | v8 | TRUE
https://raw.githubusercontent.com/mrc-ide/global-lmic-reports/master/AFG/projections.csv | 2021-03-10 | Reff | 1.26 | 1.3 | 1.32 | 1.32 | 1.34 | 1.38 | Surged Optimistic | Afghanistan | AFG | 2022-01-02 | v8 | TRUE
https://raw.githubusercontent.com/mrc-ide/global-lmic-reports/master/AFG/projections.csv | 2021-03-10 | infections | 842.74 | 890.07 | 926.29 | 935.99 | 980.12 | 1043.57 | Surged Pessimistic | Afghanistan | AFG | 2022-01-02 | v8 | TRUE
https://raw.githubusercontent.com/mrc-ide/global-lmic-reports/master/AFG/projections.csv | 2021-03-10 | deaths | 0.97 | 1.05 | 1.11 | 1.12 | 1.19 | 1.28 | Surged Pessimistic | Afghanistan | AFG | 2022-01-02 | v8 | TRUE
https://raw.githubusercontent.com/mrc-ide/global-lmic-reports/master/AFG/projections.csv | 2021-03-10 | hospital_demand | 40.26 | 43.72 | 45.69 | 46.18 | 48.84 | 52.18 | Surged Pessimistic | Afghanistan | AFG | 2022-01-02 | v8 | TRUE
https://raw.githubusercontent.com/mrc-ide/global-lmic-reports/master/AFG/projections.csv | 2021-03-10 | ICU_demand | 15.63 | 16.93 | 17.79 | 17.94 | 19.02 | 20.28 | Surged Pessimistic | Afghanistan | AFG | 2022-01-02 | v8 | TRUE
https://raw.githubusercontent.com/mrc-ide/global-lmic-reports/master/AFG/projections.csv | 2021-03-10 | hospital_incidence | 5.29 | 5.55 | 5.82 | 5.88 | 6.18 | 6.59 | Surged Pessimistic | Afghanistan | AFG | 2022-01-02 | v8 | TRUE
https://raw.githubusercontent.com/mrc-ide/global-lmic-reports/master/AFG/projections.csv | 2021-03-10 | ICU_incidence | 1.51 | 1.59 | 1.66 | 1.68 | 1.77 | 1.88 | Surged Pessimistic | Afghanistan | AFG | 2022-01-02 | v8 | TRUE
https://raw.githubusercontent.com/mrc-ide/global-lmic-reports/master/AFG/projections.csv | 2021-03-10 | prevalence | 4920.42 | 5141.47 | 5404.87 | 5438.19 | 5713.81 | 6073.05 | Surged Pessimistic | Afghanistan | AFG | 2022-01-02 | v8 | TRUE
https://raw.githubusercontent.com/mrc-ide/global-lmic-reports/master/AFG/projections.csv | 2021-03-10 | cumulative_infections | 1029108.97 | 1074020.55 | 1102875.61 | 1102153.8 | 1130284.96 | 1182745.72 | Surged Pessimistic | Afghanistan | AFG | 2022-01-02 | v8 | TRUE
https://raw.githubusercontent.com/mrc-ide/global-lmic-reports/master/AFG/projections.csv | 2021-03-10 | cumulative_deaths | 2206.57 | 2303.16 | 2364.5 | 2364.21 | 2425.48 | 2537.92 | Surged Pessimistic | Afghanistan | AFG | 2022-01-02 | v8 | TRUE
https://raw.githubusercontent.com/mrc-ide/global-lmic-reports/master/AFG/projections.csv | 2021-03-10 | Rt | 1.3 | 1.34 | 1.36 | 1.35 | 1.37 | 1.41 | Surged Pessimistic | Afghanistan | AFG | 2022-01-02 | v8 | TRUE
https://raw.githubusercontent.com/mrc-ide/global-lmic-reports/master/AFG/projections.csv | 2021-03-10 | Reff | 1.26 | 1.3 | 1.32 | 1.32 | 1.34 | 1.38 | Surged Pessimistic | Afghanistan | AFG | 2022-01-02 | v8 | TRUE
https://raw.githubusercontent.com/mrc-ide/global-lmic-reports/master/AFG/projections.csv | 2021-03-10 | infections | 842.74 | 890.07 | 926.29 | 935.99 | 980.12 | 1043.57 | Surged Relax Interventions 50% | Afghanistan | AFG | 2022-01-02 | v8 | TRUE
https://raw.githubusercontent.com/mrc-ide/global-lmic-reports/master/AFG/projections.csv | 2021-03-10 | deaths | 0.97 | 1.05 | 1.11 | 1.12 | 1.19 | 1.28 | Surged Relax Interventions 50% | Afghanistan | AFG | 2022-01-02 | v8 | TRUE
https://raw.githubusercontent.com/mrc-ide/global-lmic-reports/master/AFG/projections.csv | 2021-03-10 | hospital_demand | 40.26 | 43.72 | 45.69 | 46.18 | 48.84 | 52.18 | Surged Relax Interventions 50% | Afghanistan | AFG | 2022-01-02 | v8 | TRUE
https://raw.githubusercontent.com/mrc-ide/global-lmic-reports/master/AFG/projections.csv | 2021-03-10 | ICU_demand | 15.63 | 16.93 | 17.79 | 17.94 | 19.02 | 20.28 | Surged Relax Interventions 50% | Afghanistan | AFG | 2022-01-02 | v8 | TRUE
https://raw.githubusercontent.com/mrc-ide/global-lmic-reports/master/AFG/projections.csv | 2021-03-10 | hospital_incidence | 5.29 | 5.55 | 5.82 | 5.88 | 6.18 | 6.59 | Surged Relax Interventions 50% | Afghanistan | AFG | 2022-01-02 | v8 | TRUE
https://raw.githubusercontent.com/mrc-ide/global-lmic-reports/master/AFG/projections.csv | 2021-03-10 | ICU_incidence | 1.51 | 1.59 | 1.66 | 1.68 | 1.77 | 1.88 | Surged Relax Interventions 50% | Afghanistan | AFG | 2022-01-02 | v8 | TRUE
https://raw.githubusercontent.com/mrc-ide/global-lmic-reports/master/AFG/projections.csv | 2021-03-10 | prevalence | 4920.42 | 5141.47 | 5404.87 | 5438.19 | 5713.81 | 6073.05 | Surged Relax Interventions 50% | Afghanistan | AFG | 2022-01-02 | v8 | TRUE
https://raw.githubusercontent.com/mrc-ide/global-lmic-reports/master/AFG/projections.csv | 2021-03-10 | cumulative_infections | 1029108.97 | 1074020.55 | 1102875.61 | 1102153.8 | 1130284.96 | 1182745.72 | Surged Relax Interventions 50% | Afghanistan | AFG | 2022-01-02 | v8 | TRUE
https://raw.githubusercontent.com/mrc-ide/global-lmic-reports/master/AFG/projections.csv | 2021-03-10 | cumulative_deaths | 2206.57 | 2303.16 | 2364.5 | 2364.21 | 2425.48 | 2537.92 | Surged Relax Interventions 50% | Afghanistan | AFG | 2022-01-02 | v8 | TRUE
https://raw.githubusercontent.com/mrc-ide/global-lmic-reports/master/AFG/projections.csv | 2021-03-10 | Rt | 1.3 | 1.34 | 1.36 | 1.35 | 1.37 | 1.41 | Surged Relax Interventions 50% | Afghanistan | AFG | 2022-01-02 | v8 | TRUE
https://raw.githubusercontent.com/mrc-ide/global-lmic-reports/master/AFG/projections.csv | 2021-03-10 | Reff | 1.26 | 1.3 | 1.32 | 1.32 | 1.34 | 1.38 | Surged Relax Interventions 50% | Afghanistan | AFG | 2022-01-02 | v8 | TRUE
https://raw.githubusercontent.com/mrc-ide/global-lmic-reports/master/AFG/projections.csv | 2021-03-11 | infections | 835.27 | 925.87 | 961.62 | 975.8 | 1021.53 | 1137.54 | Additional 50% Reduction | Afghanistan | AFG | 2022-01-02 | v8 | TRUE
https://raw.githubusercontent.com/mrc-ide/global-lmic-reports/master/AFG/projections.csv | 2021-03-11 | deaths | 0.96 | 1.1 | 1.16 | 1.16 | 1.21 | 1.37 | Additional 50% Reduction | Afghanistan | AFG | 2022-01-02 | v8 | TRUE
https://raw.githubusercontent.com/mrc-ide/global-lmic-reports/master/AFG/projections.csv | 2021-03-11 | hospital_demand | 39.72 | 45.59 | 47.75 | 47.9 | 49.83 | 56.5 | Additional 50% Reduction | Afghanistan | AFG | 2022-01-02 | v8 | TRUE
https://raw.githubusercontent.com/mrc-ide/global-lmic-reports/master/AFG/projections.csv | 2021-03-11 | ICU_demand | 15.52 | 17.57 | 18.59 | 18.5 | 19.29 | 21.81 | Additional 50% Reduction | Afghanistan | AFG | 2022-01-02 | v8 | TRUE
https://raw.githubusercontent.com/mrc-ide/global-lmic-reports/master/AFG/projections.csv | 2021-03-11 | hospital_incidence | 5.14 | 5.9 | 6.07 | 6.16 | 6.39 | 7.19 | Additional 50% Reduction | Afghanistan | AFG | 2022-01-02 | v8 | TRUE
https://raw.githubusercontent.com/mrc-ide/global-lmic-reports/master/AFG/projections.csv | 2021-03-11 | ICU_incidence | 1.47 | 1.69 | 1.73 | 1.76 | 1.83 | 2.05 | Additional 50% Reduction | Afghanistan | AFG | 2022-01-02 | v8 | TRUE
https://raw.githubusercontent.com/mrc-ide/global-lmic-reports/master/AFG/projections.csv | 2021-03-11 | prevalence | 4811.51 | 5415.03 | 5592.68 | 5683.97 | 5932.73 | 6608.9 | Additional 50% Reduction | Afghanistan | AFG | 2022-01-02 | v8 | TRUE
https://raw.githubusercontent.com/mrc-ide/global-lmic-reports/master/AFG/projections.csv | 2021-03-11 | cumulative_infections | 1037681.66 | 1076499.23 | 1110954.95 | 1114620.32 | 1131371.44 | 1230968.86 | Additional 50% Reduction | Afghanistan | AFG | 2022-01-02 | v8 | TRUE
https://raw.githubusercontent.com/mrc-ide/global-lmic-reports/master/AFG/projections.csv | 2021-03-11 | cumulative_deaths | 2226.37 | 2319.52 | 2397.43 | 2403.82 | 2442.41 | 2680.21 | Additional 50% Reduction | Afghanistan | AFG | 2022-01-02 | v8 | TRUE
https://raw.githubusercontent.com/mrc-ide/global-lmic-reports/master/AFG/projections.csv | 2021-03-11 | Rt | 1.27 | 1.29 | 1.32 | 1.32 | 1.34 | 1.39 | Additional 50% Reduction | Afghanistan | AFG | 2022-01-02 | v8 | TRUE
https://raw.githubusercontent.com/mrc-ide/global-lmic-reports/master/AFG/projections.csv | 2021-03-11 | Reff | 1.24 | 1.26 | 1.28 | 1.29 | 1.31 | 1.35 | Additional 50% Reduction | Afghanistan | AFG | 2022-01-02 | v8 | TRUE
https://raw.githubusercontent.com/mrc-ide/global-lmic-reports/master/AFG/projections.csv | 2021-03-11 | infections | 835.27 | 925.87 | 961.62 | 975.8 | 1021.53 | 1137.54 | Maintain Status Quo | Afghanistan | AFG | 2022-01-02 | v8 | TRUE
https://raw.githubusercontent.com/mrc-ide/global-lmic-reports/master/AFG/projections.csv | 2021-03-11 | deaths | 0.96 | 1.1 | 1.16 | 1.16 | 1.21 | 1.37 | Maintain Status Quo | Afghanistan | AFG | 2022-01-02 | v8 | TRUE
https://raw.githubusercontent.com/mrc-ide/global-lmic-reports/master/AFG/projections.csv | 2021-03-11 | hospital_demand | 39.72 | 45.59 | 47.75 | 47.9 | 49.83 | 56.5 | Maintain Status Quo | Afghanistan | AFG | 2022-01-02 | v8 | TRUE
https://raw.githubusercontent.com/mrc-ide/global-lmic-reports/master/AFG/projections.csv | 2021-03-11 | ICU_demand | 15.52 | 17.57 | 18.59 | 18.5 | 19.29 | 21.81 | Maintain Status Quo | Afghanistan | AFG | 2022-01-02 | v8 | TRUE
https://raw.githubusercontent.com/mrc-ide/global-lmic-reports/master/AFG/projections.csv | 2021-03-11 | hospital_incidence | 5.14 | 5.9 | 6.07 | 6.16 | 6.39 | 7.19 | Maintain Status Quo | Afghanistan | AFG | 2022-01-02 | v8 | TRUE
https://raw.githubusercontent.com/mrc-ide/global-lmic-reports/master/AFG/projections.csv | 2021-03-11 | ICU_incidence | 1.47 | 1.69 | 1.73 | 1.76 | 1.83 | 2.05 | Maintain Status Quo | Afghanistan | AFG | 2022-01-02 | v8 | TRUE
https://raw.githubusercontent.com/mrc-ide/global-lmic-reports/master/AFG/projections.csv | 2021-03-11 | prevalence | 4811.51 | 5415.03 | 5592.68 | 5683.97 | 5932.73 | 6608.9 | Maintain Status Quo | Afghanistan | AFG | 2022-01-02 | v8 | TRUE
https://raw.githubusercontent.com/mrc-ide/global-lmic-reports/master/AFG/projections.csv | 2021-03-11 | cumulative_infections | 1037681.66 | 1076499.23 | 1110954.95 | 1114620.32 | 1131371.44 | 1230968.86 | Maintain Status Quo | Afghanistan | AFG | 2022-01-02 | v8 | TRUE
https://raw.githubusercontent.com/mrc-ide/global-lmic-reports/master/AFG/projections.csv | 2021-03-11 | cumulative_deaths | 2226.37 | 2319.52 | 2397.43 | 2403.82 | 2442.41 | 2680.21 | Maintain Status Quo | Afghanistan | AFG | 2022-01-02 | v8 | TRUE
https://raw.githubusercontent.com/mrc-ide/global-lmic-reports/master/AFG/projections.csv | 2021-03-11 | Rt | 1.27 | 1.29 | 1.32 | 1.32 | 1.34 | 1.39 | Maintain Status Quo | Afghanistan | AFG | 2022-01-02 | v8 | TRUE
https://raw.githubusercontent.com/mrc-ide/global-lmic-reports/master/AFG/projections.csv | 2021-03-11 | Reff | 1.24 | 1.26 | 1.28 | 1.29 | 1.31 | 1.35 | Maintain Status Quo | Afghanistan | AFG | 2022-01-02 | v8 | TRUE
https://raw.githubusercontent.com/mrc-ide/global-lmic-reports/master/AFG/projections.csv | 2021-03-11 | infections | 835.27 | 925.87 | 961.62 | 975.8 | 1021.53 | 1137.54 | Optimistic | Afghanistan | AFG | 2022-01-02 | v8 | TRUE
https://raw.githubusercontent.com/mrc-ide/global-lmic-reports/master/AFG/projections.csv | 2021-03-11 | deaths | 0.96 | 1.1 | 1.16 | 1.16 | 1.21 | 1.37 | Optimistic | Afghanistan | AFG | 2022-01-02 | v8 | TRUE
https://raw.githubusercontent.com/mrc-ide/global-lmic-reports/master/AFG/projections.csv | 2021-03-11 | hospital_demand | 39.72 | 45.59 | 47.75 | 47.9 | 49.83 | 56.5 | Optimistic | Afghanistan | AFG | 2022-01-02 | v8 | TRUE
https://raw.githubusercontent.com/mrc-ide/global-lmic-reports/master/AFG/projections.csv | 2021-03-11 | ICU_demand | 15.52 | 17.57 | 18.59 | 18.5 | 19.29 | 21.81 | Optimistic | Afghanistan | AFG | 2022-01-02 | v8 | TRUE
https://raw.githubusercontent.com/mrc-ide/global-lmic-reports/master/AFG/projections.csv | 2021-03-11 | hospital_incidence | 5.14 | 5.9 | 6.07 | 6.16 | 6.39 | 7.19 | Optimistic | Afghanistan | AFG | 2022-01-02 | v8 | TRUE
https://raw.githubusercontent.com/mrc-ide/global-lmic-reports/master/AFG/projections.csv | 2021-03-11 | ICU_incidence | 1.47 | 1.69 | 1.73 | 1.76 | 1.83 | 2.05 | Optimistic | Afghanistan | AFG | 2022-01-02 | v8 | TRUE
https://raw.githubusercontent.com/mrc-ide/global-lmic-reports/master/AFG/projections.csv | 2021-03-11 | prevalence | 4811.51 | 5415.03 | 5592.68 | 5683.97 | 5932.73 | 6608.9 | Optimistic | Afghanistan | AFG | 2022-01-02 | v8 | TRUE
https://raw.githubusercontent.com/mrc-ide/global-lmic-reports/master/AFG/projections.csv | 2021-03-11 | cumulative_infections | 1037681.66 | 1076499.23 | 1110954.95 | 1114620.32 | 1131371.44 | 1230968.86 | Optimistic | Afghanistan | AFG | 2022-01-02 | v8 | TRUE
https://raw.githubusercontent.com/mrc-ide/global-lmic-reports/master/AFG/projections.csv | 2021-03-11 | cumulative_deaths | 2226.37 | 2319.52 | 2397.43 | 2403.82 | 2442.41 | 2680.21 | Optimistic | Afghanistan | AFG | 2022-01-02 | v8 | TRUE
https://raw.githubusercontent.com/mrc-ide/global-lmic-reports/master/AFG/projections.csv | 2021-03-11 | Rt | 1.27 | 1.29 | 1.32 | 1.32 | 1.34 | 1.39 | Optimistic | Afghanistan | AFG | 2022-01-02 | v8 | TRUE
https://raw.githubusercontent.com/mrc-ide/global-lmic-reports/master/AFG/projections.csv | 2021-03-11 | Reff | 1.24 | 1.26 | 1.28 | 1.29 | 1.31 | 1.35 | Optimistic | Afghanistan | AFG | 2022-01-02 | v8 | TRUE
https://raw.githubusercontent.com/mrc-ide/global-lmic-reports/master/AFG/projections.csv | 2021-03-11 | infections | 835.27 | 925.87 | 961.62 | 975.8 | 1021.53 | 1137.54 | Pessimistic | Afghanistan | AFG | 2022-01-02 | v8 | TRUE
https://raw.githubusercontent.com/mrc-ide/global-lmic-reports/master/AFG/projections.csv | 2021-03-11 | deaths | 0.96 | 1.1 | 1.16 | 1.16 | 1.21 | 1.37 | Pessimistic | Afghanistan | AFG | 2022-01-02 | v8 | TRUE
https://raw.githubusercontent.com/mrc-ide/global-lmic-reports/master/AFG/projections.csv | 2021-03-11 | hospital_demand | 39.72 | 45.59 | 47.75 | 47.9 | 49.83 | 56.5 | Pessimistic | Afghanistan | AFG | 2022-01-02 | v8 | TRUE
https://raw.githubusercontent.com/mrc-ide/global-lmic-reports/master/AFG/projections.csv | 2021-03-11 | ICU_demand | 15.52 | 17.57 | 18.59 | 18.5 | 19.29 | 21.81 | Pessimistic | Afghanistan | AFG | 2022-01-02 | v8 | TRUE
https://raw.githubusercontent.com/mrc-ide/global-lmic-reports/master/AFG/projections.csv | 2021-03-11 | hospital_incidence | 5.14 | 5.9 | 6.07 | 6.16 | 6.39 | 7.19 | Pessimistic | Afghanistan | AFG | 2022-01-02 | v8 | TRUE
https://raw.githubusercontent.com/mrc-ide/global-lmic-reports/master/AFG/projections.csv | 2021-03-11 | ICU_incidence | 1.47 | 1.69 | 1.73 | 1.76 | 1.83 | 2.05 | Pessimistic | Afghanistan | AFG | 2022-01-02 | v8 | TRUE
https://raw.githubusercontent.com/mrc-ide/global-lmic-reports/master/AFG/projections.csv | 2021-03-11 | prevalence | 4811.51 | 5415.03 | 5592.68 | 5683.97 | 5932.73 | 6608.9 | Pessimistic | Afghanistan | AFG | 2022-01-02 | v8 | TRUE
https://raw.githubusercontent.com/mrc-ide/global-lmic-reports/master/AFG/projections.csv | 2021-03-11 | cumulative_infections | 1037681.66 | 1076499.23 | 1110954.95 | 1114620.32 | 1131371.44 | 1230968.86 | Pessimistic | Afghanistan | AFG | 2022-01-02 | v8 | TRUE
https://raw.githubusercontent.com/mrc-ide/global-lmic-reports/master/AFG/projections.csv | 2021-03-11 | cumulative_deaths | 2226.37 | 2319.52 | 2397.43 | 2403.82 | 2442.41 | 2680.21 | Pessimistic | Afghanistan | AFG | 2022-01-02 | v8 | TRUE
https://raw.githubusercontent.com/mrc-ide/global-lmic-reports/master/AFG/projections.csv | 2021-03-11 | Rt | 1.27 | 1.29 | 1.32 | 1.32 | 1.34 | 1.39 | Pessimistic | Afghanistan | AFG | 2022-01-02 | v8 | TRUE
https://raw.githubusercontent.com/mrc-ide/global-lmic-reports/master/AFG/projections.csv | 2021-03-11 | Reff | 1.24 | 1.26 | 1.28 | 1.29 | 1.31 | 1.35 | Pessimistic | Afghanistan | AFG | 2022-01-02 | v8 | TRUE
https://raw.githubusercontent.com/mrc-ide/global-lmic-reports/master/AFG/projections.csv | 2021-03-11 | infections | 835.27 | 925.87 | 961.62 | 975.8 | 1021.53 | 1137.54 | Relax Interventions 50% | Afghanistan | AFG | 2022-01-02 | v8 | TRUE
https://raw.githubusercontent.com/mrc-ide/global-lmic-reports/master/AFG/projections.csv | 2021-03-11 | deaths | 0.96 | 1.1 | 1.16 | 1.16 | 1.21 | 1.37 | Relax Interventions 50% | Afghanistan | AFG | 2022-01-02 | v8 | TRUE
https://raw.githubusercontent.com/mrc-ide/global-lmic-reports/master/AFG/projections.csv | 2021-03-11 | hospital_demand | 39.72 | 45.59 | 47.75 | 47.9 | 49.83 | 56.5 | Relax Interventions 50% | Afghanistan | AFG | 2022-01-02 | v8 | TRUE
https://raw.githubusercontent.com/mrc-ide/global-lmic-reports/master/AFG/projections.csv | 2021-03-11 | ICU_demand | 15.52 | 17.57 | 18.59 | 18.5 | 19.29 | 21.81 | Relax Interventions 50% | Afghanistan | AFG | 2022-01-02 | v8 | TRUE
https://raw.githubusercontent.com/mrc-ide/global-lmic-reports/master/AFG/projections.csv | 2021-03-11 | hospital_incidence | 5.14 | 5.9 | 6.07 | 6.16 | 6.39 | 7.19 | Relax Interventions 50% | Afghanistan | AFG | 2022-01-02 | v8 | TRUE
https://raw.githubusercontent.com/mrc-ide/global-lmic-reports/master/AFG/projections.csv | 2021-03-11 | ICU_incidence | 1.47 | 1.69 | 1.73 | 1.76 | 1.83 | 2.05 | Relax Interventions 50% | Afghanistan | AFG | 2022-01-02 | v8 | TRUE
https://raw.githubusercontent.com/mrc-ide/global-lmic-reports/master/AFG/projections.csv | 2021-03-11 | prevalence | 4811.51 | 5415.03 | 5592.68 | 5683.97 | 5932.73 | 6608.9 | Relax Interventions 50% | Afghanistan | AFG | 2022-01-02 | v8 | TRUE
https://raw.githubusercontent.com/mrc-ide/global-lmic-reports/master/AFG/projections.csv | 2021-03-11 | cumulative_infections | 1037681.66 | 1076499.23 | 1110954.95 | 1114620.32 | 1131371.44 | 1230968.86 | Relax Interventions 50% | Afghanistan | AFG | 2022-01-02 | v8 | TRUE
https://raw.githubusercontent.com/mrc-ide/global-lmic-reports/master/AFG/projections.csv | 2021-03-11 | cumulative_deaths | 2226.37 | 2319.52 | 2397.43 | 2403.82 | 2442.41 | 2680.21 | Relax Interventions 50% | Afghanistan | AFG | 2022-01-02 | v8 | TRUE
https://raw.githubusercontent.com/mrc-ide/global-lmic-reports/master/AFG/projections.csv | 2021-03-11 | Rt | 1.27 | 1.29 | 1.32 | 1.32 | 1.34 | 1.39 | Relax Interventions 50% | Afghanistan | AFG | 2022-01-02 | v8 | TRUE
https://raw.githubusercontent.com/mrc-ide/global-lmic-reports/master/AFG/projections.csv | 2021-03-11 | Reff | 1.24 | 1.26 | 1.28 | 1.29 | 1.31 | 1.35 | Relax Interventions 50% | Afghanistan | AFG | 2022-01-02 | v8 | TRUE
https://raw.githubusercontent.com/mrc-ide/global-lmic-reports/master/AFG/projections.csv | 2021-03-11 | infections | 875.96 | 933.57 | 967.04 | 976.84 | 1020.99 | 1088.09 | Surged Additional 50% Reduction | Afghanistan | AFG | 2022-01-02 | v8 | TRUE
https://raw.githubusercontent.com/mrc-ide/global-lmic-reports/master/AFG/projections.csv | 2021-03-11 | deaths | 0.99 | 1.08 | 1.13 | 1.14 | 1.21 | 1.3 | Surged Additional 50% Reduction | Afghanistan | AFG | 2022-01-02 | v8 | TRUE
https://raw.githubusercontent.com/mrc-ide/global-lmic-reports/master/AFG/projections.csv | 2021-03-11 | hospital_demand | 41.57 | 45.03 | 46.89 | 47.45 | 50.08 | 53.4 | Surged Additional 50% Reduction | Afghanistan | AFG | 2022-01-02 | v8 | TRUE
https://raw.githubusercontent.com/mrc-ide/global-lmic-reports/master/AFG/projections.csv | 2021-03-11 | ICU_demand | 16.01 | 17.31 | 18.15 | 18.31 | 19.36 | 20.63 | Surged Additional 50% Reduction | Afghanistan | AFG | 2022-01-02 | v8 | TRUE
https://raw.githubusercontent.com/mrc-ide/global-lmic-reports/master/AFG/projections.csv | 2021-03-11 | hospital_incidence | 5.52 | 5.79 | 6.08 | 6.13 | 6.44 | 6.85 | Surged Additional 50% Reduction | Afghanistan | AFG | 2022-01-02 | v8 | TRUE
https://raw.githubusercontent.com/mrc-ide/global-lmic-reports/master/AFG/projections.csv | 2021-03-11 | ICU_incidence | 1.58 | 1.66 | 1.74 | 1.75 | 1.84 | 1.96 | Surged Additional 50% Reduction | Afghanistan | AFG | 2022-01-02 | v8 | TRUE
https://raw.githubusercontent.com/mrc-ide/global-lmic-reports/master/AFG/projections.csv | 2021-03-11 | prevalence | 5137.91 | 5354.46 | 5634.78 | 5674.53 | 5949.83 | 6328.52 | Surged Additional 50% Reduction | Afghanistan | AFG | 2022-01-02 | v8 | TRUE
https://raw.githubusercontent.com/mrc-ide/global-lmic-reports/master/AFG/projections.csv | 2021-03-11 | cumulative_infections | 1030125.12 | 1075026.76 | 1103857.06 | 1103130.64 | 1131251.94 | 1183724.31 | Surged Additional 50% Reduction | Afghanistan | AFG | 2022-01-02 | v8 | TRUE
https://raw.githubusercontent.com/mrc-ide/global-lmic-reports/master/AFG/projections.csv | 2021-03-11 | cumulative_deaths | 2207.69 | 2304.31 | 2365.66 | 2365.36 | 2426.58 | 2539.06 | Surged Additional 50% Reduction | Afghanistan | AFG | 2022-01-02 | v8 | TRUE
https://raw.githubusercontent.com/mrc-ide/global-lmic-reports/master/AFG/projections.csv | 2021-03-11 | Rt | 1.26 | 1.31 | 1.33 | 1.33 | 1.35 | 1.39 | Surged Additional 50% Reduction | Afghanistan | AFG | 2022-01-02 | v8 | TRUE
https://raw.githubusercontent.com/mrc-ide/global-lmic-reports/master/AFG/projections.csv | 2021-03-11 | Reff | 1.23 | 1.27 | 1.29 | 1.29 | 1.32 | 1.35 | Surged Additional 50% Reduction | Afghanistan | AFG | 2022-01-02 | v8 | TRUE
https://raw.githubusercontent.com/mrc-ide/global-lmic-reports/master/AFG/projections.csv | 2021-03-11 | infections | 875.96 | 933.57 | 967.04 | 976.84 | 1020.99 | 1088.09 | Surged Maintain Status Quo | Afghanistan | AFG | 2022-01-02 | v8 | TRUE
https://raw.githubusercontent.com/mrc-ide/global-lmic-reports/master/AFG/projections.csv | 2021-03-11 | deaths | 0.99 | 1.08 | 1.13 | 1.14 | 1.21 | 1.3 | Surged Maintain Status Quo | Afghanistan | AFG | 2022-01-02 | v8 | TRUE
https://raw.githubusercontent.com/mrc-ide/global-lmic-reports/master/AFG/projections.csv | 2021-03-11 | hospital_demand | 41.57 | 45.03 | 46.89 | 47.45 | 50.08 | 53.4 | Surged Maintain Status Quo | Afghanistan | AFG | 2022-01-02 | v8 | TRUE
https://raw.githubusercontent.com/mrc-ide/global-lmic-reports/master/AFG/projections.csv | 2021-03-11 | ICU_demand | 16.01 | 17.31 | 18.15 | 18.31 | 19.36 | 20.63 | Surged Maintain Status Quo | Afghanistan | AFG | 2022-01-02 | v8 | TRUE
https://raw.githubusercontent.com/mrc-ide/global-lmic-reports/master/AFG/projections.csv | 2021-03-11 | hospital_incidence | 5.52 | 5.79 | 6.08 | 6.13 | 6.44 | 6.85 | Surged Maintain Status Quo | Afghanistan | AFG | 2022-01-02 | v8 | TRUE
https://raw.githubusercontent.com/mrc-ide/global-lmic-reports/master/AFG/projections.csv | 2021-03-11 | ICU_incidence | 1.58 | 1.66 | 1.74 | 1.75 | 1.84 | 1.96 | Surged Maintain Status Quo | Afghanistan | AFG | 2022-01-02 | v8 | TRUE
https://raw.githubusercontent.com/mrc-ide/global-lmic-reports/master/AFG/projections.csv | 2021-03-11 | prevalence | 5137.91 | 5354.46 | 5634.78 | 5674.53 | 5949.83 | 6328.52 | Surged Maintain Status Quo | Afghanistan | AFG | 2022-01-02 | v8 | TRUE
https://raw.githubusercontent.com/mrc-ide/global-lmic-reports/master/AFG/projections.csv | 2021-03-11 | cumulative_infections | 1030125.12 | 1075026.76 | 1103857.06 | 1103130.64 | 1131251.94 | 1183724.31 | Surged Maintain Status Quo | Afghanistan | AFG | 2022-01-02 | v8 | TRUE
https://raw.githubusercontent.com/mrc-ide/global-lmic-reports/master/AFG/projections.csv | 2021-03-11 | cumulative_deaths | 2207.69 | 2304.31 | 2365.66 | 2365.36 | 2426.58 | 2539.06 | Surged Maintain Status Quo | Afghanistan | AFG | 2022-01-02 | v8 | TRUE
https://raw.githubusercontent.com/mrc-ide/global-lmic-reports/master/AFG/projections.csv | 2021-03-11 | Rt | 1.26 | 1.31 | 1.33 | 1.33 | 1.35 | 1.39 | Surged Maintain Status Quo | Afghanistan | AFG | 2022-01-02 | v8 | TRUE
https://raw.githubusercontent.com/mrc-ide/global-lmic-reports/master/AFG/projections.csv | 2021-03-11 | Reff | 1.23 | 1.27 | 1.29 | 1.29 | 1.32 | 1.35 | Surged Maintain Status Quo | Afghanistan | AFG | 2022-01-02 | v8 | TRUE
https://raw.githubusercontent.com/mrc-ide/global-lmic-reports/master/AFG/projections.csv | 2021-03-11 | infections | 875.96 | 933.57 | 967.04 | 976.84 | 1020.99 | 1088.09 | Surged Optimistic | Afghanistan | AFG | 2022-01-02 | v8 | TRUE
https://raw.githubusercontent.com/mrc-ide/global-lmic-reports/master/AFG/projections.csv | 2021-03-11 | deaths | 0.99 | 1.08 | 1.13 | 1.14 | 1.21 | 1.3 | Surged Optimistic | Afghanistan | AFG | 2022-01-02 | v8 | TRUE
https://raw.githubusercontent.com/mrc-ide/global-lmic-reports/master/AFG/projections.csv | 2021-03-11 | hospital_demand | 41.57 | 45.03 | 46.89 | 47.45 | 50.08 | 53.4 | Surged Optimistic | Afghanistan | AFG | 2022-01-02 | v8 | TRUE
https://raw.githubusercontent.com/mrc-ide/global-lmic-reports/master/AFG/projections.csv | 2021-03-11 | ICU_demand | 16.01 | 17.31 | 18.15 | 18.31 | 19.36 | 20.63 | Surged Optimistic | Afghanistan | AFG | 2022-01-02 | v8 | TRUE
https://raw.githubusercontent.com/mrc-ide/global-lmic-reports/master/AFG/projections.csv | 2021-03-11 | hospital_incidence | 5.52 | 5.79 | 6.08 | 6.13 | 6.44 | 6.85 | Surged Optimistic | Afghanistan | AFG | 2022-01-02 | v8 | TRUE
https://raw.githubusercontent.com/mrc-ide/global-lmic-reports/master/AFG/projections.csv | 2021-03-11 | ICU_incidence | 1.58 | 1.66 | 1.74 | 1.75 | 1.84 | 1.96 | Surged Optimistic | Afghanistan | AFG | 2022-01-02 | v8 | TRUE
https://raw.githubusercontent.com/mrc-ide/global-lmic-reports/master/AFG/projections.csv | 2021-03-11 | prevalence | 5137.91 | 5354.46 | 5634.78 | 5674.53 | 5949.83 | 6328.52 | Surged Optimistic | Afghanistan | AFG | 2022-01-02 | v8 | TRUE
https://raw.githubusercontent.com/mrc-ide/global-lmic-reports/master/AFG/projections.csv | 2021-03-11 | cumulative_infections | 1030125.12 | 1075026.76 | 1103857.06 | 1103130.64 | 1131251.94 | 1183724.31 | Surged Optimistic | Afghanistan | AFG | 2022-01-02 | v8 | TRUE
https://raw.githubusercontent.com/mrc-ide/global-lmic-reports/master/AFG/projections.csv | 2021-03-11 | cumulative_deaths | 2207.69 | 2304.31 | 2365.66 | 2365.36 | 2426.58 | 2539.06 | Surged Optimistic | Afghanistan | AFG | 2022-01-02 | v8 | TRUE
https://raw.githubusercontent.com/mrc-ide/global-lmic-reports/master/AFG/projections.csv | 2021-03-11 | Rt | 1.26 | 1.31 | 1.33 | 1.33 | 1.35 | 1.39 | Surged Optimistic | Afghanistan | AFG | 2022-01-02 | v8 | TRUE
https://raw.githubusercontent.com/mrc-ide/global-lmic-reports/master/AFG/projections.csv | 2021-03-11 | Reff | 1.23 | 1.27 | 1.29 | 1.29 | 1.32 | 1.35 | Surged Optimistic | Afghanistan | AFG | 2022-01-02 | v8 | TRUE
https://raw.githubusercontent.com/mrc-ide/global-lmic-reports/master/AFG/projections.csv | 2021-03-11 | infections | 875.96 | 933.57 | 967.04 | 976.84 | 1020.99 | 1088.09 | Surged Pessimistic | Afghanistan | AFG | 2022-01-02 | v8 | TRUE
https://raw.githubusercontent.com/mrc-ide/global-lmic-reports/master/AFG/projections.csv | 2021-03-11 | deaths | 0.99 | 1.08 | 1.13 | 1.14 | 1.21 | 1.3 | Surged Pessimistic | Afghanistan | AFG | 2022-01-02 | v8 | TRUE
https://raw.githubusercontent.com/mrc-ide/global-lmic-reports/master/AFG/projections.csv | 2021-03-11 | hospital_demand | 41.57 | 45.03 | 46.89 | 47.45 | 50.08 | 53.4 | Surged Pessimistic | Afghanistan | AFG | 2022-01-02 | v8 | TRUE
https://raw.githubusercontent.com/mrc-ide/global-lmic-reports/master/AFG/projections.csv | 2021-03-11 | ICU_demand | 16.01 | 17.31 | 18.15 | 18.31 | 19.36 | 20.63 | Surged Pessimistic | Afghanistan | AFG | 2022-01-02 | v8 | TRUE
https://raw.githubusercontent.com/mrc-ide/global-lmic-reports/master/AFG/projections.csv | 2021-03-11 | hospital_incidence | 5.52 | 5.79 | 6.08 | 6.13 | 6.44 | 6.85 | Surged Pessimistic | Afghanistan | AFG | 2022-01-02 | v8 | TRUE
https://raw.githubusercontent.com/mrc-ide/global-lmic-reports/master/AFG/projections.csv | 2021-03-11 | ICU_incidence | 1.58 | 1.66 | 1.74 | 1.75 | 1.84 | 1.96 | Surged Pessimistic | Afghanistan | AFG | 2022-01-02 | v8 | TRUE
https://raw.githubusercontent.com/mrc-ide/global-lmic-reports/master/AFG/projections.csv | 2021-03-11 | prevalence | 5137.91 | 5354.46 | 5634.78 | 5674.53 | 5949.83 | 6328.52 | Surged Pessimistic | Afghanistan | AFG | 2022-01-02 | v8 | TRUE
https://raw.githubusercontent.com/mrc-ide/global-lmic-reports/master/AFG/projections.csv | 2021-03-11 | cumulative_infections | 1030125.12 | 1075026.76 | 1103857.06 | 1103130.64 | 1131251.94 | 1183724.31 | Surged Pessimistic | Afghanistan | AFG | 2022-01-02 | v8 | TRUE
https://raw.githubusercontent.com/mrc-ide/global-lmic-reports/master/AFG/projections.csv | 2021-03-11 | cumulative_deaths | 2207.69 | 2304.31 | 2365.66 | 2365.36 | 2426.58 | 2539.06 | Surged Pessimistic | Afghanistan | AFG | 2022-01-02 | v8 | TRUE
https://raw.githubusercontent.com/mrc-ide/global-lmic-reports/master/AFG/projections.csv | 2021-03-11 | Rt | 1.26 | 1.31 | 1.33 | 1.33 | 1.35 | 1.39 | Surged Pessimistic | Afghanistan | AFG | 2022-01-02 | v8 | TRUE
https://raw.githubusercontent.com/mrc-ide/global-lmic-reports/master/AFG/projections.csv | 2021-03-11 | Reff | 1.23 | 1.27 | 1.29 | 1.29 | 1.32 | 1.35 | Surged Pessimistic | Afghanistan | AFG | 2022-01-02 | v8 | TRUE
https://raw.githubusercontent.com/mrc-ide/global-lmic-reports/master/AFG/projections.csv | 2021-03-11 | infections | 875.96 | 933.57 | 967.04 | 976.84 | 1020.99 | 1088.09 | Surged Relax Interventions 50% | Afghanistan | AFG | 2022-01-02 | v8 | TRUE
https://raw.githubusercontent.com/mrc-ide/global-lmic-reports/master/AFG/projections.csv | 2021-03-11 | deaths | 0.99 | 1.08 | 1.13 | 1.14 | 1.21 | 1.3 | Surged Relax Interventions 50% | Afghanistan | AFG | 2022-01-02 | v8 | TRUE
https://raw.githubusercontent.com/mrc-ide/global-lmic-reports/master/AFG/projections.csv | 2021-03-11 | hospital_demand | 41.57 | 45.03 | 46.89 | 47.45 | 50.08 | 53.4 | Surged Relax Interventions 50% | Afghanistan | AFG | 2022-01-02 | v8 | TRUE
https://raw.githubusercontent.com/mrc-ide/global-lmic-reports/master/AFG/projections.csv | 2021-03-11 | ICU_demand | 16.01 | 17.31 | 18.15 | 18.31 | 19.36 | 20.63 | Surged Relax Interventions 50% | Afghanistan | AFG | 2022-01-02 | v8 | TRUE
https://raw.githubusercontent.com/mrc-ide/global-lmic-reports/master/AFG/projections.csv | 2021-03-11 | hospital_incidence | 5.52 | 5.79 | 6.08 | 6.13 | 6.44 | 6.85 | Surged Relax Interventions 50% | Afghanistan | AFG | 2022-01-02 | v8 | TRUE
https://raw.githubusercontent.com/mrc-ide/global-lmic-reports/master/AFG/projections.csv | 2021-03-11 | ICU_incidence | 1.58 | 1.66 | 1.74 | 1.75 | 1.84 | 1.96 | Surged Relax Interventions 50% | Afghanistan | AFG | 2022-01-02 | v8 | TRUE
https://raw.githubusercontent.com/mrc-ide/global-lmic-reports/master/AFG/projections.csv | 2021-03-11 | prevalence | 5137.91 | 5354.46 | 5634.78 | 5674.53 | 5949.83 | 6328.52 | Surged Relax Interventions 50% | Afghanistan | AFG | 2022-01-02 | v8 | TRUE
https://raw.githubusercontent.com/mrc-ide/global-lmic-reports/master/AFG/projections.csv | 2021-03-11 | cumulative_infections | 1030125.12 | 1075026.76 | 1103857.06 | 1103130.64 | 1131251.94 | 1183724.31 | Surged Relax Interventions 50% | Afghanistan | AFG | 2022-01-02 | v8 | TRUE
https://raw.githubusercontent.com/mrc-ide/global-lmic-reports/master/AFG/projections.csv | 2021-03-11 | cumulative_deaths | 2207.69 | 2304.31 | 2365.66 | 2365.36 | 2426.58 | 2539.06 | Surged Relax Interventions 50% | Afghanistan | AFG | 2022-01-02 | v8 | TRUE
https://raw.githubusercontent.com/mrc-ide/global-lmic-reports/master/AFG/projections.csv | 2021-03-11 | Rt | 1.26 | 1.31 | 1.33 | 1.33 | 1.35 | 1.39 | Surged Relax Interventions 50% | Afghanistan | AFG | 2022-01-02 | v8 | TRUE
https://raw.githubusercontent.com/mrc-ide/global-lmic-reports/master/AFG/projections.csv | 2021-03-11 | Reff | 1.23 | 1.27 | 1.29 | 1.29 | 1.32 | 1.35 | Surged Relax Interventions 50% | Afghanistan | AFG | 2022-01-02 | v8 | TRUE
https://raw.githubusercontent.com/mrc-ide/global-lmic-reports/master/AFG/projections.csv | 2021-03-12 | infections | 856.12 | 949.82 | 986 | 1000.08 | 1051.58 | 1165.46 | Additional 50% Reduction | Afghanistan | AFG | 2022-01-02 | v8 | TRUE
https://raw.githubusercontent.com/mrc-ide/global-lmic-reports/master/AFG/projections.csv | 2021-03-12 | deaths | 0.98 | 1.12 | 1.18 | 1.18 | 1.23 | 1.39 | Additional 50% Reduction | Afghanistan | AFG | 2022-01-02 | v8 | TRUE
https://raw.githubusercontent.com/mrc-ide/global-lmic-reports/master/AFG/projections.csv | 2021-03-12 | hospital_demand | 40.92 | 47.13 | 49.02 | 49.29 | 51.26 | 58.05 | Additional 50% Reduction | Afghanistan | AFG | 2022-01-02 | v8 | TRUE
https://raw.githubusercontent.com/mrc-ide/global-lmic-reports/master/AFG/projections.csv | 2021-03-12 | ICU_demand | 15.84 | 17.98 | 18.89 | 18.91 | 19.7 | 22.24 | Additional 50% Reduction | Afghanistan | AFG | 2022-01-02 | v8 | TRUE
https://raw.githubusercontent.com/mrc-ide/global-lmic-reports/master/AFG/projections.csv | 2021-03-12 | hospital_incidence | 5.37 | 6.12 | 6.32 | 6.41 | 6.65 | 7.48 | Additional 50% Reduction | Afghanistan | AFG | 2022-01-02 | v8 | TRUE
https://raw.githubusercontent.com/mrc-ide/global-lmic-reports/master/AFG/projections.csv | 2021-03-12 | ICU_incidence | 1.54 | 1.75 | 1.81 | 1.83 | 1.9 | 2.14 | Additional 50% Reduction | Afghanistan | AFG | 2022-01-02 | v8 | TRUE
https://raw.githubusercontent.com/mrc-ide/global-lmic-reports/master/AFG/projections.csv | 2021-03-12 | prevalence | 5015.03 | 5619.11 | 5817.64 | 5908.98 | 6183.21 | 6866.71 | Additional 50% Reduction | Afghanistan | AFG | 2022-01-02 | v8 | TRUE
https://raw.githubusercontent.com/mrc-ide/global-lmic-reports/master/AFG/projections.csv | 2021-03-12 | cumulative_infections | 1038662.88 | 1077484.55 | 1111929.86 | 1115620.4 | 1132446.49 | 1232012.32 | Additional 50% Reduction | Afghanistan | AFG | 2022-01-02 | v8 | TRUE
https://raw.githubusercontent.com/mrc-ide/global-lmic-reports/master/AFG/projections.csv | 2021-03-12 | cumulative_deaths | 2227.46 | 2320.59 | 2398.63 | 2404.99 | 2443.72 | 2681.36 | Additional 50% Reduction | Afghanistan | AFG | 2022-01-02 | v8 | TRUE
https://raw.githubusercontent.com/mrc-ide/global-lmic-reports/master/AFG/projections.csv | 2021-03-12 | Rt | 1.35 | 1.39 | 1.42 | 1.42 | 1.45 | 1.51 | Additional 50% Reduction | Afghanistan | AFG | 2022-01-02 | v8 | TRUE
https://raw.githubusercontent.com/mrc-ide/global-lmic-reports/master/AFG/projections.csv | 2021-03-12 | Reff | 1.32 | 1.35 | 1.38 | 1.38 | 1.41 | 1.47 | Additional 50% Reduction | Afghanistan | AFG | 2022-01-02 | v8 | TRUE
https://raw.githubusercontent.com/mrc-ide/global-lmic-reports/master/AFG/projections.csv | 2021-03-12 | infections | 856.12 | 949.82 | 986 | 1000.08 | 1051.58 | 1165.46 | Maintain Status Quo | Afghanistan | AFG | 2022-01-02 | v8 | TRUE
https://raw.githubusercontent.com/mrc-ide/global-lmic-reports/master/AFG/projections.csv | 2021-03-12 | deaths | 0.98 | 1.12 | 1.18 | 1.18 | 1.23 | 1.39 | Maintain Status Quo | Afghanistan | AFG | 2022-01-02 | v8 | TRUE
https://raw.githubusercontent.com/mrc-ide/global-lmic-reports/master/AFG/projections.csv | 2021-03-12 | hospital_demand | 40.92 | 47.13 | 49.02 | 49.29 | 51.26 | 58.05 | Maintain Status Quo | Afghanistan | AFG | 2022-01-02 | v8 | TRUE
https://raw.githubusercontent.com/mrc-ide/global-lmic-reports/master/AFG/projections.csv | 2021-03-12 | ICU_demand | 15.84 | 17.98 | 18.89 | 18.91 | 19.7 | 22.24 | Maintain Status Quo | Afghanistan | AFG | 2022-01-02 | v8 | TRUE
https://raw.githubusercontent.com/mrc-ide/global-lmic-reports/master/AFG/projections.csv | 2021-03-12 | hospital_incidence | 5.37 | 6.12 | 6.32 | 6.41 | 6.65 | 7.48 | Maintain Status Quo | Afghanistan | AFG | 2022-01-02 | v8 | TRUE
https://raw.githubusercontent.com/mrc-ide/global-lmic-reports/master/AFG/projections.csv | 2021-03-12 | ICU_incidence | 1.54 | 1.75 | 1.81 | 1.83 | 1.9 | 2.14 | Maintain Status Quo | Afghanistan | AFG | 2022-01-02 | v8 | TRUE
https://raw.githubusercontent.com/mrc-ide/global-lmic-reports/master/AFG/projections.csv | 2021-03-12 | prevalence | 5015.03 | 5619.11 | 5817.64 | 5908.98 | 6183.21 | 6866.71 | Maintain Status Quo | Afghanistan | AFG | 2022-01-02 | v8 | TRUE
https://raw.githubusercontent.com/mrc-ide/global-lmic-reports/master/AFG/projections.csv | 2021-03-12 | cumulative_infections | 1038662.88 | 1077484.55 | 1111929.86 | 1115620.4 | 1132446.49 | 1232012.32 | Maintain Status Quo | Afghanistan | AFG | 2022-01-02 | v8 | TRUE
https://raw.githubusercontent.com/mrc-ide/global-lmic-reports/master/AFG/projections.csv | 2021-03-12 | cumulative_deaths | 2227.46 | 2320.59 | 2398.63 | 2404.99 | 2443.72 | 2681.36 | Maintain Status Quo | Afghanistan | AFG | 2022-01-02 | v8 | TRUE
https://raw.githubusercontent.com/mrc-ide/global-lmic-reports/master/AFG/projections.csv | 2021-03-12 | Rt | 1.35 | 1.39 | 1.42 | 1.42 | 1.45 | 1.51 | Maintain Status Quo | Afghanistan | AFG | 2022-01-02 | v8 | TRUE
https://raw.githubusercontent.com/mrc-ide/global-lmic-reports/master/AFG/projections.csv | 2021-03-12 | Reff | 1.32 | 1.35 | 1.38 | 1.38 | 1.41 | 1.47 | Maintain Status Quo | Afghanistan | AFG | 2022-01-02 | v8 | TRUE
https://raw.githubusercontent.com/mrc-ide/global-lmic-reports/master/AFG/projections.csv | 2021-03-12 | infections | 856.12 | 949.82 | 986 | 1000.08 | 1051.58 | 1165.46 | Optimistic | Afghanistan | AFG | 2022-01-02 | v8 | TRUE
https://raw.githubusercontent.com/mrc-ide/global-lmic-reports/master/AFG/projections.csv | 2021-03-12 | deaths | 0.98 | 1.12 | 1.18 | 1.18 | 1.23 | 1.39 | Optimistic | Afghanistan | AFG | 2022-01-02 | v8 | TRUE
https://raw.githubusercontent.com/mrc-ide/global-lmic-reports/master/AFG/projections.csv | 2021-03-12 | hospital_demand | 40.92 | 47.13 | 49.02 | 49.29 | 51.26 | 58.05 | Optimistic | Afghanistan | AFG | 2022-01-02 | v8 | TRUE
https://raw.githubusercontent.com/mrc-ide/global-lmic-reports/master/AFG/projections.csv | 2021-03-12 | ICU_demand | 15.84 | 17.98 | 18.89 | 18.91 | 19.7 | 22.24 | Optimistic | Afghanistan | AFG | 2022-01-02 | v8 | TRUE
https://raw.githubusercontent.com/mrc-ide/global-lmic-reports/master/AFG/projections.csv | 2021-03-12 | hospital_incidence | 5.37 | 6.12 | 6.32 | 6.41 | 6.65 | 7.48 | Optimistic | Afghanistan | AFG | 2022-01-02 | v8 | TRUE
https://raw.githubusercontent.com/mrc-ide/global-lmic-reports/master/AFG/projections.csv | 2021-03-12 | ICU_incidence | 1.54 | 1.75 | 1.81 | 1.83 | 1.9 | 2.14 | Optimistic | Afghanistan | AFG | 2022-01-02 | v8 | TRUE
https://raw.githubusercontent.com/mrc-ide/global-lmic-reports/master/AFG/projections.csv | 2021-03-12 | prevalence | 5015.03 | 5619.11 | 5817.64 | 5908.98 | 6183.21 | 6866.71 | Optimistic | Afghanistan | AFG | 2022-01-02 | v8 | TRUE
https://raw.githubusercontent.com/mrc-ide/global-lmic-reports/master/AFG/projections.csv | 2021-03-12 | cumulative_infections | 1038662.88 | 1077484.55 | 1111929.86 | 1115620.4 | 1132446.49 | 1232012.32 | Optimistic | Afghanistan | AFG | 2022-01-02 | v8 | TRUE
https://raw.githubusercontent.com/mrc-ide/global-lmic-reports/master/AFG/projections.csv | 2021-03-12 | cumulative_deaths | 2227.46 | 2320.59 | 2398.63 | 2404.99 | 2443.72 | 2681.36 | Optimistic | Afghanistan | AFG | 2022-01-02 | v8 | TRUE
https://raw.githubusercontent.com/mrc-ide/global-lmic-reports/master/AFG/projections.csv | 2021-03-12 | Rt | 1.35 | 1.39 | 1.42 | 1.42 | 1.45 | 1.51 | Optimistic | Afghanistan | AFG | 2022-01-02 | v8 | TRUE
https://raw.githubusercontent.com/mrc-ide/global-lmic-reports/master/AFG/projections.csv | 2021-03-12 | Reff | 1.32 | 1.35 | 1.38 | 1.38 | 1.41 | 1.47 | Optimistic | Afghanistan | AFG | 2022-01-02 | v8 | TRUE
https://raw.githubusercontent.com/mrc-ide/global-lmic-reports/master/AFG/projections.csv | 2021-03-12 | infections | 856.12 | 949.82 | 986 | 1000.08 | 1051.58 | 1165.46 | Pessimistic | Afghanistan | AFG | 2022-01-02 | v8 | TRUE
https://raw.githubusercontent.com/mrc-ide/global-lmic-reports/master/AFG/projections.csv | 2021-03-12 | deaths | 0.98 | 1.12 | 1.18 | 1.18 | 1.23 | 1.39 | Pessimistic | Afghanistan | AFG | 2022-01-02 | v8 | TRUE
https://raw.githubusercontent.com/mrc-ide/global-lmic-reports/master/AFG/projections.csv | 2021-03-12 | hospital_demand | 40.92 | 47.13 | 49.02 | 49.29 | 51.26 | 58.05 | Pessimistic | Afghanistan | AFG | 2022-01-02 | v8 | TRUE
https://raw.githubusercontent.com/mrc-ide/global-lmic-reports/master/AFG/projections.csv | 2021-03-12 | ICU_demand | 15.84 | 17.98 | 18.89 | 18.91 | 19.7 | 22.24 | Pessimistic | Afghanistan | AFG | 2022-01-02 | v8 | TRUE
https://raw.githubusercontent.com/mrc-ide/global-lmic-reports/master/AFG/projections.csv | 2021-03-12 | hospital_incidence | 5.37 | 6.12 | 6.32 | 6.41 | 6.65 | 7.48 | Pessimistic | Afghanistan | AFG | 2022-01-02 | v8 | TRUE
https://raw.githubusercontent.com/mrc-ide/global-lmic-reports/master/AFG/projections.csv | 2021-03-12 | ICU_incidence | 1.54 | 1.75 | 1.81 | 1.83 | 1.9 | 2.14 | Pessimistic | Afghanistan | AFG | 2022-01-02 | v8 | TRUE
https://raw.githubusercontent.com/mrc-ide/global-lmic-reports/master/AFG/projections.csv | 2021-03-12 | prevalence | 5015.03 | 5619.11 | 5817.64 | 5908.98 | 6183.21 | 6866.71 | Pessimistic | Afghanistan | AFG | 2022-01-02 | v8 | TRUE
https://raw.githubusercontent.com/mrc-ide/global-lmic-reports/master/AFG/projections.csv | 2021-03-12 | cumulative_infections | 1038662.88 | 1077484.55 | 1111929.86 | 1115620.4 | 1132446.49 | 1232012.32 | Pessimistic | Afghanistan | AFG | 2022-01-02 | v8 | TRUE
https://raw.githubusercontent.com/mrc-ide/global-lmic-reports/master/AFG/projections.csv | 2021-03-12 | cumulative_deaths | 2227.46 | 2320.59 | 2398.63 | 2404.99 | 2443.72 | 2681.36 | Pessimistic | Afghanistan | AFG | 2022-01-02 | v8 | TRUE
https://raw.githubusercontent.com/mrc-ide/global-lmic-reports/master/AFG/projections.csv | 2021-03-12 | Rt | 1.35 | 1.39 | 1.42 | 1.42 | 1.45 | 1.51 | Pessimistic | Afghanistan | AFG | 2022-01-02 | v8 | TRUE
https://raw.githubusercontent.com/mrc-ide/global-lmic-reports/master/AFG/projections.csv | 2021-03-12 | Reff | 1.32 | 1.35 | 1.38 | 1.38 | 1.41 | 1.47 | Pessimistic | Afghanistan | AFG | 2022-01-02 | v8 | TRUE
https://raw.githubusercontent.com/mrc-ide/global-lmic-reports/master/AFG/projections.csv | 2021-03-12 | infections | 856.12 | 949.82 | 986 | 1000.08 | 1051.58 | 1165.46 | Relax Interventions 50% | Afghanistan | AFG | 2022-01-02 | v8 | TRUE
https://raw.githubusercontent.com/mrc-ide/global-lmic-reports/master/AFG/projections.csv | 2021-03-12 | deaths | 0.98 | 1.12 | 1.18 | 1.18 | 1.23 | 1.39 | Relax Interventions 50% | Afghanistan | AFG | 2022-01-02 | v8 | TRUE
https://raw.githubusercontent.com/mrc-ide/global-lmic-reports/master/AFG/projections.csv | 2021-03-12 | hospital_demand | 40.92 | 47.13 | 49.02 | 49.29 | 51.26 | 58.05 | Relax Interventions 50% | Afghanistan | AFG | 2022-01-02 | v8 | TRUE
https://raw.githubusercontent.com/mrc-ide/global-lmic-reports/master/AFG/projections.csv | 2021-03-12 | ICU_demand | 15.84 | 17.98 | 18.89 | 18.91 | 19.7 | 22.24 | Relax Interventions 50% | Afghanistan | AFG | 2022-01-02 | v8 | TRUE
https://raw.githubusercontent.com/mrc-ide/global-lmic-reports/master/AFG/projections.csv | 2021-03-12 | hospital_incidence | 5.37 | 6.12 | 6.32 | 6.41 | 6.65 | 7.48 | Relax Interventions 50% | Afghanistan | AFG | 2022-01-02 | v8 | TRUE
https://raw.githubusercontent.com/mrc-ide/global-lmic-reports/master/AFG/projections.csv | 2021-03-12 | ICU_incidence | 1.54 | 1.75 | 1.81 | 1.83 | 1.9 | 2.14 | Relax Interventions 50% | Afghanistan | AFG | 2022-01-02 | v8 | TRUE
https://raw.githubusercontent.com/mrc-ide/global-lmic-reports/master/AFG/projections.csv | 2021-03-12 | prevalence | 5015.03 | 5619.11 | 5817.64 | 5908.98 | 6183.21 | 6866.71 | Relax Interventions 50% | Afghanistan | AFG | 2022-01-02 | v8 | TRUE
https://raw.githubusercontent.com/mrc-ide/global-lmic-reports/master/AFG/projections.csv | 2021-03-12 | cumulative_infections | 1038662.88 | 1077484.55 | 1111929.86 | 1115620.4 | 1132446.49 | 1232012.32 | Relax Interventions 50% | Afghanistan | AFG | 2022-01-02 | v8 | TRUE
https://raw.githubusercontent.com/mrc-ide/global-lmic-reports/master/AFG/projections.csv | 2021-03-12 | cumulative_deaths | 2227.46 | 2320.59 | 2398.63 | 2404.99 | 2443.72 | 2681.36 | Relax Interventions 50% | Afghanistan | AFG | 2022-01-02 | v8 | TRUE
https://raw.githubusercontent.com/mrc-ide/global-lmic-reports/master/AFG/projections.csv | 2021-03-12 | Rt | 1.35 | 1.39 | 1.42 | 1.42 | 1.45 | 1.51 | Relax Interventions 50% | Afghanistan | AFG | 2022-01-02 | v8 | TRUE
https://raw.githubusercontent.com/mrc-ide/global-lmic-reports/master/AFG/projections.csv | 2021-03-12 | Reff | 1.32 | 1.35 | 1.38 | 1.38 | 1.41 | 1.47 | Relax Interventions 50% | Afghanistan | AFG | 2022-01-02 | v8 | TRUE
https://raw.githubusercontent.com/mrc-ide/global-lmic-reports/master/AFG/projections.csv | 2021-03-12 | infections | 902.03 | 959.6 | 995.03 | 1002.79 | 1046.51 | 1114.18 | Surged Additional 50% Reduction | Afghanistan | AFG | 2022-01-02 | v8 | TRUE
https://raw.githubusercontent.com/mrc-ide/global-lmic-reports/master/AFG/projections.csv | 2021-03-12 | deaths | 1.01 | 1.1 | 1.16 | 1.17 | 1.24 | 1.32 | Surged Additional 50% Reduction | Afghanistan | AFG | 2022-01-02 | v8 | TRUE
https://raw.githubusercontent.com/mrc-ide/global-lmic-reports/master/AFG/projections.csv | 2021-03-12 | hospital_demand | 43.04 | 46.38 | 48.28 | 48.86 | 51.61 | 54.91 | Surged Additional 50% Reduction | Afghanistan | AFG | 2022-01-02 | v8 | TRUE
https://raw.githubusercontent.com/mrc-ide/global-lmic-reports/master/AFG/projections.csv | 2021-03-12 | ICU_demand | 16.44 | 17.74 | 18.52 | 18.72 | 19.78 | 21.04 | Surged Additional 50% Reduction | Afghanistan | AFG | 2022-01-02 | v8 | TRUE
https://raw.githubusercontent.com/mrc-ide/global-lmic-reports/master/AFG/projections.csv | 2021-03-12 | hospital_incidence | 5.76 | 6.04 | 6.35 | 6.39 | 6.71 | 7.15 | Surged Additional 50% Reduction | Afghanistan | AFG | 2022-01-02 | v8 | TRUE
https://raw.githubusercontent.com/mrc-ide/global-lmic-reports/master/AFG/projections.csv | 2021-03-12 | ICU_incidence | 1.65 | 1.73 | 1.82 | 1.83 | 1.92 | 2.04 | Surged Additional 50% Reduction | Afghanistan | AFG | 2022-01-02 | v8 | TRUE
https://raw.githubusercontent.com/mrc-ide/global-lmic-reports/master/AFG/projections.csv | 2021-03-12 | prevalence | 5336.86 | 5578.97 | 5858.58 | 5904.44 | 6174.03 | 6578.3 | Surged Additional 50% Reduction | Afghanistan | AFG | 2022-01-02 | v8 | TRUE
https://raw.githubusercontent.com/mrc-ide/global-lmic-reports/master/AFG/projections.csv | 2021-03-12 | cumulative_infections | 1031168.84 | 1076060.76 | 1104868.34 | 1104133.43 | 1132249.5 | 1184720.66 | Surged Additional 50% Reduction | Afghanistan | AFG | 2022-01-02 | v8 | TRUE
https://raw.githubusercontent.com/mrc-ide/global-lmic-reports/master/AFG/projections.csv | 2021-03-12 | cumulative_deaths | 2208.84 | 2305.49 | 2366.85 | 2366.52 | 2427.71 | 2540.22 | Surged Additional 50% Reduction | Afghanistan | AFG | 2022-01-02 | v8 | TRUE
https://raw.githubusercontent.com/mrc-ide/global-lmic-reports/master/AFG/projections.csv | 2021-03-12 | Rt | 1.36 | 1.39 | 1.42 | 1.42 | 1.45 | 1.48 | Surged Additional 50% Reduction | Afghanistan | AFG | 2022-01-02 | v8 | TRUE
https://raw.githubusercontent.com/mrc-ide/global-lmic-reports/master/AFG/projections.csv | 2021-03-12 | Reff | 1.32 | 1.35 | 1.39 | 1.38 | 1.41 | 1.44 | Surged Additional 50% Reduction | Afghanistan | AFG | 2022-01-02 | v8 | TRUE
https://raw.githubusercontent.com/mrc-ide/global-lmic-reports/master/AFG/projections.csv | 2021-03-12 | infections | 902.03 | 959.6 | 995.03 | 1002.79 | 1046.51 | 1114.18 | Surged Maintain Status Quo | Afghanistan | AFG | 2022-01-02 | v8 | TRUE
https://raw.githubusercontent.com/mrc-ide/global-lmic-reports/master/AFG/projections.csv | 2021-03-12 | deaths | 1.01 | 1.1 | 1.16 | 1.17 | 1.24 | 1.32 | Surged Maintain Status Quo | Afghanistan | AFG | 2022-01-02 | v8 | TRUE
https://raw.githubusercontent.com/mrc-ide/global-lmic-reports/master/AFG/projections.csv | 2021-03-12 | hospital_demand | 43.04 | 46.38 | 48.28 | 48.86 | 51.61 | 54.91 | Surged Maintain Status Quo | Afghanistan | AFG | 2022-01-02 | v8 | TRUE
https://raw.githubusercontent.com/mrc-ide/global-lmic-reports/master/AFG/projections.csv | 2021-03-12 | ICU_demand | 16.44 | 17.74 | 18.52 | 18.72 | 19.78 | 21.04 | Surged Maintain Status Quo | Afghanistan | AFG | 2022-01-02 | v8 | TRUE
https://raw.githubusercontent.com/mrc-ide/global-lmic-reports/master/AFG/projections.csv | 2021-03-12 | hospital_incidence | 5.76 | 6.04 | 6.35 | 6.39 | 6.71 | 7.15 | Surged Maintain Status Quo | Afghanistan | AFG | 2022-01-02 | v8 | TRUE
https://raw.githubusercontent.com/mrc-ide/global-lmic-reports/master/AFG/projections.csv | 2021-03-12 | ICU_incidence | 1.65 | 1.73 | 1.82 | 1.83 | 1.92 | 2.04 | Surged Maintain Status Quo | Afghanistan | AFG | 2022-01-02 | v8 | TRUE
https://raw.githubusercontent.com/mrc-ide/global-lmic-reports/master/AFG/projections.csv | 2021-03-12 | prevalence | 5336.86 | 5578.97 | 5858.58 | 5904.44 | 6174.03 | 6578.3 | Surged Maintain Status Quo | Afghanistan | AFG | 2022-01-02 | v8 | TRUE
https://raw.githubusercontent.com/mrc-ide/global-lmic-reports/master/AFG/projections.csv | 2021-03-12 | cumulative_infections | 1031168.84 | 1076060.76 | 1104868.34 | 1104133.43 | 1132249.5 | 1184720.66 | Surged Maintain Status Quo | Afghanistan | AFG | 2022-01-02 | v8 | TRUE
https://raw.githubusercontent.com/mrc-ide/global-lmic-reports/master/AFG/projections.csv | 2021-03-12 | cumulative_deaths | 2208.84 | 2305.49 | 2366.85 | 2366.52 | 2427.71 | 2540.22 | Surged Maintain Status Quo | Afghanistan | AFG | 2022-01-02 | v8 | TRUE
https://raw.githubusercontent.com/mrc-ide/global-lmic-reports/master/AFG/projections.csv | 2021-03-12 | Rt | 1.36 | 1.39 | 1.42 | 1.42 | 1.45 | 1.48 | Surged Maintain Status Quo | Afghanistan | AFG | 2022-01-02 | v8 | TRUE
https://raw.githubusercontent.com/mrc-ide/global-lmic-reports/master/AFG/projections.csv | 2021-03-12 | Reff | 1.32 | 1.35 | 1.39 | 1.38 | 1.41 | 1.44 | Surged Maintain Status Quo | Afghanistan | AFG | 2022-01-02 | v8 | TRUE
https://raw.githubusercontent.com/mrc-ide/global-lmic-reports/master/AFG/projections.csv | 2021-03-12 | infections | 902.03 | 959.6 | 995.03 | 1002.79 | 1046.51 | 1114.18 | Surged Optimistic | Afghanistan | AFG | 2022-01-02 | v8 | TRUE
https://raw.githubusercontent.com/mrc-ide/global-lmic-reports/master/AFG/projections.csv | 2021-03-12 | deaths | 1.01 | 1.1 | 1.16 | 1.17 | 1.24 | 1.32 | Surged Optimistic | Afghanistan | AFG | 2022-01-02 | v8 | TRUE
https://raw.githubusercontent.com/mrc-ide/global-lmic-reports/master/AFG/projections.csv | 2021-03-12 | hospital_demand | 43.04 | 46.38 | 48.28 | 48.86 | 51.61 | 54.91 | Surged Optimistic | Afghanistan | AFG | 2022-01-02 | v8 | TRUE
https://raw.githubusercontent.com/mrc-ide/global-lmic-reports/master/AFG/projections.csv | 2021-03-12 | ICU_demand | 16.44 | 17.74 | 18.52 | 18.72 | 19.78 | 21.04 | Surged Optimistic | Afghanistan | AFG | 2022-01-02 | v8 | TRUE
https://raw.githubusercontent.com/mrc-ide/global-lmic-reports/master/AFG/projections.csv | 2021-03-12 | hospital_incidence | 5.76 | 6.04 | 6.35 | 6.39 | 6.71 | 7.15 | Surged Optimistic | Afghanistan | AFG | 2022-01-02 | v8 | TRUE
https://raw.githubusercontent.com/mrc-ide/global-lmic-reports/master/AFG/projections.csv | 2021-03-12 | ICU_incidence | 1.65 | 1.73 | 1.82 | 1.83 | 1.92 | 2.04 | Surged Optimistic | Afghanistan | AFG | 2022-01-02 | v8 | TRUE
https://raw.githubusercontent.com/mrc-ide/global-lmic-reports/master/AFG/projections.csv | 2021-03-12 | prevalence | 5336.86 | 5578.97 | 5858.58 | 5904.44 | 6174.03 | 6578.3 | Surged Optimistic | Afghanistan | AFG | 2022-01-02 | v8 | TRUE
https://raw.githubusercontent.com/mrc-ide/global-lmic-reports/master/AFG/projections.csv | 2021-03-12 | cumulative_infections | 1031168.84 | 1076060.76 | 1104868.34 | 1104133.43 | 1132249.5 | 1184720.66 | Surged Optimistic | Afghanistan | AFG | 2022-01-02 | v8 | TRUE
https://raw.githubusercontent.com/mrc-ide/global-lmic-reports/master/AFG/projections.csv | 2021-03-12 | cumulative_deaths | 2208.84 | 2305.49 | 2366.85 | 2366.52 | 2427.71 | 2540.22 | Surged Optimistic | Afghanistan | AFG | 2022-01-02 | v8 | TRUE
https://raw.githubusercontent.com/mrc-ide/global-lmic-reports/master/AFG/projections.csv | 2021-03-12 | Rt | 1.36 | 1.39 | 1.42 | 1.42 | 1.45 | 1.48 | Surged Optimistic | Afghanistan | AFG | 2022-01-02 | v8 | TRUE
https://raw.githubusercontent.com/mrc-ide/global-lmic-reports/master/AFG/projections.csv | 2021-03-12 | Reff | 1.32 | 1.35 | 1.39 | 1.38 | 1.41 | 1.44 | Surged Optimistic | Afghanistan | AFG | 2022-01-02 | v8 | TRUE
https://raw.githubusercontent.com/mrc-ide/global-lmic-reports/master/AFG/projections.csv | 2021-03-12 | infections | 902.03 | 959.6 | 995.03 | 1002.79 | 1046.51 | 1114.18 | Surged Pessimistic | Afghanistan | AFG | 2022-01-02 | v8 | TRUE
https://raw.githubusercontent.com/mrc-ide/global-lmic-reports/master/AFG/projections.csv | 2021-03-12 | deaths | 1.01 | 1.1 | 1.16 | 1.17 | 1.24 | 1.32 | Surged Pessimistic | Afghanistan | AFG | 2022-01-02 | v8 | TRUE
https://raw.githubusercontent.com/mrc-ide/global-lmic-reports/master/AFG/projections.csv | 2021-03-12 | hospital_demand | 43.04 | 46.38 | 48.28 | 48.86 | 51.61 | 54.91 | Surged Pessimistic | Afghanistan | AFG | 2022-01-02 | v8 | TRUE
https://raw.githubusercontent.com/mrc-ide/global-lmic-reports/master/AFG/projections.csv | 2021-03-12 | ICU_demand | 16.44 | 17.74 | 18.52 | 18.72 | 19.78 | 21.04 | Surged Pessimistic | Afghanistan | AFG | 2022-01-02 | v8 | TRUE
https://raw.githubusercontent.com/mrc-ide/global-lmic-reports/master/AFG/projections.csv | 2021-03-12 | hospital_incidence | 5.76 | 6.04 | 6.35 | 6.39 | 6.71 | 7.15 | Surged Pessimistic | Afghanistan | AFG | 2022-01-02 | v8 | TRUE
https://raw.githubusercontent.com/mrc-ide/global-lmic-reports/master/AFG/projections.csv | 2021-03-12 | ICU_incidence | 1.65 | 1.73 | 1.82 | 1.83 | 1.92 | 2.04 | Surged Pessimistic | Afghanistan | AFG | 2022-01-02 | v8 | TRUE
https://raw.githubusercontent.com/mrc-ide/global-lmic-reports/master/AFG/projections.csv | 2021-03-12 | prevalence | 5336.86 | 5578.97 | 5858.58 | 5904.44 | 6174.03 | 6578.3 | Surged Pessimistic | Afghanistan | AFG | 2022-01-02 | v8 | TRUE
https://raw.githubusercontent.com/mrc-ide/global-lmic-reports/master/AFG/projections.csv | 2021-03-12 | cumulative_infections | 1031168.84 | 1076060.76 | 1104868.34 | 1104133.43 | 1132249.5 | 1184720.66 | Surged Pessimistic | Afghanistan | AFG | 2022-01-02 | v8 | TRUE
https://raw.githubusercontent.com/mrc-ide/global-lmic-reports/master/AFG/projections.csv | 2021-03-12 | cumulative_deaths | 2208.84 | 2305.49 | 2366.85 | 2366.52 | 2427.71 | 2540.22 | Surged Pessimistic | Afghanistan | AFG | 2022-01-02 | v8 | TRUE
https://raw.githubusercontent.com/mrc-ide/global-lmic-reports/master/AFG/projections.csv | 2021-03-12 | Rt | 1.36 | 1.39 | 1.42 | 1.42 | 1.45 | 1.48 | Surged Pessimistic | Afghanistan | AFG | 2022-01-02 | v8 | TRUE
https://raw.githubusercontent.com/mrc-ide/global-lmic-reports/master/AFG/projections.csv | 2021-03-12 | Reff | 1.32 | 1.35 | 1.39 | 1.38 | 1.41 | 1.44 | Surged Pessimistic | Afghanistan | AFG | 2022-01-02 | v8 | TRUE
https://raw.githubusercontent.com/mrc-ide/global-lmic-reports/master/AFG/projections.csv | 2021-03-12 | infections | 902.03 | 959.6 | 995.03 | 1002.79 | 1046.51 | 1114.18 | Surged Relax Interventions 50% | Afghanistan | AFG | 2022-01-02 | v8 | TRUE
https://raw.githubusercontent.com/mrc-ide/global-lmic-reports/master/AFG/projections.csv | 2021-03-12 | deaths | 1.01 | 1.1 | 1.16 | 1.17 | 1.24 | 1.32 | Surged Relax Interventions 50% | Afghanistan | AFG | 2022-01-02 | v8 | TRUE
https://raw.githubusercontent.com/mrc-ide/global-lmic-reports/master/AFG/projections.csv | 2021-03-12 | hospital_demand | 43.04 | 46.38 | 48.28 | 48.86 | 51.61 | 54.91 | Surged Relax Interventions 50% | Afghanistan | AFG | 2022-01-02 | v8 | TRUE
https://raw.githubusercontent.com/mrc-ide/global-lmic-reports/master/AFG/projections.csv | 2021-03-12 | ICU_demand | 16.44 | 17.74 | 18.52 | 18.72 | 19.78 | 21.04 | Surged Relax Interventions 50% | Afghanistan | AFG | 2022-01-02 | v8 | TRUE
https://raw.githubusercontent.com/mrc-ide/global-lmic-reports/master/AFG/projections.csv | 2021-03-12 | hospital_incidence | 5.76 | 6.04 | 6.35 | 6.39 | 6.71 | 7.15 | Surged Relax Interventions 50% | Afghanistan | AFG | 2022-01-02 | v8 | TRUE
https://raw.githubusercontent.com/mrc-ide/global-lmic-reports/master/AFG/projections.csv | 2021-03-12 | ICU_incidence | 1.65 | 1.73 | 1.82 | 1.83 | 1.92 | 2.04 | Surged Relax Interventions 50% | Afghanistan | AFG | 2022-01-02 | v8 | TRUE
https://raw.githubusercontent.com/mrc-ide/global-lmic-reports/master/AFG/projections.csv | 2021-03-12 | prevalence | 5336.86 | 5578.97 | 5858.58 | 5904.44 | 6174.03 | 6578.3 | Surged Relax Interventions 50% | Afghanistan | AFG | 2022-01-02 | v8 | TRUE
https://raw.githubusercontent.com/mrc-ide/global-lmic-reports/master/AFG/projections.csv | 2021-03-12 | cumulative_infections | 1031168.84 | 1076060.76 | 1104868.34 | 1104133.43 | 1132249.5 | 1184720.66 | Surged Relax Interventions 50% | Afghanistan | AFG | 2022-01-02 | v8 | TRUE
https://raw.githubusercontent.com/mrc-ide/global-lmic-reports/master/AFG/projections.csv | 2021-03-12 | cumulative_deaths | 2208.84 | 2305.49 | 2366.85 | 2366.52 | 2427.71 | 2540.22 | Surged Relax Interventions 50% | Afghanistan | AFG | 2022-01-02 | v8 | TRUE
https://raw.githubusercontent.com/mrc-ide/global-lmic-reports/master/AFG/projections.csv | 2021-03-12 | Rt | 1.36 | 1.39 | 1.42 | 1.42 | 1.45 | 1.48 | Surged Relax Interventions 50% | Afghanistan | AFG | 2022-01-02 | v8 | TRUE
https://raw.githubusercontent.com/mrc-ide/global-lmic-reports/master/AFG/projections.csv | 2021-03-12 | Reff | 1.32 | 1.35 | 1.39 | 1.38 | 1.41 | 1.44 | Surged Relax Interventions 50% | Afghanistan | AFG | 2022-01-02 | v8 | TRUE
https://raw.githubusercontent.com/mrc-ide/global-lmic-reports/master/AFG/projections.csv | 2021-03-13 | infections | 987.43 | 1056.78 | 1106.59 | 1115.59 | 1162.86 | 1294.66 | Additional 50% Reduction | Afghanistan | AFG | 2022-01-02 | v8 | TRUE
https://raw.githubusercontent.com/mrc-ide/global-lmic-reports/master/AFG/projections.csv | 2021-03-13 | deaths | 1 | 1.14 | 1.21 | 1.21 | 1.26 | 1.42 | Additional 50% Reduction | Afghanistan | AFG | 2022-01-02 | v8 | TRUE
https://raw.githubusercontent.com/mrc-ide/global-lmic-reports/master/AFG/projections.csv | 2021-03-13 | hospital_demand | 42.25 | 48.67 | 50.4 | 50.82 | 53.01 | 59.74 | Additional 50% Reduction | Afghanistan | AFG | 2022-01-02 | v8 | TRUE
https://raw.githubusercontent.com/mrc-ide/global-lmic-reports/master/AFG/projections.csv | 2021-03-13 | ICU_demand | 16.2 | 18.5 | 19.26 | 19.38 | 20.17 | 22.75 | Additional 50% Reduction | Afghanistan | AFG | 2022-01-02 | v8 | TRUE
https://raw.githubusercontent.com/mrc-ide/global-lmic-reports/master/AFG/projections.csv | 2021-03-13 | hospital_incidence | 5.61 | 6.36 | 6.58 | 6.68 | 6.94 | 7.78 | Additional 50% Reduction | Afghanistan | AFG | 2022-01-02 | v8 | TRUE
https://raw.githubusercontent.com/mrc-ide/global-lmic-reports/master/AFG/projections.csv | 2021-03-13 | ICU_incidence | 1.61 | 1.82 | 1.88 | 1.91 | 1.98 | 2.23 | Additional 50% Reduction | Afghanistan | AFG | 2022-01-02 | v8 | TRUE
https://raw.githubusercontent.com/mrc-ide/global-lmic-reports/master/AFG/projections.csv | 2021-03-13 | prevalence | 5310.2 | 5913.16 | 6129.94 | 6216.47 | 6503.21 | 7210.28 | Additional 50% Reduction | Afghanistan | AFG | 2022-01-02 | v8 | TRUE
https://raw.githubusercontent.com/mrc-ide/global-lmic-reports/master/AFG/projections.csv | 2021-03-13 | cumulative_infections | 1039775.79 | 1078574.19 | 1113024.58 | 1116735.99 | 1133657.39 | 1233192.74 | Additional 50% Reduction | Afghanistan | AFG | 2022-01-02 | v8 | TRUE
https://raw.githubusercontent.com/mrc-ide/global-lmic-reports/master/AFG/projections.csv | 2021-03-13 | cumulative_deaths | 2228.53 | 2321.7 | 2399.86 | 2406.2 | 2445.08 | 2682.54 | Additional 50% Reduction | Afghanistan | AFG | 2022-01-02 | v8 | TRUE
https://raw.githubusercontent.com/mrc-ide/global-lmic-reports/master/AFG/projections.csv | 2021-03-13 | Rt | 1.33 | 1.37 | 1.39 | 1.4 | 1.43 | 1.48 | Additional 50% Reduction | Afghanistan | AFG | 2022-01-02 | v8 | TRUE
https://raw.githubusercontent.com/mrc-ide/global-lmic-reports/master/AFG/projections.csv | 2021-03-13 | Reff | 1.29 | 1.33 | 1.35 | 1.36 | 1.39 | 1.45 | Additional 50% Reduction | Afghanistan | AFG | 2022-01-02 | v8 | TRUE
https://raw.githubusercontent.com/mrc-ide/global-lmic-reports/master/AFG/projections.csv | 2021-03-13 | infections | 987.43 | 1056.78 | 1106.59 | 1115.59 | 1162.86 | 1294.66 | Maintain Status Quo | Afghanistan | AFG | 2022-01-02 | v8 | TRUE
https://raw.githubusercontent.com/mrc-ide/global-lmic-reports/master/AFG/projections.csv | 2021-03-13 | deaths | 1 | 1.14 | 1.21 | 1.21 | 1.26 | 1.42 | Maintain Status Quo | Afghanistan | AFG | 2022-01-02 | v8 | TRUE
https://raw.githubusercontent.com/mrc-ide/global-lmic-reports/master/AFG/projections.csv | 2021-03-13 | hospital_demand | 42.25 | 48.67 | 50.4 | 50.82 | 53.01 | 59.74 | Maintain Status Quo | Afghanistan | AFG | 2022-01-02 | v8 | TRUE
https://raw.githubusercontent.com/mrc-ide/global-lmic-reports/master/AFG/projections.csv | 2021-03-13 | ICU_demand | 16.2 | 18.5 | 19.26 | 19.38 | 20.17 | 22.75 | Maintain Status Quo | Afghanistan | AFG | 2022-01-02 | v8 | TRUE
https://raw.githubusercontent.com/mrc-ide/global-lmic-reports/master/AFG/projections.csv | 2021-03-13 | hospital_incidence | 5.61 | 6.36 | 6.58 | 6.68 | 6.94 | 7.78 | Maintain Status Quo | Afghanistan | AFG | 2022-01-02 | v8 | TRUE
https://raw.githubusercontent.com/mrc-ide/global-lmic-reports/master/AFG/projections.csv | 2021-03-13 | ICU_incidence | 1.61 | 1.82 | 1.88 | 1.91 | 1.98 | 2.23 | Maintain Status Quo | Afghanistan | AFG | 2022-01-02 | v8 | TRUE
https://raw.githubusercontent.com/mrc-ide/global-lmic-reports/master/AFG/projections.csv | 2021-03-13 | prevalence | 5310.2 | 5913.16 | 6129.94 | 6216.47 | 6503.21 | 7210.28 | Maintain Status Quo | Afghanistan | AFG | 2022-01-02 | v8 | TRUE
https://raw.githubusercontent.com/mrc-ide/global-lmic-reports/master/AFG/projections.csv | 2021-03-13 | cumulative_infections | 1039775.79 | 1078574.19 | 1113024.58 | 1116735.99 | 1133657.39 | 1233192.74 | Maintain Status Quo | Afghanistan | AFG | 2022-01-02 | v8 | TRUE
https://raw.githubusercontent.com/mrc-ide/global-lmic-reports/master/AFG/projections.csv | 2021-03-13 | cumulative_deaths | 2228.53 | 2321.7 | 2399.86 | 2406.2 | 2445.08 | 2682.54 | Maintain Status Quo | Afghanistan | AFG | 2022-01-02 | v8 | TRUE
https://raw.githubusercontent.com/mrc-ide/global-lmic-reports/master/AFG/projections.csv | 2021-03-13 | Rt | 1.33 | 1.37 | 1.39 | 1.4 | 1.43 | 1.48 | Maintain Status Quo | Afghanistan | AFG | 2022-01-02 | v8 | TRUE
https://raw.githubusercontent.com/mrc-ide/global-lmic-reports/master/AFG/projections.csv | 2021-03-13 | Reff | 1.29 | 1.33 | 1.35 | 1.36 | 1.39 | 1.45 | Maintain Status Quo | Afghanistan | AFG | 2022-01-02 | v8 | TRUE
https://raw.githubusercontent.com/mrc-ide/global-lmic-reports/master/AFG/projections.csv | 2021-03-13 | infections | 987.43 | 1056.78 | 1106.59 | 1115.59 | 1162.86 | 1294.66 | Optimistic | Afghanistan | AFG | 2022-01-02 | v8 | TRUE
https://raw.githubusercontent.com/mrc-ide/global-lmic-reports/master/AFG/projections.csv | 2021-03-13 | deaths | 1 | 1.14 | 1.21 | 1.21 | 1.26 | 1.42 | Optimistic | Afghanistan | AFG | 2022-01-02 | v8 | TRUE
https://raw.githubusercontent.com/mrc-ide/global-lmic-reports/master/AFG/projections.csv | 2021-03-13 | hospital_demand | 42.25 | 48.67 | 50.4 | 50.82 | 53.01 | 59.74 | Optimistic | Afghanistan | AFG | 2022-01-02 | v8 | TRUE
https://raw.githubusercontent.com/mrc-ide/global-lmic-reports/master/AFG/projections.csv | 2021-03-13 | ICU_demand | 16.2 | 18.5 | 19.26 | 19.38 | 20.17 | 22.75 | Optimistic | Afghanistan | AFG | 2022-01-02 | v8 | TRUE
https://raw.githubusercontent.com/mrc-ide/global-lmic-reports/master/AFG/projections.csv | 2021-03-13 | hospital_incidence | 5.61 | 6.36 | 6.58 | 6.68 | 6.94 | 7.78 | Optimistic | Afghanistan | AFG | 2022-01-02 | v8 | TRUE
https://raw.githubusercontent.com/mrc-ide/global-lmic-reports/master/AFG/projections.csv | 2021-03-13 | ICU_incidence | 1.61 | 1.82 | 1.88 | 1.91 | 1.98 | 2.23 | Optimistic | Afghanistan | AFG | 2022-01-02 | v8 | TRUE
https://raw.githubusercontent.com/mrc-ide/global-lmic-reports/master/AFG/projections.csv | 2021-03-13 | prevalence | 5310.2 | 5913.16 | 6129.94 | 6216.47 | 6503.21 | 7210.28 | Optimistic | Afghanistan | AFG | 2022-01-02 | v8 | TRUE
https://raw.githubusercontent.com/mrc-ide/global-lmic-reports/master/AFG/projections.csv | 2021-03-13 | cumulative_infections | 1039775.79 | 1078574.19 | 1113024.58 | 1116735.99 | 1133657.39 | 1233192.74 | Optimistic | Afghanistan | AFG | 2022-01-02 | v8 | TRUE
https://raw.githubusercontent.com/mrc-ide/global-lmic-reports/master/AFG/projections.csv | 2021-03-13 | cumulative_deaths | 2228.53 | 2321.7 | 2399.86 | 2406.2 | 2445.08 | 2682.54 | Optimistic | Afghanistan | AFG | 2022-01-02 | v8 | TRUE
https://raw.githubusercontent.com/mrc-ide/global-lmic-reports/master/AFG/projections.csv | 2021-03-13 | Rt | 1.33 | 1.37 | 1.39 | 1.4 | 1.43 | 1.48 | Optimistic | Afghanistan | AFG | 2022-01-02 | v8 | TRUE
https://raw.githubusercontent.com/mrc-ide/global-lmic-reports/master/AFG/projections.csv | 2021-03-13 | Reff | 1.29 | 1.33 | 1.35 | 1.36 | 1.39 | 1.45 | Optimistic | Afghanistan | AFG | 2022-01-02 | v8 | TRUE
https://raw.githubusercontent.com/mrc-ide/global-lmic-reports/master/AFG/projections.csv | 2021-03-13 | infections | 987.43 | 1056.78 | 1106.59 | 1115.59 | 1162.86 | 1294.66 | Pessimistic | Afghanistan | AFG | 2022-01-02 | v8 | TRUE
https://raw.githubusercontent.com/mrc-ide/global-lmic-reports/master/AFG/projections.csv | 2021-03-13 | deaths | 1 | 1.14 | 1.21 | 1.21 | 1.26 | 1.42 | Pessimistic | Afghanistan | AFG | 2022-01-02 | v8 | TRUE
https://raw.githubusercontent.com/mrc-ide/global-lmic-reports/master/AFG/projections.csv | 2021-03-13 | hospital_demand | 42.25 | 48.67 | 50.4 | 50.82 | 53.01 | 59.74 | Pessimistic | Afghanistan | AFG | 2022-01-02 | v8 | TRUE
https://raw.githubusercontent.com/mrc-ide/global-lmic-reports/master/AFG/projections.csv | 2021-03-13 | ICU_demand | 16.2 | 18.5 | 19.26 | 19.38 | 20.17 | 22.75 | Pessimistic | Afghanistan | AFG | 2022-01-02 | v8 | TRUE
https://raw.githubusercontent.com/mrc-ide/global-lmic-reports/master/AFG/projections.csv | 2021-03-13 | hospital_incidence | 5.61 | 6.36 | 6.58 | 6.68 | 6.94 | 7.78 | Pessimistic | Afghanistan | AFG | 2022-01-02 | v8 | TRUE
https://raw.githubusercontent.com/mrc-ide/global-lmic-reports/master/AFG/projections.csv | 2021-03-13 | ICU_incidence | 1.61 | 1.82 | 1.88 | 1.91 | 1.98 | 2.23 | Pessimistic | Afghanistan | AFG | 2022-01-02 | v8 | TRUE
https://raw.githubusercontent.com/mrc-ide/global-lmic-reports/master/AFG/projections.csv | 2021-03-13 | prevalence | 5310.2 | 5913.16 | 6129.94 | 6216.47 | 6503.21 | 7210.28 | Pessimistic | Afghanistan | AFG | 2022-01-02 | v8 | TRUE
https://raw.githubusercontent.com/mrc-ide/global-lmic-reports/master/AFG/projections.csv | 2021-03-13 | cumulative_infections | 1039775.79 | 1078574.19 | 1113024.58 | 1116735.99 | 1133657.39 | 1233192.74 | Pessimistic | Afghanistan | AFG | 2022-01-02 | v8 | TRUE
https://raw.githubusercontent.com/mrc-ide/global-lmic-reports/master/AFG/projections.csv | 2021-03-13 | cumulative_deaths | 2228.53 | 2321.7 | 2399.86 | 2406.2 | 2445.08 | 2682.54 | Pessimistic | Afghanistan | AFG | 2022-01-02 | v8 | TRUE
https://raw.githubusercontent.com/mrc-ide/global-lmic-reports/master/AFG/projections.csv | 2021-03-13 | Rt | 1.33 | 1.37 | 1.39 | 1.4 | 1.43 | 1.48 | Pessimistic | Afghanistan | AFG | 2022-01-02 | v8 | TRUE
https://raw.githubusercontent.com/mrc-ide/global-lmic-reports/master/AFG/projections.csv | 2021-03-13 | Reff | 1.29 | 1.33 | 1.35 | 1.36 | 1.39 | 1.45 | Pessimistic | Afghanistan | AFG | 2022-01-02 | v8 | TRUE
https://raw.githubusercontent.com/mrc-ide/global-lmic-reports/master/AFG/projections.csv | 2021-03-13 | infections | 987.43 | 1056.78 | 1106.59 | 1115.59 | 1162.86 | 1294.66 | Relax Interventions 50% | Afghanistan | AFG | 2022-01-02 | v8 | TRUE
https://raw.githubusercontent.com/mrc-ide/global-lmic-reports/master/AFG/projections.csv | 2021-03-13 | deaths | 1 | 1.14 | 1.21 | 1.21 | 1.26 | 1.42 | Relax Interventions 50% | Afghanistan | AFG | 2022-01-02 | v8 | TRUE
https://raw.githubusercontent.com/mrc-ide/global-lmic-reports/master/AFG/projections.csv | 2021-03-13 | hospital_demand | 42.25 | 48.67 | 50.4 | 50.82 | 53.01 | 59.74 | Relax Interventions 50% | Afghanistan | AFG | 2022-01-02 | v8 | TRUE
https://raw.githubusercontent.com/mrc-ide/global-lmic-reports/master/AFG/projections.csv | 2021-03-13 | ICU_demand | 16.2 | 18.5 | 19.26 | 19.38 | 20.17 | 22.75 | Relax Interventions 50% | Afghanistan | AFG | 2022-01-02 | v8 | TRUE
https://raw.githubusercontent.com/mrc-ide/global-lmic-reports/master/AFG/projections.csv | 2021-03-13 | hospital_incidence | 5.61 | 6.36 | 6.58 | 6.68 | 6.94 | 7.78 | Relax Interventions 50% | Afghanistan | AFG | 2022-01-02 | v8 | TRUE
https://raw.githubusercontent.com/mrc-ide/global-lmic-reports/master/AFG/projections.csv | 2021-03-13 | ICU_incidence | 1.61 | 1.82 | 1.88 | 1.91 | 1.98 | 2.23 | Relax Interventions 50% | Afghanistan | AFG | 2022-01-02 | v8 | TRUE
https://raw.githubusercontent.com/mrc-ide/global-lmic-reports/master/AFG/projections.csv | 2021-03-13 | prevalence | 5310.2 | 5913.16 | 6129.94 | 6216.47 | 6503.21 | 7210.28 | Relax Interventions 50% | Afghanistan | AFG | 2022-01-02 | v8 | TRUE
https://raw.githubusercontent.com/mrc-ide/global-lmic-reports/master/AFG/projections.csv | 2021-03-13 | cumulative_infections | 1039775.79 | 1078574.19 | 1113024.58 | 1116735.99 | 1133657.39 | 1233192.74 | Relax Interventions 50% | Afghanistan | AFG | 2022-01-02 | v8 | TRUE
https://raw.githubusercontent.com/mrc-ide/global-lmic-reports/master/AFG/projections.csv | 2021-03-13 | cumulative_deaths | 2228.53 | 2321.7 | 2399.86 | 2406.2 | 2445.08 | 2682.54 | Relax Interventions 50% | Afghanistan | AFG | 2022-01-02 | v8 | TRUE
https://raw.githubusercontent.com/mrc-ide/global-lmic-reports/master/AFG/projections.csv | 2021-03-13 | Rt | 1.33 | 1.37 | 1.39 | 1.4 | 1.43 | 1.48 | Relax Interventions 50% | Afghanistan | AFG | 2022-01-02 | v8 | TRUE
https://raw.githubusercontent.com/mrc-ide/global-lmic-reports/master/AFG/projections.csv | 2021-03-13 | Reff | 1.29 | 1.33 | 1.35 | 1.36 | 1.39 | 1.45 | Relax Interventions 50% | Afghanistan | AFG | 2022-01-02 | v8 | TRUE
https://raw.githubusercontent.com/mrc-ide/global-lmic-reports/master/AFG/projections.csv | 2021-03-13 | infections | 1026.67 | 1067.98 | 1108.49 | 1116.68 | 1158.02 | 1249.32 | Surged Additional 50% Reduction | Afghanistan | AFG | 2022-01-02 | v8 | TRUE
https://raw.githubusercontent.com/mrc-ide/global-lmic-reports/master/AFG/projections.csv | 2021-03-13 | deaths | 1.04 | 1.13 | 1.18 | 1.19 | 1.26 | 1.35 | Surged Additional 50% Reduction | Afghanistan | AFG | 2022-01-02 | v8 | TRUE
https://raw.githubusercontent.com/mrc-ide/global-lmic-reports/master/AFG/projections.csv | 2021-03-13 | hospital_demand | 44.67 | 47.67 | 49.8 | 50.42 | 52.93 | 56.6 | Surged Additional 50% Reduction | Afghanistan | AFG | 2022-01-02 | v8 | TRUE
https://raw.githubusercontent.com/mrc-ide/global-lmic-reports/master/AFG/projections.csv | 2021-03-13 | ICU_demand | 16.93 | 18.23 | 18.98 | 19.2 | 20.22 | 21.54 | Surged Additional 50% Reduction | Afghanistan | AFG | 2022-01-02 | v8 | TRUE
https://raw.githubusercontent.com/mrc-ide/global-lmic-reports/master/AFG/projections.csv | 2021-03-13 | hospital_incidence | 6.02 | 6.3 | 6.64 | 6.66 | 7 | 7.45 | Surged Additional 50% Reduction | Afghanistan | AFG | 2022-01-02 | v8 | TRUE
https://raw.githubusercontent.com/mrc-ide/global-lmic-reports/master/AFG/projections.csv | 2021-03-13 | ICU_incidence | 1.72 | 1.8 | 1.9 | 1.9 | 2 | 2.13 | Surged Additional 50% Reduction | Afghanistan | AFG | 2022-01-02 | v8 | TRUE
https://raw.githubusercontent.com/mrc-ide/global-lmic-reports/master/AFG/projections.csv | 2021-03-13 | prevalence | 5618.6 | 5894.46 | 6152.55 | 6214.68 | 6499.88 | 6892.26 | Surged Additional 50% Reduction | Afghanistan | AFG | 2022-01-02 | v8 | TRUE
https://raw.githubusercontent.com/mrc-ide/global-lmic-reports/master/AFG/projections.csv | 2021-03-13 | cumulative_infections | 1032338.52 | 1077187.74 | 1105994.49 | 1105250.11 | 1133375.79 | 1185829.88 | Surged Additional 50% Reduction | Afghanistan | AFG | 2022-01-02 | v8 | TRUE
https://raw.githubusercontent.com/mrc-ide/global-lmic-reports/master/AFG/projections.csv | 2021-03-13 | cumulative_deaths | 2210.02 | 2306.69 | 2368.08 | 2367.72 | 2428.87 | 2541.41 | Surged Additional 50% Reduction | Afghanistan | AFG | 2022-01-02 | v8 | TRUE
https://raw.githubusercontent.com/mrc-ide/global-lmic-reports/master/AFG/projections.csv | 2021-03-13 | Rt | 1.33 | 1.37 | 1.41 | 1.4 | 1.43 | 1.46 | Surged Additional 50% Reduction | Afghanistan | AFG | 2022-01-02 | v8 | TRUE
https://raw.githubusercontent.com/mrc-ide/global-lmic-reports/master/AFG/projections.csv | 2021-03-13 | Reff | 1.3 | 1.34 | 1.37 | 1.36 | 1.39 | 1.42 | Surged Additional 50% Reduction | Afghanistan | AFG | 2022-01-02 | v8 | TRUE
https://raw.githubusercontent.com/mrc-ide/global-lmic-reports/master/AFG/projections.csv | 2021-03-13 | infections | 1026.67 | 1067.98 | 1108.49 | 1116.68 | 1158.02 | 1249.32 | Surged Maintain Status Quo | Afghanistan | AFG | 2022-01-02 | v8 | TRUE
https://raw.githubusercontent.com/mrc-ide/global-lmic-reports/master/AFG/projections.csv | 2021-03-13 | deaths | 1.04 | 1.13 | 1.18 | 1.19 | 1.26 | 1.35 | Surged Maintain Status Quo | Afghanistan | AFG | 2022-01-02 | v8 | TRUE
https://raw.githubusercontent.com/mrc-ide/global-lmic-reports/master/AFG/projections.csv | 2021-03-13 | hospital_demand | 44.67 | 47.67 | 49.8 | 50.42 | 52.93 | 56.6 | Surged Maintain Status Quo | Afghanistan | AFG | 2022-01-02 | v8 | TRUE
https://raw.githubusercontent.com/mrc-ide/global-lmic-reports/master/AFG/projections.csv | 2021-03-13 | ICU_demand | 16.93 | 18.23 | 18.98 | 19.2 | 20.22 | 21.54 | Surged Maintain Status Quo | Afghanistan | AFG | 2022-01-02 | v8 | TRUE
https://raw.githubusercontent.com/mrc-ide/global-lmic-reports/master/AFG/projections.csv | 2021-03-13 | hospital_incidence | 6.02 | 6.3 | 6.64 | 6.66 | 7 | 7.45 | Surged Maintain Status Quo | Afghanistan | AFG | 2022-01-02 | v8 | TRUE
https://raw.githubusercontent.com/mrc-ide/global-lmic-reports/master/AFG/projections.csv | 2021-03-13 | ICU_incidence | 1.72 | 1.8 | 1.9 | 1.9 | 2 | 2.13 | Surged Maintain Status Quo | Afghanistan | AFG | 2022-01-02 | v8 | TRUE
https://raw.githubusercontent.com/mrc-ide/global-lmic-reports/master/AFG/projections.csv | 2021-03-13 | prevalence | 5618.6 | 5894.46 | 6152.55 | 6214.68 | 6499.88 | 6892.26 | Surged Maintain Status Quo | Afghanistan | AFG | 2022-01-02 | v8 | TRUE
https://raw.githubusercontent.com/mrc-ide/global-lmic-reports/master/AFG/projections.csv | 2021-03-13 | cumulative_infections | 1032338.52 | 1077187.74 | 1105994.49 | 1105250.11 | 1133375.79 | 1185829.88 | Surged Maintain Status Quo | Afghanistan | AFG | 2022-01-02 | v8 | TRUE
https://raw.githubusercontent.com/mrc-ide/global-lmic-reports/master/AFG/projections.csv | 2021-03-13 | cumulative_deaths | 2210.02 | 2306.69 | 2368.08 | 2367.72 | 2428.87 | 2541.41 | Surged Maintain Status Quo | Afghanistan | AFG | 2022-01-02 | v8 | TRUE
https://raw.githubusercontent.com/mrc-ide/global-lmic-reports/master/AFG/projections.csv | 2021-03-13 | Rt | 1.33 | 1.37 | 1.41 | 1.4 | 1.43 | 1.46 | Surged Maintain Status Quo | Afghanistan | AFG | 2022-01-02 | v8 | TRUE
https://raw.githubusercontent.com/mrc-ide/global-lmic-reports/master/AFG/projections.csv | 2021-03-13 | Reff | 1.3 | 1.34 | 1.37 | 1.36 | 1.39 | 1.42 | Surged Maintain Status Quo | Afghanistan | AFG | 2022-01-02 | v8 | TRUE
https://raw.githubusercontent.com/mrc-ide/global-lmic-reports/master/AFG/projections.csv | 2021-03-13 | infections | 1026.67 | 1067.98 | 1108.49 | 1116.68 | 1158.02 | 1249.32 | Surged Optimistic | Afghanistan | AFG | 2022-01-02 | v8 | TRUE
https://raw.githubusercontent.com/mrc-ide/global-lmic-reports/master/AFG/projections.csv | 2021-03-13 | deaths | 1.04 | 1.13 | 1.18 | 1.19 | 1.26 | 1.35 | Surged Optimistic | Afghanistan | AFG | 2022-01-02 | v8 | TRUE
https://raw.githubusercontent.com/mrc-ide/global-lmic-reports/master/AFG/projections.csv | 2021-03-13 | hospital_demand | 44.67 | 47.67 | 49.8 | 50.42 | 52.93 | 56.6 | Surged Optimistic | Afghanistan | AFG | 2022-01-02 | v8 | TRUE
https://raw.githubusercontent.com/mrc-ide/global-lmic-reports/master/AFG/projections.csv | 2021-03-13 | ICU_demand | 16.93 | 18.23 | 18.98 | 19.2 | 20.22 | 21.54 | Surged Optimistic | Afghanistan | AFG | 2022-01-02 | v8 | TRUE
https://raw.githubusercontent.com/mrc-ide/global-lmic-reports/master/AFG/projections.csv | 2021-03-13 | hospital_incidence | 6.02 | 6.3 | 6.64 | 6.66 | 7 | 7.45 | Surged Optimistic | Afghanistan | AFG | 2022-01-02 | v8 | TRUE
https://raw.githubusercontent.com/mrc-ide/global-lmic-reports/master/AFG/projections.csv | 2021-03-13 | ICU_incidence | 1.72 | 1.8 | 1.9 | 1.9 | 2 | 2.13 | Surged Optimistic | Afghanistan | AFG | 2022-01-02 | v8 | TRUE
https://raw.githubusercontent.com/mrc-ide/global-lmic-reports/master/AFG/projections.csv | 2021-03-13 | prevalence | 5618.6 | 5894.46 | 6152.55 | 6214.68 | 6499.88 | 6892.26 | Surged Optimistic | Afghanistan | AFG | 2022-01-02 | v8 | TRUE
https://raw.githubusercontent.com/mrc-ide/global-lmic-reports/master/AFG/projections.csv | 2021-03-13 | cumulative_infections | 1032338.52 | 1077187.74 | 1105994.49 | 1105250.11 | 1133375.79 | 1185829.88 | Surged Optimistic | Afghanistan | AFG | 2022-01-02 | v8 | TRUE
https://raw.githubusercontent.com/mrc-ide/global-lmic-reports/master/AFG/projections.csv | 2021-03-13 | cumulative_deaths | 2210.02 | 2306.69 | 2368.08 | 2367.72 | 2428.87 | 2541.41 | Surged Optimistic | Afghanistan | AFG | 2022-01-02 | v8 | TRUE
https://raw.githubusercontent.com/mrc-ide/global-lmic-reports/master/AFG/projections.csv | 2021-03-13 | Rt | 1.33 | 1.37 | 1.41 | 1.4 | 1.43 | 1.46 | Surged Optimistic | Afghanistan | AFG | 2022-01-02 | v8 | TRUE
https://raw.githubusercontent.com/mrc-ide/global-lmic-reports/master/AFG/projections.csv | 2021-03-13 | Reff | 1.3 | 1.34 | 1.37 | 1.36 | 1.39 | 1.42 | Surged Optimistic | Afghanistan | AFG | 2022-01-02 | v8 | TRUE
https://raw.githubusercontent.com/mrc-ide/global-lmic-reports/master/AFG/projections.csv | 2021-03-13 | infections | 1026.67 | 1067.98 | 1108.49 | 1116.68 | 1158.02 | 1249.32 | Surged Pessimistic | Afghanistan | AFG | 2022-01-02 | v8 | TRUE
https://raw.githubusercontent.com/mrc-ide/global-lmic-reports/master/AFG/projections.csv | 2021-03-13 | deaths | 1.04 | 1.13 | 1.18 | 1.19 | 1.26 | 1.35 | Surged Pessimistic | Afghanistan | AFG | 2022-01-02 | v8 | TRUE
https://raw.githubusercontent.com/mrc-ide/global-lmic-reports/master/AFG/projections.csv | 2021-03-13 | hospital_demand | 44.67 | 47.67 | 49.8 | 50.42 | 52.93 | 56.6 | Surged Pessimistic | Afghanistan | AFG | 2022-01-02 | v8 | TRUE
https://raw.githubusercontent.com/mrc-ide/global-lmic-reports/master/AFG/projections.csv | 2021-03-13 | ICU_demand | 16.93 | 18.23 | 18.98 | 19.2 | 20.22 | 21.54 | Surged Pessimistic | Afghanistan | AFG | 2022-01-02 | v8 | TRUE
https://raw.githubusercontent.com/mrc-ide/global-lmic-reports/master/AFG/projections.csv | 2021-03-13 | hospital_incidence | 6.02 | 6.3 | 6.64 | 6.66 | 7 | 7.45 | Surged Pessimistic | Afghanistan | AFG | 2022-01-02 | v8 | TRUE
https://raw.githubusercontent.com/mrc-ide/global-lmic-reports/master/AFG/projections.csv | 2021-03-13 | ICU_incidence | 1.72 | 1.8 | 1.9 | 1.9 | 2 | 2.13 | Surged Pessimistic | Afghanistan | AFG | 2022-01-02 | v8 | TRUE
https://raw.githubusercontent.com/mrc-ide/global-lmic-reports/master/AFG/projections.csv | 2021-03-13 | prevalence | 5618.6 | 5894.46 | 6152.55 | 6214.68 | 6499.88 | 6892.26 | Surged Pessimistic | Afghanistan | AFG | 2022-01-02 | v8 | TRUE
https://raw.githubusercontent.com/mrc-ide/global-lmic-reports/master/AFG/projections.csv | 2021-03-13 | cumulative_infections | 1032338.52 | 1077187.74 | 1105994.49 | 1105250.11 | 1133375.79 | 1185829.88 | Surged Pessimistic | Afghanistan | AFG | 2022-01-02 | v8 | TRUE
https://raw.githubusercontent.com/mrc-ide/global-lmic-reports/master/AFG/projections.csv | 2021-03-13 | cumulative_deaths | 2210.02 | 2306.69 | 2368.08 | 2367.72 | 2428.87 | 2541.41 | Surged Pessimistic | Afghanistan | AFG | 2022-01-02 | v8 | TRUE
https://raw.githubusercontent.com/mrc-ide/global-lmic-reports/master/AFG/projections.csv | 2021-03-13 | Rt | 1.33 | 1.37 | 1.41 | 1.4 | 1.43 | 1.46 | Surged Pessimistic | Afghanistan | AFG | 2022-01-02 | v8 | TRUE
https://raw.githubusercontent.com/mrc-ide/global-lmic-reports/master/AFG/projections.csv | 2021-03-13 | Reff | 1.3 | 1.34 | 1.37 | 1.36 | 1.39 | 1.42 | Surged Pessimistic | Afghanistan | AFG | 2022-01-02 | v8 | TRUE
https://raw.githubusercontent.com/mrc-ide/global-lmic-reports/master/AFG/projections.csv | 2021-03-13 | infections | 1026.67 | 1067.98 | 1108.49 | 1116.68 | 1158.02 | 1249.32 | Surged Relax Interventions 50% | Afghanistan | AFG | 2022-01-02 | v8 | TRUE
https://raw.githubusercontent.com/mrc-ide/global-lmic-reports/master/AFG/projections.csv | 2021-03-13 | deaths | 1.04 | 1.13 | 1.18 | 1.19 | 1.26 | 1.35 | Surged Relax Interventions 50% | Afghanistan | AFG | 2022-01-02 | v8 | TRUE
https://raw.githubusercontent.com/mrc-ide/global-lmic-reports/master/AFG/projections.csv | 2021-03-13 | hospital_demand | 44.67 | 47.67 | 49.8 | 50.42 | 52.93 | 56.6 | Surged Relax Interventions 50% | Afghanistan | AFG | 2022-01-02 | v8 | TRUE
https://raw.githubusercontent.com/mrc-ide/global-lmic-reports/master/AFG/projections.csv | 2021-03-13 | ICU_demand | 16.93 | 18.23 | 18.98 | 19.2 | 20.22 | 21.54 | Surged Relax Interventions 50% | Afghanistan | AFG | 2022-01-02 | v8 | TRUE
https://raw.githubusercontent.com/mrc-ide/global-lmic-reports/master/AFG/projections.csv | 2021-03-13 | hospital_incidence | 6.02 | 6.3 | 6.64 | 6.66 | 7 | 7.45 | Surged Relax Interventions 50% | Afghanistan | AFG | 2022-01-02 | v8 | TRUE
https://raw.githubusercontent.com/mrc-ide/global-lmic-reports/master/AFG/projections.csv | 2021-03-13 | ICU_incidence | 1.72 | 1.8 | 1.9 | 1.9 | 2 | 2.13 | Surged Relax Interventions 50% | Afghanistan | AFG | 2022-01-02 | v8 | TRUE
https://raw.githubusercontent.com/mrc-ide/global-lmic-reports/master/AFG/projections.csv | 2021-03-13 | prevalence | 5618.6 | 5894.46 | 6152.55 | 6214.68 | 6499.88 | 6892.26 | Surged Relax Interventions 50% | Afghanistan | AFG | 2022-01-02 | v8 | TRUE
https://raw.githubusercontent.com/mrc-ide/global-lmic-reports/master/AFG/projections.csv | 2021-03-13 | cumulative_infections | 1032338.52 | 1077187.74 | 1105994.49 | 1105250.11 | 1133375.79 | 1185829.88 | Surged Relax Interventions 50% | Afghanistan | AFG | 2022-01-02 | v8 | TRUE
https://raw.githubusercontent.com/mrc-ide/global-lmic-reports/master/AFG/projections.csv | 2021-03-13 | cumulative_deaths | 2210.02 | 2306.69 | 2368.08 | 2367.72 | 2428.87 | 2541.41 | Surged Relax Interventions 50% | Afghanistan | AFG | 2022-01-02 | v8 | TRUE
https://raw.githubusercontent.com/mrc-ide/global-lmic-reports/master/AFG/projections.csv | 2021-03-13 | Rt | 1.33 | 1.37 | 1.41 | 1.4 | 1.43 | 1.46 | Surged Relax Interventions 50% | Afghanistan | AFG | 2022-01-02 | v8 | TRUE
https://raw.githubusercontent.com/mrc-ide/global-lmic-reports/master/AFG/projections.csv | 2021-03-13 | Reff | 1.3 | 1.34 | 1.37 | 1.36 | 1.39 | 1.42 | Surged Relax Interventions 50% | Afghanistan | AFG | 2022-01-02 | v8 | TRUE
https://raw.githubusercontent.com/mrc-ide/global-lmic-reports/master/AFG/projections.csv | 2021-03-14 | infections | 1012.27 | 1083.42 | 1142.87 | 1148.22 | 1206.06 | 1336.04 | Additional 50% Reduction | Afghanistan | AFG | 2022-01-02 | v8 | TRUE
https://raw.githubusercontent.com/mrc-ide/global-lmic-reports/master/AFG/projections.csv | 2021-03-14 | deaths | 1.03 | 1.18 | 1.23 | 1.24 | 1.29 | 1.46 | Additional 50% Reduction | Afghanistan | AFG | 2022-01-02 | v8 | TRUE
https://raw.githubusercontent.com/mrc-ide/global-lmic-reports/master/AFG/projections.csv | 2021-03-14 | hospital_demand | 43.71 | 50.31 | 51.91 | 52.49 | 54.61 | 61.57 | Additional 50% Reduction | Afghanistan | AFG | 2022-01-02 | v8 | TRUE
https://raw.githubusercontent.com/mrc-ide/global-lmic-reports/master/AFG/projections.csv | 2021-03-14 | ICU_demand | 16.64 | 19.07 | 19.73 | 19.89 | 20.71 | 23.32 | Additional 50% Reduction | Afghanistan | AFG | 2022-01-02 | v8 | TRUE
https://raw.githubusercontent.com/mrc-ide/global-lmic-reports/master/AFG/projections.csv | 2021-03-14 | hospital_incidence | 5.87 | 6.63 | 6.86 | 6.97 | 7.25 | 8.1 | Additional 50% Reduction | Afghanistan | AFG | 2022-01-02 | v8 | TRUE
https://raw.githubusercontent.com/mrc-ide/global-lmic-reports/master/AFG/projections.csv | 2021-03-14 | ICU_incidence | 1.68 | 1.9 | 1.96 | 1.99 | 2.07 | 2.32 | Additional 50% Reduction | Afghanistan | AFG | 2022-01-02 | v8 | TRUE
https://raw.githubusercontent.com/mrc-ide/global-lmic-reports/master/AFG/projections.csv | 2021-03-14 | prevalence | 5604.51 | 6207.69 | 6446.46 | 6521.08 | 6822.76 | 7548.02 | Additional 50% Reduction | Afghanistan | AFG | 2022-01-02 | v8 | TRUE
https://raw.githubusercontent.com/mrc-ide/global-lmic-reports/master/AFG/projections.csv | 2021-03-14 | cumulative_infections | 1040928.89 | 1079694.44 | 1114149.23 | 1117884.21 | 1134904.37 | 1234403.9 | Additional 50% Reduction | Afghanistan | AFG | 2022-01-02 | v8 | TRUE
https://raw.githubusercontent.com/mrc-ide/global-lmic-reports/master/AFG/projections.csv | 2021-03-14 | cumulative_deaths | 2229.63 | 2322.83 | 2401.12 | 2407.44 | 2446.47 | 2683.74 | Additional 50% Reduction | Afghanistan | AFG | 2022-01-02 | v8 | TRUE
https://raw.githubusercontent.com/mrc-ide/global-lmic-reports/master/AFG/projections.csv | 2021-03-14 | Rt | 1.4 | 1.43 | 1.47 | 1.46 | 1.49 | 1.56 | Additional 50% Reduction | Afghanistan | AFG | 2022-01-02 | v8 | TRUE
https://raw.githubusercontent.com/mrc-ide/global-lmic-reports/master/AFG/projections.csv | 2021-03-14 | Reff | 1.36 | 1.39 | 1.43 | 1.43 | 1.45 | 1.52 | Additional 50% Reduction | Afghanistan | AFG | 2022-01-02 | v8 | TRUE
https://raw.githubusercontent.com/mrc-ide/global-lmic-reports/master/AFG/projections.csv | 2021-03-14 | infections | 1012.27 | 1083.42 | 1142.87 | 1148.22 | 1206.06 | 1336.04 | Maintain Status Quo | Afghanistan | AFG | 2022-01-02 | v8 | TRUE
https://raw.githubusercontent.com/mrc-ide/global-lmic-reports/master/AFG/projections.csv | 2021-03-14 | deaths | 1.03 | 1.18 | 1.23 | 1.24 | 1.29 | 1.46 | Maintain Status Quo | Afghanistan | AFG | 2022-01-02 | v8 | TRUE
https://raw.githubusercontent.com/mrc-ide/global-lmic-reports/master/AFG/projections.csv | 2021-03-14 | hospital_demand | 43.71 | 50.31 | 51.91 | 52.49 | 54.61 | 61.57 | Maintain Status Quo | Afghanistan | AFG | 2022-01-02 | v8 | TRUE
https://raw.githubusercontent.com/mrc-ide/global-lmic-reports/master/AFG/projections.csv | 2021-03-14 | ICU_demand | 16.64 | 19.07 | 19.73 | 19.89 | 20.71 | 23.32 | Maintain Status Quo | Afghanistan | AFG | 2022-01-02 | v8 | TRUE
https://raw.githubusercontent.com/mrc-ide/global-lmic-reports/master/AFG/projections.csv | 2021-03-14 | hospital_incidence | 5.87 | 6.63 | 6.86 | 6.97 | 7.25 | 8.1 | Maintain Status Quo | Afghanistan | AFG | 2022-01-02 | v8 | TRUE
https://raw.githubusercontent.com/mrc-ide/global-lmic-reports/master/AFG/projections.csv | 2021-03-14 | ICU_incidence | 1.68 | 1.9 | 1.96 | 1.99 | 2.07 | 2.32 | Maintain Status Quo | Afghanistan | AFG | 2022-01-02 | v8 | TRUE
https://raw.githubusercontent.com/mrc-ide/global-lmic-reports/master/AFG/projections.csv | 2021-03-14 | prevalence | 5604.51 | 6207.69 | 6446.46 | 6521.08 | 6822.76 | 7548.02 | Maintain Status Quo | Afghanistan | AFG | 2022-01-02 | v8 | TRUE
https://raw.githubusercontent.com/mrc-ide/global-lmic-reports/master/AFG/projections.csv | 2021-03-14 | cumulative_infections | 1040928.89 | 1079694.44 | 1114149.23 | 1117884.21 | 1134904.37 | 1234403.9 | Maintain Status Quo | Afghanistan | AFG | 2022-01-02 | v8 | TRUE
https://raw.githubusercontent.com/mrc-ide/global-lmic-reports/master/AFG/projections.csv | 2021-03-14 | cumulative_deaths | 2229.63 | 2322.83 | 2401.12 | 2407.44 | 2446.47 | 2683.74 | Maintain Status Quo | Afghanistan | AFG | 2022-01-02 | v8 | TRUE
https://raw.githubusercontent.com/mrc-ide/global-lmic-reports/master/AFG/projections.csv | 2021-03-14 | Rt | 1.4 | 1.43 | 1.47 | 1.46 | 1.49 | 1.56 | Maintain Status Quo | Afghanistan | AFG | 2022-01-02 | v8 | TRUE
https://raw.githubusercontent.com/mrc-ide/global-lmic-reports/master/AFG/projections.csv | 2021-03-14 | Reff | 1.36 | 1.39 | 1.43 | 1.43 | 1.45 | 1.52 | Maintain Status Quo | Afghanistan | AFG | 2022-01-02 | v8 | TRUE
https://raw.githubusercontent.com/mrc-ide/global-lmic-reports/master/AFG/projections.csv | 2021-03-14 | infections | 1012.27 | 1083.42 | 1142.87 | 1148.22 | 1206.06 | 1336.04 | Optimistic | Afghanistan | AFG | 2022-01-02 | v8 | TRUE
https://raw.githubusercontent.com/mrc-ide/global-lmic-reports/master/AFG/projections.csv | 2021-03-14 | deaths | 1.03 | 1.18 | 1.23 | 1.24 | 1.29 | 1.46 | Optimistic | Afghanistan | AFG | 2022-01-02 | v8 | TRUE
https://raw.githubusercontent.com/mrc-ide/global-lmic-reports/master/AFG/projections.csv | 2021-03-14 | hospital_demand | 43.71 | 50.31 | 51.91 | 52.49 | 54.61 | 61.57 | Optimistic | Afghanistan | AFG | 2022-01-02 | v8 | TRUE
https://raw.githubusercontent.com/mrc-ide/global-lmic-reports/master/AFG/projections.csv | 2021-03-14 | ICU_demand | 16.64 | 19.07 | 19.73 | 19.89 | 20.71 | 23.32 | Optimistic | Afghanistan | AFG | 2022-01-02 | v8 | TRUE
https://raw.githubusercontent.com/mrc-ide/global-lmic-reports/master/AFG/projections.csv | 2021-03-14 | hospital_incidence | 5.87 | 6.63 | 6.86 | 6.97 | 7.25 | 8.1 | Optimistic | Afghanistan | AFG | 2022-01-02 | v8 | TRUE
https://raw.githubusercontent.com/mrc-ide/global-lmic-reports/master/AFG/projections.csv | 2021-03-14 | ICU_incidence | 1.68 | 1.9 | 1.96 | 1.99 | 2.07 | 2.32 | Optimistic | Afghanistan | AFG | 2022-01-02 | v8 | TRUE
https://raw.githubusercontent.com/mrc-ide/global-lmic-reports/master/AFG/projections.csv | 2021-03-14 | prevalence | 5604.51 | 6207.69 | 6446.46 | 6521.08 | 6822.76 | 7548.02 | Optimistic | Afghanistan | AFG | 2022-01-02 | v8 | TRUE
https://raw.githubusercontent.com/mrc-ide/global-lmic-reports/master/AFG/projections.csv | 2021-03-14 | cumulative_infections | 1040928.89 | 1079694.44 | 1114149.23 | 1117884.21 | 1134904.37 | 1234403.9 | Optimistic | Afghanistan | AFG | 2022-01-02 | v8 | TRUE
https://raw.githubusercontent.com/mrc-ide/global-lmic-reports/master/AFG/projections.csv | 2021-03-14 | cumulative_deaths | 2229.63 | 2322.83 | 2401.12 | 2407.44 | 2446.47 | 2683.74 | Optimistic | Afghanistan | AFG | 2022-01-02 | v8 | TRUE
https://raw.githubusercontent.com/mrc-ide/global-lmic-reports/master/AFG/projections.csv | 2021-03-14 | Rt | 1.4 | 1.43 | 1.47 | 1.46 | 1.49 | 1.56 | Optimistic | Afghanistan | AFG | 2022-01-02 | v8 | TRUE
https://raw.githubusercontent.com/mrc-ide/global-lmic-reports/master/AFG/projections.csv | 2021-03-14 | Reff | 1.36 | 1.39 | 1.43 | 1.43 | 1.45 | 1.52 | Optimistic | Afghanistan | AFG | 2022-01-02 | v8 | TRUE
https://raw.githubusercontent.com/mrc-ide/global-lmic-reports/master/AFG/projections.csv | 2021-03-14 | infections | 1012.27 | 1083.42 | 1142.87 | 1148.22 | 1206.06 | 1336.04 | Pessimistic | Afghanistan | AFG | 2022-01-02 | v8 | TRUE
https://raw.githubusercontent.com/mrc-ide/global-lmic-reports/master/AFG/projections.csv | 2021-03-14 | deaths | 1.03 | 1.18 | 1.23 | 1.24 | 1.29 | 1.46 | Pessimistic | Afghanistan | AFG | 2022-01-02 | v8 | TRUE
https://raw.githubusercontent.com/mrc-ide/global-lmic-reports/master/AFG/projections.csv | 2021-03-14 | hospital_demand | 43.71 | 50.31 | 51.91 | 52.49 | 54.61 | 61.57 | Pessimistic | Afghanistan | AFG | 2022-01-02 | v8 | TRUE
https://raw.githubusercontent.com/mrc-ide/global-lmic-reports/master/AFG/projections.csv | 2021-03-14 | ICU_demand | 16.64 | 19.07 | 19.73 | 19.89 | 20.71 | 23.32 | Pessimistic | Afghanistan | AFG | 2022-01-02 | v8 | TRUE
https://raw.githubusercontent.com/mrc-ide/global-lmic-reports/master/AFG/projections.csv | 2021-03-14 | hospital_incidence | 5.87 | 6.63 | 6.86 | 6.97 | 7.25 | 8.1 | Pessimistic | Afghanistan | AFG | 2022-01-02 | v8 | TRUE
https://raw.githubusercontent.com/mrc-ide/global-lmic-reports/master/AFG/projections.csv | 2021-03-14 | ICU_incidence | 1.68 | 1.9 | 1.96 | 1.99 | 2.07 | 2.32 | Pessimistic | Afghanistan | AFG | 2022-01-02 | v8 | TRUE
https://raw.githubusercontent.com/mrc-ide/global-lmic-reports/master/AFG/projections.csv | 2021-03-14 | prevalence | 5604.51 | 6207.69 | 6446.46 | 6521.08 | 6822.76 | 7548.02 | Pessimistic | Afghanistan | AFG | 2022-01-02 | v8 | TRUE
https://raw.githubusercontent.com/mrc-ide/global-lmic-reports/master/AFG/projections.csv | 2021-03-14 | cumulative_infections | 1040928.89 | 1079694.44 | 1114149.23 | 1117884.21 | 1134904.37 | 1234403.9 | Pessimistic | Afghanistan | AFG | 2022-01-02 | v8 | TRUE
https://raw.githubusercontent.com/mrc-ide/global-lmic-reports/master/AFG/projections.csv | 2021-03-14 | cumulative_deaths | 2229.63 | 2322.83 | 2401.12 | 2407.44 | 2446.47 | 2683.74 | Pessimistic | Afghanistan | AFG | 2022-01-02 | v8 | TRUE
https://raw.githubusercontent.com/mrc-ide/global-lmic-reports/master/AFG/projections.csv | 2021-03-14 | Rt | 1.4 | 1.43 | 1.47 | 1.46 | 1.49 | 1.56 | Pessimistic | Afghanistan | AFG | 2022-01-02 | v8 | TRUE
https://raw.githubusercontent.com/mrc-ide/global-lmic-reports/master/AFG/projections.csv | 2021-03-14 | Reff | 1.36 | 1.39 | 1.43 | 1.43 | 1.45 | 1.52 | Pessimistic | Afghanistan | AFG | 2022-01-02 | v8 | TRUE
https://raw.githubusercontent.com/mrc-ide/global-lmic-reports/master/AFG/projections.csv | 2021-03-14 | infections | 1012.27 | 1083.42 | 1142.87 | 1148.22 | 1206.06 | 1336.04 | Relax Interventions 50% | Afghanistan | AFG | 2022-01-02 | v8 | TRUE
https://raw.githubusercontent.com/mrc-ide/global-lmic-reports/master/AFG/projections.csv | 2021-03-14 | deaths | 1.03 | 1.18 | 1.23 | 1.24 | 1.29 | 1.46 | Relax Interventions 50% | Afghanistan | AFG | 2022-01-02 | v8 | TRUE
https://raw.githubusercontent.com/mrc-ide/global-lmic-reports/master/AFG/projections.csv | 2021-03-14 | hospital_demand | 43.71 | 50.31 | 51.91 | 52.49 | 54.61 | 61.57 | Relax Interventions 50% | Afghanistan | AFG | 2022-01-02 | v8 | TRUE
https://raw.githubusercontent.com/mrc-ide/global-lmic-reports/master/AFG/projections.csv | 2021-03-14 | ICU_demand | 16.64 | 19.07 | 19.73 | 19.89 | 20.71 | 23.32 | Relax Interventions 50% | Afghanistan | AFG | 2022-01-02 | v8 | TRUE
https://raw.githubusercontent.com/mrc-ide/global-lmic-reports/master/AFG/projections.csv | 2021-03-14 | hospital_incidence | 5.87 | 6.63 | 6.86 | 6.97 | 7.25 | 8.1 | Relax Interventions 50% | Afghanistan | AFG | 2022-01-02 | v8 | TRUE
https://raw.githubusercontent.com/mrc-ide/global-lmic-reports/master/AFG/projections.csv | 2021-03-14 | ICU_incidence | 1.68 | 1.9 | 1.96 | 1.99 | 2.07 | 2.32 | Relax Interventions 50% | Afghanistan | AFG | 2022-01-02 | v8 | TRUE
https://raw.githubusercontent.com/mrc-ide/global-lmic-reports/master/AFG/projections.csv | 2021-03-14 | prevalence | 5604.51 | 6207.69 | 6446.46 | 6521.08 | 6822.76 | 7548.02 | Relax Interventions 50% | Afghanistan | AFG | 2022-01-02 | v8 | TRUE
https://raw.githubusercontent.com/mrc-ide/global-lmic-reports/master/AFG/projections.csv | 2021-03-14 | cumulative_infections | 1040928.89 | 1079694.44 | 1114149.23 | 1117884.21 | 1134904.37 | 1234403.9 | Relax Interventions 50% | Afghanistan | AFG | 2022-01-02 | v8 | TRUE
https://raw.githubusercontent.com/mrc-ide/global-lmic-reports/master/AFG/projections.csv | 2021-03-14 | cumulative_deaths | 2229.63 | 2322.83 | 2401.12 | 2407.44 | 2446.47 | 2683.74 | Relax Interventions 50% | Afghanistan | AFG | 2022-01-02 | v8 | TRUE
https://raw.githubusercontent.com/mrc-ide/global-lmic-reports/master/AFG/projections.csv | 2021-03-14 | Rt | 1.4 | 1.43 | 1.47 | 1.46 | 1.49 | 1.56 | Relax Interventions 50% | Afghanistan | AFG | 2022-01-02 | v8 | TRUE
https://raw.githubusercontent.com/mrc-ide/global-lmic-reports/master/AFG/projections.csv | 2021-03-14 | Reff | 1.36 | 1.39 | 1.43 | 1.43 | 1.45 | 1.52 | Relax Interventions 50% | Afghanistan | AFG | 2022-01-02 | v8 | TRUE
https://raw.githubusercontent.com/mrc-ide/global-lmic-reports/master/AFG/projections.csv | 2021-03-14 | infections | 1063.32 | 1103.67 | 1143.75 | 1151.32 | 1193.36 | 1275.23 | Surged Additional 50% Reduction | Afghanistan | AFG | 2022-01-02 | v8 | TRUE
https://raw.githubusercontent.com/mrc-ide/global-lmic-reports/master/AFG/projections.csv | 2021-03-14 | deaths | 1.07 | 1.16 | 1.21 | 1.22 | 1.29 | 1.38 | Surged Additional 50% Reduction | Afghanistan | AFG | 2022-01-02 | v8 | TRUE
https://raw.githubusercontent.com/mrc-ide/global-lmic-reports/master/AFG/projections.csv | 2021-03-14 | hospital_demand | 46.46 | 49.09 | 51.47 | 52.12 | 54.68 | 58.44 | Surged Additional 50% Reduction | Afghanistan | AFG | 2022-01-02 | v8 | TRUE
https://raw.githubusercontent.com/mrc-ide/global-lmic-reports/master/AFG/projections.csv | 2021-03-14 | ICU_demand | 17.49 | 18.76 | 19.5 | 19.72 | 20.79 | 22.11 | Surged Additional 50% Reduction | Afghanistan | AFG | 2022-01-02 | v8 | TRUE
https://raw.githubusercontent.com/mrc-ide/global-lmic-reports/master/AFG/projections.csv | 2021-03-14 | hospital_incidence | 6.28 | 6.58 | 6.91 | 6.95 | 7.3 | 7.76 | Surged Additional 50% Reduction | Afghanistan | AFG | 2022-01-02 | v8 | TRUE
https://raw.githubusercontent.com/mrc-ide/global-lmic-reports/master/AFG/projections.csv | 2021-03-14 | ICU_incidence | 1.8 | 1.88 | 1.98 | 1.99 | 2.09 | 2.22 | Surged Additional 50% Reduction | Afghanistan | AFG | 2022-01-02 | v8 | TRUE
https://raw.githubusercontent.com/mrc-ide/global-lmic-reports/master/AFG/projections.csv | 2021-03-14 | prevalence | 5934 | 6206.99 | 6454.91 | 6523.51 | 6788.45 | 7220.04 | Surged Additional 50% Reduction | Afghanistan | AFG | 2022-01-02 | v8 | TRUE
https://raw.githubusercontent.com/mrc-ide/global-lmic-reports/master/AFG/projections.csv | 2021-03-14 | cumulative_infections | 1033545.39 | 1078348.13 | 1107160.13 | 1106401.43 | 1134541.94 | 1186966.71 | Surged Additional 50% Reduction | Afghanistan | AFG | 2022-01-02 | v8 | TRUE
https://raw.githubusercontent.com/mrc-ide/global-lmic-reports/master/AFG/projections.csv | 2021-03-14 | cumulative_deaths | 2211.24 | 2307.93 | 2369.34 | 2368.94 | 2430.06 | 2542.62 | Surged Additional 50% Reduction | Afghanistan | AFG | 2022-01-02 | v8 | TRUE
https://raw.githubusercontent.com/mrc-ide/global-lmic-reports/master/AFG/projections.csv | 2021-03-14 | Rt | 1.41 | 1.43 | 1.46 | 1.47 | 1.49 | 1.53 | Surged Additional 50% Reduction | Afghanistan | AFG | 2022-01-02 | v8 | TRUE
https://raw.githubusercontent.com/mrc-ide/global-lmic-reports/master/AFG/projections.csv | 2021-03-14 | Reff | 1.37 | 1.39 | 1.43 | 1.43 | 1.45 | 1.5 | Surged Additional 50% Reduction | Afghanistan | AFG | 2022-01-02 | v8 | TRUE
https://raw.githubusercontent.com/mrc-ide/global-lmic-reports/master/AFG/projections.csv | 2021-03-14 | infections | 1063.32 | 1103.67 | 1143.75 | 1151.32 | 1193.36 | 1275.23 | Surged Maintain Status Quo | Afghanistan | AFG | 2022-01-02 | v8 | TRUE
https://raw.githubusercontent.com/mrc-ide/global-lmic-reports/master/AFG/projections.csv | 2021-03-14 | deaths | 1.07 | 1.16 | 1.21 | 1.22 | 1.29 | 1.38 | Surged Maintain Status Quo | Afghanistan | AFG | 2022-01-02 | v8 | TRUE
https://raw.githubusercontent.com/mrc-ide/global-lmic-reports/master/AFG/projections.csv | 2021-03-14 | hospital_demand | 46.46 | 49.09 | 51.47 | 52.12 | 54.68 | 58.44 | Surged Maintain Status Quo | Afghanistan | AFG | 2022-01-02 | v8 | TRUE
https://raw.githubusercontent.com/mrc-ide/global-lmic-reports/master/AFG/projections.csv | 2021-03-14 | ICU_demand | 17.49 | 18.76 | 19.5 | 19.72 | 20.79 | 22.11 | Surged Maintain Status Quo | Afghanistan | AFG | 2022-01-02 | v8 | TRUE
https://raw.githubusercontent.com/mrc-ide/global-lmic-reports/master/AFG/projections.csv | 2021-03-14 | hospital_incidence | 6.28 | 6.58 | 6.91 | 6.95 | 7.3 | 7.76 | Surged Maintain Status Quo | Afghanistan | AFG | 2022-01-02 | v8 | TRUE
https://raw.githubusercontent.com/mrc-ide/global-lmic-reports/master/AFG/projections.csv | 2021-03-14 | ICU_incidence | 1.8 | 1.88 | 1.98 | 1.99 | 2.09 | 2.22 | Surged Maintain Status Quo | Afghanistan | AFG | 2022-01-02 | v8 | TRUE
https://raw.githubusercontent.com/mrc-ide/global-lmic-reports/master/AFG/projections.csv | 2021-03-14 | prevalence | 5934 | 6206.99 | 6454.91 | 6523.51 | 6788.45 | 7220.04 | Surged Maintain Status Quo | Afghanistan | AFG | 2022-01-02 | v8 | TRUE
https://raw.githubusercontent.com/mrc-ide/global-lmic-reports/master/AFG/projections.csv | 2021-03-14 | cumulative_infections | 1033545.39 | 1078348.13 | 1107160.13 | 1106401.43 | 1134541.94 | 1186966.71 | Surged Maintain Status Quo | Afghanistan | AFG | 2022-01-02 | v8 | TRUE
https://raw.githubusercontent.com/mrc-ide/global-lmic-reports/master/AFG/projections.csv | 2021-03-14 | cumulative_deaths | 2211.24 | 2307.93 | 2369.34 | 2368.94 | 2430.06 | 2542.62 | Surged Maintain Status Quo | Afghanistan | AFG | 2022-01-02 | v8 | TRUE
https://raw.githubusercontent.com/mrc-ide/global-lmic-reports/master/AFG/projections.csv | 2021-03-14 | Rt | 1.41 | 1.43 | 1.46 | 1.47 | 1.49 | 1.53 | Surged Maintain Status Quo | Afghanistan | AFG | 2022-01-02 | v8 | TRUE
https://raw.githubusercontent.com/mrc-ide/global-lmic-reports/master/AFG/projections.csv | 2021-03-14 | Reff | 1.37 | 1.39 | 1.43 | 1.43 | 1.45 | 1.5 | Surged Maintain Status Quo | Afghanistan | AFG | 2022-01-02 | v8 | TRUE
https://raw.githubusercontent.com/mrc-ide/global-lmic-reports/master/AFG/projections.csv | 2021-03-14 | infections | 1063.32 | 1103.67 | 1143.75 | 1151.32 | 1193.36 | 1275.23 | Surged Optimistic | Afghanistan | AFG | 2022-01-02 | v8 | TRUE
https://raw.githubusercontent.com/mrc-ide/global-lmic-reports/master/AFG/projections.csv | 2021-03-14 | deaths | 1.07 | 1.16 | 1.21 | 1.22 | 1.29 | 1.38 | Surged Optimistic | Afghanistan | AFG | 2022-01-02 | v8 | TRUE
https://raw.githubusercontent.com/mrc-ide/global-lmic-reports/master/AFG/projections.csv | 2021-03-14 | hospital_demand | 46.46 | 49.09 | 51.47 | 52.12 | 54.68 | 58.44 | Surged Optimistic | Afghanistan | AFG | 2022-01-02 | v8 | TRUE
https://raw.githubusercontent.com/mrc-ide/global-lmic-reports/master/AFG/projections.csv | 2021-03-14 | ICU_demand | 17.49 | 18.76 | 19.5 | 19.72 | 20.79 | 22.11 | Surged Optimistic | Afghanistan | AFG | 2022-01-02 | v8 | TRUE
https://raw.githubusercontent.com/mrc-ide/global-lmic-reports/master/AFG/projections.csv | 2021-03-14 | hospital_incidence | 6.28 | 6.58 | 6.91 | 6.95 | 7.3 | 7.76 | Surged Optimistic | Afghanistan | AFG | 2022-01-02 | v8 | TRUE
https://raw.githubusercontent.com/mrc-ide/global-lmic-reports/master/AFG/projections.csv | 2021-03-14 | ICU_incidence | 1.8 | 1.88 | 1.98 | 1.99 | 2.09 | 2.22 | Surged Optimistic | Afghanistan | AFG | 2022-01-02 | v8 | TRUE
https://raw.githubusercontent.com/mrc-ide/global-lmic-reports/master/AFG/projections.csv | 2021-03-14 | prevalence | 5934 | 6206.99 | 6454.91 | 6523.51 | 6788.45 | 7220.04 | Surged Optimistic | Afghanistan | AFG | 2022-01-02 | v8 | TRUE
https://raw.githubusercontent.com/mrc-ide/global-lmic-reports/master/AFG/projections.csv | 2021-03-14 | cumulative_infections | 1033545.39 | 1078348.13 | 1107160.13 | 1106401.43 | 1134541.94 | 1186966.71 | Surged Optimistic | Afghanistan | AFG | 2022-01-02 | v8 | TRUE
https://raw.githubusercontent.com/mrc-ide/global-lmic-reports/master/AFG/projections.csv | 2021-03-14 | cumulative_deaths | 2211.24 | 2307.93 | 2369.34 | 2368.94 | 2430.06 | 2542.62 | Surged Optimistic | Afghanistan | AFG | 2022-01-02 | v8 | TRUE
https://raw.githubusercontent.com/mrc-ide/global-lmic-reports/master/AFG/projections.csv | 2021-03-14 | Rt | 1.41 | 1.43 | 1.46 | 1.47 | 1.49 | 1.53 | Surged Optimistic | Afghanistan | AFG | 2022-01-02 | v8 | TRUE
https://raw.githubusercontent.com/mrc-ide/global-lmic-reports/master/AFG/projections.csv | 2021-03-14 | Reff | 1.37 | 1.39 | 1.43 | 1.43 | 1.45 | 1.5 | Surged Optimistic | Afghanistan | AFG | 2022-01-02 | v8 | TRUE
https://raw.githubusercontent.com/mrc-ide/global-lmic-reports/master/AFG/projections.csv | 2021-03-14 | infections | 1063.32 | 1103.67 | 1143.75 | 1151.32 | 1193.36 | 1275.23 | Surged Pessimistic | Afghanistan | AFG | 2022-01-02 | v8 | TRUE
https://raw.githubusercontent.com/mrc-ide/global-lmic-reports/master/AFG/projections.csv | 2021-03-14 | deaths | 1.07 | 1.16 | 1.21 | 1.22 | 1.29 | 1.38 | Surged Pessimistic | Afghanistan | AFG | 2022-01-02 | v8 | TRUE
https://raw.githubusercontent.com/mrc-ide/global-lmic-reports/master/AFG/projections.csv | 2021-03-14 | hospital_demand | 46.46 | 49.09 | 51.47 | 52.12 | 54.68 | 58.44 | Surged Pessimistic | Afghanistan | AFG | 2022-01-02 | v8 | TRUE
https://raw.githubusercontent.com/mrc-ide/global-lmic-reports/master/AFG/projections.csv | 2021-03-14 | ICU_demand | 17.49 | 18.76 | 19.5 | 19.72 | 20.79 | 22.11 | Surged Pessimistic | Afghanistan | AFG | 2022-01-02 | v8 | TRUE
https://raw.githubusercontent.com/mrc-ide/global-lmic-reports/master/AFG/projections.csv | 2021-03-14 | hospital_incidence | 6.28 | 6.58 | 6.91 | 6.95 | 7.3 | 7.76 | Surged Pessimistic | Afghanistan | AFG | 2022-01-02 | v8 | TRUE
https://raw.githubusercontent.com/mrc-ide/global-lmic-reports/master/AFG/projections.csv | 2021-03-14 | ICU_incidence | 1.8 | 1.88 | 1.98 | 1.99 | 2.09 | 2.22 | Surged Pessimistic | Afghanistan | AFG | 2022-01-02 | v8 | TRUE
https://raw.githubusercontent.com/mrc-ide/global-lmic-reports/master/AFG/projections.csv | 2021-03-14 | prevalence | 5934 | 6206.99 | 6454.91 | 6523.51 | 6788.45 | 7220.04 | Surged Pessimistic | Afghanistan | AFG | 2022-01-02 | v8 | TRUE
https://raw.githubusercontent.com/mrc-ide/global-lmic-reports/master/AFG/projections.csv | 2021-03-14 | cumulative_infections | 1033545.39 | 1078348.13 | 1107160.13 | 1106401.43 | 1134541.94 | 1186966.71 | Surged Pessimistic | Afghanistan | AFG | 2022-01-02 | v8 | TRUE
https://raw.githubusercontent.com/mrc-ide/global-lmic-reports/master/AFG/projections.csv | 2021-03-14 | cumulative_deaths | 2211.24 | 2307.93 | 2369.34 | 2368.94 | 2430.06 | 2542.62 | Surged Pessimistic | Afghanistan | AFG | 2022-01-02 | v8 | TRUE
https://raw.githubusercontent.com/mrc-ide/global-lmic-reports/master/AFG/projections.csv | 2021-03-14 | Rt | 1.41 | 1.43 | 1.46 | 1.47 | 1.49 | 1.53 | Surged Pessimistic | Afghanistan | AFG | 2022-01-02 | v8 | TRUE
https://raw.githubusercontent.com/mrc-ide/global-lmic-reports/master/AFG/projections.csv | 2021-03-14 | Reff | 1.37 | 1.39 | 1.43 | 1.43 | 1.45 | 1.5 | Surged Pessimistic | Afghanistan | AFG | 2022-01-02 | v8 | TRUE
https://raw.githubusercontent.com/mrc-ide/global-lmic-reports/master/AFG/projections.csv | 2021-03-14 | infections | 1063.32 | 1103.67 | 1143.75 | 1151.32 | 1193.36 | 1275.23 | Surged Relax Interventions 50% | Afghanistan | AFG | 2022-01-02 | v8 | TRUE
https://raw.githubusercontent.com/mrc-ide/global-lmic-reports/master/AFG/projections.csv | 2021-03-14 | deaths | 1.07 | 1.16 | 1.21 | 1.22 | 1.29 | 1.38 | Surged Relax Interventions 50% | Afghanistan | AFG | 2022-01-02 | v8 | TRUE
https://raw.githubusercontent.com/mrc-ide/global-lmic-reports/master/AFG/projections.csv | 2021-03-14 | hospital_demand | 46.46 | 49.09 | 51.47 | 52.12 | 54.68 | 58.44 | Surged Relax Interventions 50% | Afghanistan | AFG | 2022-01-02 | v8 | TRUE
https://raw.githubusercontent.com/mrc-ide/global-lmic-reports/master/AFG/projections.csv | 2021-03-14 | ICU_demand | 17.49 | 18.76 | 19.5 | 19.72 | 20.79 | 22.11 | Surged Relax Interventions 50% | Afghanistan | AFG | 2022-01-02 | v8 | TRUE
https://raw.githubusercontent.com/mrc-ide/global-lmic-reports/master/AFG/projections.csv | 2021-03-14 | hospital_incidence | 6.28 | 6.58 | 6.91 | 6.95 | 7.3 | 7.76 | Surged Relax Interventions 50% | Afghanistan | AFG | 2022-01-02 | v8 | TRUE
https://raw.githubusercontent.com/mrc-ide/global-lmic-reports/master/AFG/projections.csv | 2021-03-14 | ICU_incidence | 1.8 | 1.88 | 1.98 | 1.99 | 2.09 | 2.22 | Surged Relax Interventions 50% | Afghanistan | AFG | 2022-01-02 | v8 | TRUE
https://raw.githubusercontent.com/mrc-ide/global-lmic-reports/master/AFG/projections.csv | 2021-03-14 | prevalence | 5934 | 6206.99 | 6454.91 | 6523.51 | 6788.45 | 7220.04 | Surged Relax Interventions 50% | Afghanistan | AFG | 2022-01-02 | v8 | TRUE
https://raw.githubusercontent.com/mrc-ide/global-lmic-reports/master/AFG/projections.csv | 2021-03-14 | cumulative_infections | 1033545.39 | 1078348.13 | 1107160.13 | 1106401.43 | 1134541.94 | 1186966.71 | Surged Relax Interventions 50% | Afghanistan | AFG | 2022-01-02 | v8 | TRUE
https://raw.githubusercontent.com/mrc-ide/global-lmic-reports/master/AFG/projections.csv | 2021-03-14 | cumulative_deaths | 2211.24 | 2307.93 | 2369.34 | 2368.94 | 2430.06 | 2542.62 | Surged Relax Interventions 50% | Afghanistan | AFG | 2022-01-02 | v8 | TRUE
https://raw.githubusercontent.com/mrc-ide/global-lmic-reports/master/AFG/projections.csv | 2021-03-14 | Rt | 1.41 | 1.43 | 1.46 | 1.47 | 1.49 | 1.53 | Surged Relax Interventions 50% | Afghanistan | AFG | 2022-01-02 | v8 | TRUE
https://raw.githubusercontent.com/mrc-ide/global-lmic-reports/master/AFG/projections.csv | 2021-03-14 | Reff | 1.37 | 1.39 | 1.43 | 1.43 | 1.45 | 1.5 | Surged Relax Interventions 50% | Afghanistan | AFG | 2022-01-02 | v8 | TRUE
https://raw.githubusercontent.com/mrc-ide/global-lmic-reports/master/AFG/projections.csv | 2021-03-15 | infections | 1118.81 | 1184.47 | 1248.1 | 1259.33 | 1314.04 | 1466.68 | Additional 50% Reduction | Afghanistan | AFG | 2022-01-02 | v8 | TRUE
https://raw.githubusercontent.com/mrc-ide/global-lmic-reports/master/AFG/projections.csv | 2021-03-15 | deaths | 1.06 | 1.21 | 1.26 | 1.27 | 1.32 | 1.49 | Additional 50% Reduction | Afghanistan | AFG | 2022-01-02 | v8 | TRUE
https://raw.githubusercontent.com/mrc-ide/global-lmic-reports/master/AFG/projections.csv | 2021-03-15 | hospital_demand | 45.31 | 52.24 | 53.57 | 54.3 | 56.4 | 63.55 | Additional 50% Reduction | Afghanistan | AFG | 2022-01-02 | v8 | TRUE
https://raw.githubusercontent.com/mrc-ide/global-lmic-reports/master/AFG/projections.csv | 2021-03-15 | ICU_demand | 17.13 | 19.64 | 20.24 | 20.47 | 21.36 | 23.96 | Additional 50% Reduction | Afghanistan | AFG | 2022-01-02 | v8 | TRUE
https://raw.githubusercontent.com/mrc-ide/global-lmic-reports/master/AFG/projections.csv | 2021-03-15 | hospital_incidence | 6.15 | 6.93 | 7.15 | 7.27 | 7.58 | 8.43 | Additional 50% Reduction | Afghanistan | AFG | 2022-01-02 | v8 | TRUE
https://raw.githubusercontent.com/mrc-ide/global-lmic-reports/master/AFG/projections.csv | 2021-03-15 | ICU_incidence | 1.76 | 1.98 | 2.05 | 2.08 | 2.17 | 2.41 | Additional 50% Reduction | Afghanistan | AFG | 2022-01-02 | v8 | TRUE
https://raw.githubusercontent.com/mrc-ide/global-lmic-reports/master/AFG/projections.csv | 2021-03-15 | prevalence | 5971.39 | 6548.07 | 6809.47 | 6897.58 | 7202.1 | 7983.71 | Additional 50% Reduction | Afghanistan | AFG | 2022-01-02 | v8 | TRUE
https://raw.githubusercontent.com/mrc-ide/global-lmic-reports/master/AFG/projections.csv | 2021-03-15 | cumulative_infections | 1042209.62 | 1080900.75 | 1115379.77 | 1119143.54 | 1136261.72 | 1235763.62 | Additional 50% Reduction | Afghanistan | AFG | 2022-01-02 | v8 | TRUE
https://raw.githubusercontent.com/mrc-ide/global-lmic-reports/master/AFG/projections.csv | 2021-03-15 | cumulative_deaths | 2230.77 | 2323.99 | 2402.43 | 2408.71 | 2447.9 | 2684.98 | Additional 50% Reduction | Afghanistan | AFG | 2022-01-02 | v8 | TRUE
https://raw.githubusercontent.com/mrc-ide/global-lmic-reports/master/AFG/projections.csv | 2021-03-15 | Rt | 1.4 | 1.44 | 1.47 | 1.47 | 1.49 | 1.57 | Additional 50% Reduction | Afghanistan | AFG | 2022-01-02 | v8 | TRUE
https://raw.githubusercontent.com/mrc-ide/global-lmic-reports/master/AFG/projections.csv | 2021-03-15 | Reff | 1.36 | 1.4 | 1.43 | 1.43 | 1.45 | 1.53 | Additional 50% Reduction | Afghanistan | AFG | 2022-01-02 | v8 | TRUE
https://raw.githubusercontent.com/mrc-ide/global-lmic-reports/master/AFG/projections.csv | 2021-03-15 | infections | 1118.81 | 1184.47 | 1248.1 | 1259.33 | 1314.04 | 1466.68 | Maintain Status Quo | Afghanistan | AFG | 2022-01-02 | v8 | TRUE
https://raw.githubusercontent.com/mrc-ide/global-lmic-reports/master/AFG/projections.csv | 2021-03-15 | deaths | 1.06 | 1.21 | 1.26 | 1.27 | 1.32 | 1.49 | Maintain Status Quo | Afghanistan | AFG | 2022-01-02 | v8 | TRUE
https://raw.githubusercontent.com/mrc-ide/global-lmic-reports/master/AFG/projections.csv | 2021-03-15 | hospital_demand | 45.31 | 52.24 | 53.57 | 54.3 | 56.4 | 63.55 | Maintain Status Quo | Afghanistan | AFG | 2022-01-02 | v8 | TRUE
https://raw.githubusercontent.com/mrc-ide/global-lmic-reports/master/AFG/projections.csv | 2021-03-15 | ICU_demand | 17.13 | 19.64 | 20.24 | 20.47 | 21.36 | 23.96 | Maintain Status Quo | Afghanistan | AFG | 2022-01-02 | v8 | TRUE
https://raw.githubusercontent.com/mrc-ide/global-lmic-reports/master/AFG/projections.csv | 2021-03-15 | hospital_incidence | 6.15 | 6.93 | 7.15 | 7.27 | 7.58 | 8.43 | Maintain Status Quo | Afghanistan | AFG | 2022-01-02 | v8 | TRUE
https://raw.githubusercontent.com/mrc-ide/global-lmic-reports/master/AFG/projections.csv | 2021-03-15 | ICU_incidence | 1.76 | 1.98 | 2.05 | 2.08 | 2.17 | 2.41 | Maintain Status Quo | Afghanistan | AFG | 2022-01-02 | v8 | TRUE
https://raw.githubusercontent.com/mrc-ide/global-lmic-reports/master/AFG/projections.csv | 2021-03-15 | prevalence | 5971.39 | 6548.07 | 6809.47 | 6897.58 | 7202.1 | 7983.71 | Maintain Status Quo | Afghanistan | AFG | 2022-01-02 | v8 | TRUE
https://raw.githubusercontent.com/mrc-ide/global-lmic-reports/master/AFG/projections.csv | 2021-03-15 | cumulative_infections | 1042209.62 | 1080900.75 | 1115379.77 | 1119143.54 | 1136261.72 | 1235763.62 | Maintain Status Quo | Afghanistan | AFG | 2022-01-02 | v8 | TRUE
https://raw.githubusercontent.com/mrc-ide/global-lmic-reports/master/AFG/projections.csv | 2021-03-15 | cumulative_deaths | 2230.77 | 2323.99 | 2402.43 | 2408.71 | 2447.9 | 2684.98 | Maintain Status Quo | Afghanistan | AFG | 2022-01-02 | v8 | TRUE
https://raw.githubusercontent.com/mrc-ide/global-lmic-reports/master/AFG/projections.csv | 2021-03-15 | Rt | 1.4 | 1.44 | 1.47 | 1.47 | 1.49 | 1.57 | Maintain Status Quo | Afghanistan | AFG | 2022-01-02 | v8 | TRUE
https://raw.githubusercontent.com/mrc-ide/global-lmic-reports/master/AFG/projections.csv | 2021-03-15 | Reff | 1.36 | 1.4 | 1.43 | 1.43 | 1.45 | 1.53 | Maintain Status Quo | Afghanistan | AFG | 2022-01-02 | v8 | TRUE
https://raw.githubusercontent.com/mrc-ide/global-lmic-reports/master/AFG/projections.csv | 2021-03-15 | infections | 1118.81 | 1184.47 | 1248.1 | 1259.33 | 1314.04 | 1466.68 | Optimistic | Afghanistan | AFG | 2022-01-02 | v8 | TRUE
https://raw.githubusercontent.com/mrc-ide/global-lmic-reports/master/AFG/projections.csv | 2021-03-15 | deaths | 1.06 | 1.21 | 1.26 | 1.27 | 1.32 | 1.49 | Optimistic | Afghanistan | AFG | 2022-01-02 | v8 | TRUE
https://raw.githubusercontent.com/mrc-ide/global-lmic-reports/master/AFG/projections.csv | 2021-03-15 | hospital_demand | 45.31 | 52.24 | 53.57 | 54.3 | 56.4 | 63.55 | Optimistic | Afghanistan | AFG | 2022-01-02 | v8 | TRUE
https://raw.githubusercontent.com/mrc-ide/global-lmic-reports/master/AFG/projections.csv | 2021-03-15 | ICU_demand | 17.13 | 19.64 | 20.24 | 20.47 | 21.36 | 23.96 | Optimistic | Afghanistan | AFG | 2022-01-02 | v8 | TRUE
https://raw.githubusercontent.com/mrc-ide/global-lmic-reports/master/AFG/projections.csv | 2021-03-15 | hospital_incidence | 6.15 | 6.93 | 7.15 | 7.27 | 7.58 | 8.43 | Optimistic | Afghanistan | AFG | 2022-01-02 | v8 | TRUE
https://raw.githubusercontent.com/mrc-ide/global-lmic-reports/master/AFG/projections.csv | 2021-03-15 | ICU_incidence | 1.76 | 1.98 | 2.05 | 2.08 | 2.17 | 2.41 | Optimistic | Afghanistan | AFG | 2022-01-02 | v8 | TRUE
https://raw.githubusercontent.com/mrc-ide/global-lmic-reports/master/AFG/projections.csv | 2021-03-15 | prevalence | 5971.39 | 6548.07 | 6809.47 | 6897.58 | 7202.1 | 7983.71 | Optimistic | Afghanistan | AFG | 2022-01-02 | v8 | TRUE
https://raw.githubusercontent.com/mrc-ide/global-lmic-reports/master/AFG/projections.csv | 2021-03-15 | cumulative_infections | 1042209.62 | 1080900.75 | 1115379.77 | 1119143.54 | 1136261.72 | 1235763.62 | Optimistic | Afghanistan | AFG | 2022-01-02 | v8 | TRUE
https://raw.githubusercontent.com/mrc-ide/global-lmic-reports/master/AFG/projections.csv | 2021-03-15 | cumulative_deaths | 2230.77 | 2323.99 | 2402.43 | 2408.71 | 2447.9 | 2684.98 | Optimistic | Afghanistan | AFG | 2022-01-02 | v8 | TRUE
https://raw.githubusercontent.com/mrc-ide/global-lmic-reports/master/AFG/projections.csv | 2021-03-15 | Rt | 1.4 | 1.44 | 1.47 | 1.47 | 1.49 | 1.57 | Optimistic | Afghanistan | AFG | 2022-01-02 | v8 | TRUE
https://raw.githubusercontent.com/mrc-ide/global-lmic-reports/master/AFG/projections.csv | 2021-03-15 | Reff | 1.36 | 1.4 | 1.43 | 1.43 | 1.45 | 1.53 | Optimistic | Afghanistan | AFG | 2022-01-02 | v8 | TRUE
https://raw.githubusercontent.com/mrc-ide/global-lmic-reports/master/AFG/projections.csv | 2021-03-15 | infections | 1118.81 | 1184.47 | 1248.1 | 1259.33 | 1314.04 | 1466.68 | Pessimistic | Afghanistan | AFG | 2022-01-02 | v8 | TRUE
https://raw.githubusercontent.com/mrc-ide/global-lmic-reports/master/AFG/projections.csv | 2021-03-15 | deaths | 1.06 | 1.21 | 1.26 | 1.27 | 1.32 | 1.49 | Pessimistic | Afghanistan | AFG | 2022-01-02 | v8 | TRUE
https://raw.githubusercontent.com/mrc-ide/global-lmic-reports/master/AFG/projections.csv | 2021-03-15 | hospital_demand | 45.31 | 52.24 | 53.57 | 54.3 | 56.4 | 63.55 | Pessimistic | Afghanistan | AFG | 2022-01-02 | v8 | TRUE
https://raw.githubusercontent.com/mrc-ide/global-lmic-reports/master/AFG/projections.csv | 2021-03-15 | ICU_demand | 17.13 | 19.64 | 20.24 | 20.47 | 21.36 | 23.96 | Pessimistic | Afghanistan | AFG | 2022-01-02 | v8 | TRUE
https://raw.githubusercontent.com/mrc-ide/global-lmic-reports/master/AFG/projections.csv | 2021-03-15 | hospital_incidence | 6.15 | 6.93 | 7.15 | 7.27 | 7.58 | 8.43 | Pessimistic | Afghanistan | AFG | 2022-01-02 | v8 | TRUE
https://raw.githubusercontent.com/mrc-ide/global-lmic-reports/master/AFG/projections.csv | 2021-03-15 | ICU_incidence | 1.76 | 1.98 | 2.05 | 2.08 | 2.17 | 2.41 | Pessimistic | Afghanistan | AFG | 2022-01-02 | v8 | TRUE
https://raw.githubusercontent.com/mrc-ide/global-lmic-reports/master/AFG/projections.csv | 2021-03-15 | prevalence | 5971.39 | 6548.07 | 6809.47 | 6897.58 | 7202.1 | 7983.71 | Pessimistic | Afghanistan | AFG | 2022-01-02 | v8 | TRUE
https://raw.githubusercontent.com/mrc-ide/global-lmic-reports/master/AFG/projections.csv | 2021-03-15 | cumulative_infections | 1042209.62 | 1080900.75 | 1115379.77 | 1119143.54 | 1136261.72 | 1235763.62 | Pessimistic | Afghanistan | AFG | 2022-01-02 | v8 | TRUE
https://raw.githubusercontent.com/mrc-ide/global-lmic-reports/master/AFG/projections.csv | 2021-03-15 | cumulative_deaths | 2230.77 | 2323.99 | 2402.43 | 2408.71 | 2447.9 | 2684.98 | Pessimistic | Afghanistan | AFG | 2022-01-02 | v8 | TRUE
https://raw.githubusercontent.com/mrc-ide/global-lmic-reports/master/AFG/projections.csv | 2021-03-15 | Rt | 1.4 | 1.44 | 1.47 | 1.47 | 1.49 | 1.57 | Pessimistic | Afghanistan | AFG | 2022-01-02 | v8 | TRUE
https://raw.githubusercontent.com/mrc-ide/global-lmic-reports/master/AFG/projections.csv | 2021-03-15 | Reff | 1.36 | 1.4 | 1.43 | 1.43 | 1.45 | 1.53 | Pessimistic | Afghanistan | AFG | 2022-01-02 | v8 | TRUE
https://raw.githubusercontent.com/mrc-ide/global-lmic-reports/master/AFG/projections.csv | 2021-03-15 | infections | 1118.81 | 1184.47 | 1248.1 | 1259.33 | 1314.04 | 1466.68 | Relax Interventions 50% | Afghanistan | AFG | 2022-01-02 | v8 | TRUE
https://raw.githubusercontent.com/mrc-ide/global-lmic-reports/master/AFG/projections.csv | 2021-03-15 | deaths | 1.06 | 1.21 | 1.26 | 1.27 | 1.32 | 1.49 | Relax Interventions 50% | Afghanistan | AFG | 2022-01-02 | v8 | TRUE
https://raw.githubusercontent.com/mrc-ide/global-lmic-reports/master/AFG/projections.csv | 2021-03-15 | hospital_demand | 45.31 | 52.24 | 53.57 | 54.3 | 56.4 | 63.55 | Relax Interventions 50% | Afghanistan | AFG | 2022-01-02 | v8 | TRUE
https://raw.githubusercontent.com/mrc-ide/global-lmic-reports/master/AFG/projections.csv | 2021-03-15 | ICU_demand | 17.13 | 19.64 | 20.24 | 20.47 | 21.36 | 23.96 | Relax Interventions 50% | Afghanistan | AFG | 2022-01-02 | v8 | TRUE
https://raw.githubusercontent.com/mrc-ide/global-lmic-reports/master/AFG/projections.csv | 2021-03-15 | hospital_incidence | 6.15 | 6.93 | 7.15 | 7.27 | 7.58 | 8.43 | Relax Interventions 50% | Afghanistan | AFG | 2022-01-02 | v8 | TRUE
https://raw.githubusercontent.com/mrc-ide/global-lmic-reports/master/AFG/projections.csv | 2021-03-15 | ICU_incidence | 1.76 | 1.98 | 2.05 | 2.08 | 2.17 | 2.41 | Relax Interventions 50% | Afghanistan | AFG | 2022-01-02 | v8 | TRUE
https://raw.githubusercontent.com/mrc-ide/global-lmic-reports/master/AFG/projections.csv | 2021-03-15 | prevalence | 5971.39 | 6548.07 | 6809.47 | 6897.58 | 7202.1 | 7983.71 | Relax Interventions 50% | Afghanistan | AFG | 2022-01-02 | v8 | TRUE
https://raw.githubusercontent.com/mrc-ide/global-lmic-reports/master/AFG/projections.csv | 2021-03-15 | cumulative_infections | 1042209.62 | 1080900.75 | 1115379.77 | 1119143.54 | 1136261.72 | 1235763.62 | Relax Interventions 50% | Afghanistan | AFG | 2022-01-02 | v8 | TRUE
https://raw.githubusercontent.com/mrc-ide/global-lmic-reports/master/AFG/projections.csv | 2021-03-15 | cumulative_deaths | 2230.77 | 2323.99 | 2402.43 | 2408.71 | 2447.9 | 2684.98 | Relax Interventions 50% | Afghanistan | AFG | 2022-01-02 | v8 | TRUE
https://raw.githubusercontent.com/mrc-ide/global-lmic-reports/master/AFG/projections.csv | 2021-03-15 | Rt | 1.4 | 1.44 | 1.47 | 1.47 | 1.49 | 1.57 | Relax Interventions 50% | Afghanistan | AFG | 2022-01-02 | v8 | TRUE
https://raw.githubusercontent.com/mrc-ide/global-lmic-reports/master/AFG/projections.csv | 2021-03-15 | Reff | 1.36 | 1.4 | 1.43 | 1.43 | 1.45 | 1.53 | Relax Interventions 50% | Afghanistan | AFG | 2022-01-02 | v8 | TRUE
https://raw.githubusercontent.com/mrc-ide/global-lmic-reports/master/AFG/projections.csv | 2021-03-15 | infections | 1143.4 | 1202.42 | 1252.64 | 1260.24 | 1306.47 | 1436.04 | Surged Additional 50% Reduction | Afghanistan | AFG | 2022-01-02 | v8 | TRUE
https://raw.githubusercontent.com/mrc-ide/global-lmic-reports/master/AFG/projections.csv | 2021-03-15 | deaths | 1.11 | 1.2 | 1.24 | 1.26 | 1.33 | 1.41 | Surged Additional 50% Reduction | Afghanistan | AFG | 2022-01-02 | v8 | TRUE
https://raw.githubusercontent.com/mrc-ide/global-lmic-reports/master/AFG/projections.csv | 2021-03-15 | hospital_demand | 48.4 | 50.87 | 53.27 | 53.96 | 56.59 | 60.42 | Surged Additional 50% Reduction | Afghanistan | AFG | 2022-01-02 | v8 | TRUE
https://raw.githubusercontent.com/mrc-ide/global-lmic-reports/master/AFG/projections.csv | 2021-03-15 | ICU_demand | 18.1 | 19.23 | 20.06 | 20.31 | 21.28 | 22.75 | Surged Additional 50% Reduction | Afghanistan | AFG | 2022-01-02 | v8 | TRUE
https://raw.githubusercontent.com/mrc-ide/global-lmic-reports/master/AFG/projections.csv | 2021-03-15 | hospital_incidence | 6.58 | 6.85 | 7.22 | 7.26 | 7.62 | 8.08 | Surged Additional 50% Reduction | Afghanistan | AFG | 2022-01-02 | v8 | TRUE
https://raw.githubusercontent.com/mrc-ide/global-lmic-reports/master/AFG/projections.csv | 2021-03-15 | ICU_incidence | 1.88 | 1.96 | 2.06 | 2.08 | 2.18 | 2.31 | Surged Additional 50% Reduction | Afghanistan | AFG | 2022-01-02 | v8 | TRUE
https://raw.githubusercontent.com/mrc-ide/global-lmic-reports/master/AFG/projections.csv | 2021-03-15 | prevalence | 6306.32 | 6587.94 | 6818.76 | 6901.52 | 7153.97 | 7685.42 | Surged Additional 50% Reduction | Afghanistan | AFG | 2022-01-02 | v8 | TRUE
https://raw.githubusercontent.com/mrc-ide/global-lmic-reports/master/AFG/projections.csv | 2021-03-15 | cumulative_infections | 1034876.97 | 1079621.2 | 1108443.5 | 1107661.67 | 1135815.23 | 1188238.04 | Surged Additional 50% Reduction | Afghanistan | AFG | 2022-01-02 | v8 | TRUE
https://raw.githubusercontent.com/mrc-ide/global-lmic-reports/master/AFG/projections.csv | 2021-03-15 | cumulative_deaths | 2212.5 | 2309.21 | 2370.65 | 2370.2 | 2431.28 | 2543.88 | Surged Additional 50% Reduction | Afghanistan | AFG | 2022-01-02 | v8 | TRUE
https://raw.githubusercontent.com/mrc-ide/global-lmic-reports/master/AFG/projections.csv | 2021-03-15 | Rt | 1.41 | 1.44 | 1.47 | 1.47 | 1.49 | 1.54 | Surged Additional 50% Reduction | Afghanistan | AFG | 2022-01-02 | v8 | TRUE
https://raw.githubusercontent.com/mrc-ide/global-lmic-reports/master/AFG/projections.csv | 2021-03-15 | Reff | 1.38 | 1.4 | 1.43 | 1.43 | 1.45 | 1.5 | Surged Additional 50% Reduction | Afghanistan | AFG | 2022-01-02 | v8 | TRUE
https://raw.githubusercontent.com/mrc-ide/global-lmic-reports/master/AFG/projections.csv | 2021-03-15 | infections | 1143.4 | 1202.42 | 1252.64 | 1260.24 | 1306.47 | 1436.04 | Surged Maintain Status Quo | Afghanistan | AFG | 2022-01-02 | v8 | TRUE
https://raw.githubusercontent.com/mrc-ide/global-lmic-reports/master/AFG/projections.csv | 2021-03-15 | deaths | 1.11 | 1.2 | 1.24 | 1.26 | 1.33 | 1.41 | Surged Maintain Status Quo | Afghanistan | AFG | 2022-01-02 | v8 | TRUE
https://raw.githubusercontent.com/mrc-ide/global-lmic-reports/master/AFG/projections.csv | 2021-03-15 | hospital_demand | 48.4 | 50.87 | 53.27 | 53.96 | 56.59 | 60.42 | Surged Maintain Status Quo | Afghanistan | AFG | 2022-01-02 | v8 | TRUE
https://raw.githubusercontent.com/mrc-ide/global-lmic-reports/master/AFG/projections.csv | 2021-03-15 | ICU_demand | 18.1 | 19.23 | 20.06 | 20.31 | 21.28 | 22.75 | Surged Maintain Status Quo | Afghanistan | AFG | 2022-01-02 | v8 | TRUE
https://raw.githubusercontent.com/mrc-ide/global-lmic-reports/master/AFG/projections.csv | 2021-03-15 | hospital_incidence | 6.58 | 6.85 | 7.22 | 7.26 | 7.62 | 8.08 | Surged Maintain Status Quo | Afghanistan | AFG | 2022-01-02 | v8 | TRUE
https://raw.githubusercontent.com/mrc-ide/global-lmic-reports/master/AFG/projections.csv | 2021-03-15 | ICU_incidence | 1.88 | 1.96 | 2.06 | 2.08 | 2.18 | 2.31 | Surged Maintain Status Quo | Afghanistan | AFG | 2022-01-02 | v8 | TRUE
https://raw.githubusercontent.com/mrc-ide/global-lmic-reports/master/AFG/projections.csv | 2021-03-15 | prevalence | 6306.32 | 6587.94 | 6818.76 | 6901.52 | 7153.97 | 7685.42 | Surged Maintain Status Quo | Afghanistan | AFG | 2022-01-02 | v8 | TRUE
https://raw.githubusercontent.com/mrc-ide/global-lmic-reports/master/AFG/projections.csv | 2021-03-15 | cumulative_infections | 1034876.97 | 1079621.2 | 1108443.5 | 1107661.67 | 1135815.23 | 1188238.04 | Surged Maintain Status Quo | Afghanistan | AFG | 2022-01-02 | v8 | TRUE
https://raw.githubusercontent.com/mrc-ide/global-lmic-reports/master/AFG/projections.csv | 2021-03-15 | cumulative_deaths | 2212.5 | 2309.21 | 2370.65 | 2370.2 | 2431.28 | 2543.88 | Surged Maintain Status Quo | Afghanistan | AFG | 2022-01-02 | v8 | TRUE
https://raw.githubusercontent.com/mrc-ide/global-lmic-reports/master/AFG/projections.csv | 2021-03-15 | Rt | 1.41 | 1.44 | 1.47 | 1.47 | 1.49 | 1.54 | Surged Maintain Status Quo | Afghanistan | AFG | 2022-01-02 | v8 | TRUE
https://raw.githubusercontent.com/mrc-ide/global-lmic-reports/master/AFG/projections.csv | 2021-03-15 | Reff | 1.38 | 1.4 | 1.43 | 1.43 | 1.45 | 1.5 | Surged Maintain Status Quo | Afghanistan | AFG | 2022-01-02 | v8 | TRUE
https://raw.githubusercontent.com/mrc-ide/global-lmic-reports/master/AFG/projections.csv | 2021-03-15 | infections | 1143.4 | 1202.42 | 1252.64 | 1260.24 | 1306.47 | 1436.04 | Surged Optimistic | Afghanistan | AFG | 2022-01-02 | v8 | TRUE
https://raw.githubusercontent.com/mrc-ide/global-lmic-reports/master/AFG/projections.csv | 2021-03-15 | deaths | 1.11 | 1.2 | 1.24 | 1.26 | 1.33 | 1.41 | Surged Optimistic | Afghanistan | AFG | 2022-01-02 | v8 | TRUE
https://raw.githubusercontent.com/mrc-ide/global-lmic-reports/master/AFG/projections.csv | 2021-03-15 | hospital_demand | 48.4 | 50.87 | 53.27 | 53.96 | 56.59 | 60.42 | Surged Optimistic | Afghanistan | AFG | 2022-01-02 | v8 | TRUE
https://raw.githubusercontent.com/mrc-ide/global-lmic-reports/master/AFG/projections.csv | 2021-03-15 | ICU_demand | 18.1 | 19.23 | 20.06 | 20.31 | 21.28 | 22.75 | Surged Optimistic | Afghanistan | AFG | 2022-01-02 | v8 | TRUE
https://raw.githubusercontent.com/mrc-ide/global-lmic-reports/master/AFG/projections.csv | 2021-03-15 | hospital_incidence | 6.58 | 6.85 | 7.22 | 7.26 | 7.62 | 8.08 | Surged Optimistic | Afghanistan | AFG | 2022-01-02 | v8 | TRUE
https://raw.githubusercontent.com/mrc-ide/global-lmic-reports/master/AFG/projections.csv | 2021-03-15 | ICU_incidence | 1.88 | 1.96 | 2.06 | 2.08 | 2.18 | 2.31 | Surged Optimistic | Afghanistan | AFG | 2022-01-02 | v8 | TRUE
https://raw.githubusercontent.com/mrc-ide/global-lmic-reports/master/AFG/projections.csv | 2021-03-15 | prevalence | 6306.32 | 6587.94 | 6818.76 | 6901.52 | 7153.97 | 7685.42 | Surged Optimistic | Afghanistan | AFG | 2022-01-02 | v8 | TRUE
https://raw.githubusercontent.com/mrc-ide/global-lmic-reports/master/AFG/projections.csv | 2021-03-15 | cumulative_infections | 1034876.97 | 1079621.2 | 1108443.5 | 1107661.67 | 1135815.23 | 1188238.04 | Surged Optimistic | Afghanistan | AFG | 2022-01-02 | v8 | TRUE
https://raw.githubusercontent.com/mrc-ide/global-lmic-reports/master/AFG/projections.csv | 2021-03-15 | cumulative_deaths | 2212.5 | 2309.21 | 2370.65 | 2370.2 | 2431.28 | 2543.88 | Surged Optimistic | Afghanistan | AFG | 2022-01-02 | v8 | TRUE
https://raw.githubusercontent.com/mrc-ide/global-lmic-reports/master/AFG/projections.csv | 2021-03-15 | Rt | 1.41 | 1.44 | 1.47 | 1.47 | 1.49 | 1.54 | Surged Optimistic | Afghanistan | AFG | 2022-01-02 | v8 | TRUE
https://raw.githubusercontent.com/mrc-ide/global-lmic-reports/master/AFG/projections.csv | 2021-03-15 | Reff | 1.38 | 1.4 | 1.43 | 1.43 | 1.45 | 1.5 | Surged Optimistic | Afghanistan | AFG | 2022-01-02 | v8 | TRUE
https://raw.githubusercontent.com/mrc-ide/global-lmic-reports/master/AFG/projections.csv | 2021-03-15 | infections | 1143.4 | 1202.42 | 1252.64 | 1260.24 | 1306.47 | 1436.04 | Surged Pessimistic | Afghanistan | AFG | 2022-01-02 | v8 | TRUE
https://raw.githubusercontent.com/mrc-ide/global-lmic-reports/master/AFG/projections.csv | 2021-03-15 | deaths | 1.11 | 1.2 | 1.24 | 1.26 | 1.33 | 1.41 | Surged Pessimistic | Afghanistan | AFG | 2022-01-02 | v8 | TRUE
https://raw.githubusercontent.com/mrc-ide/global-lmic-reports/master/AFG/projections.csv | 2021-03-15 | hospital_demand | 48.4 | 50.87 | 53.27 | 53.96 | 56.59 | 60.42 | Surged Pessimistic | Afghanistan | AFG | 2022-01-02 | v8 | TRUE
https://raw.githubusercontent.com/mrc-ide/global-lmic-reports/master/AFG/projections.csv | 2021-03-15 | ICU_demand | 18.1 | 19.23 | 20.06 | 20.31 | 21.28 | 22.75 | Surged Pessimistic | Afghanistan | AFG | 2022-01-02 | v8 | TRUE
https://raw.githubusercontent.com/mrc-ide/global-lmic-reports/master/AFG/projections.csv | 2021-03-15 | hospital_incidence | 6.58 | 6.85 | 7.22 | 7.26 | 7.62 | 8.08 | Surged Pessimistic | Afghanistan | AFG | 2022-01-02 | v8 | TRUE
https://raw.githubusercontent.com/mrc-ide/global-lmic-reports/master/AFG/projections.csv | 2021-03-15 | ICU_incidence | 1.88 | 1.96 | 2.06 | 2.08 | 2.18 | 2.31 | Surged Pessimistic | Afghanistan | AFG | 2022-01-02 | v8 | TRUE
https://raw.githubusercontent.com/mrc-ide/global-lmic-reports/master/AFG/projections.csv | 2021-03-15 | prevalence | 6306.32 | 6587.94 | 6818.76 | 6901.52 | 7153.97 | 7685.42 | Surged Pessimistic | Afghanistan | AFG | 2022-01-02 | v8 | TRUE
https://raw.githubusercontent.com/mrc-ide/global-lmic-reports/master/AFG/projections.csv | 2021-03-15 | cumulative_infections | 1034876.97 | 1079621.2 | 1108443.5 | 1107661.67 | 1135815.23 | 1188238.04 | Surged Pessimistic | Afghanistan | AFG | 2022-01-02 | v8 | TRUE
https://raw.githubusercontent.com/mrc-ide/global-lmic-reports/master/AFG/projections.csv | 2021-03-15 | cumulative_deaths | 2212.5 | 2309.21 | 2370.65 | 2370.2 | 2431.28 | 2543.88 | Surged Pessimistic | Afghanistan | AFG | 2022-01-02 | v8 | TRUE
https://raw.githubusercontent.com/mrc-ide/global-lmic-reports/master/AFG/projections.csv | 2021-03-15 | Rt | 1.41 | 1.44 | 1.47 | 1.47 | 1.49 | 1.54 | Surged Pessimistic | Afghanistan | AFG | 2022-01-02 | v8 | TRUE
https://raw.githubusercontent.com/mrc-ide/global-lmic-reports/master/AFG/projections.csv | 2021-03-15 | Reff | 1.38 | 1.4 | 1.43 | 1.43 | 1.45 | 1.5 | Surged Pessimistic | Afghanistan | AFG | 2022-01-02 | v8 | TRUE
https://raw.githubusercontent.com/mrc-ide/global-lmic-reports/master/AFG/projections.csv | 2021-03-15 | infections | 1143.4 | 1202.42 | 1252.64 | 1260.24 | 1306.47 | 1436.04 | Surged Relax Interventions 50% | Afghanistan | AFG | 2022-01-02 | v8 | TRUE
https://raw.githubusercontent.com/mrc-ide/global-lmic-reports/master/AFG/projections.csv | 2021-03-15 | deaths | 1.11 | 1.2 | 1.24 | 1.26 | 1.33 | 1.41 | Surged Relax Interventions 50% | Afghanistan | AFG | 2022-01-02 | v8 | TRUE
https://raw.githubusercontent.com/mrc-ide/global-lmic-reports/master/AFG/projections.csv | 2021-03-15 | hospital_demand | 48.4 | 50.87 | 53.27 | 53.96 | 56.59 | 60.42 | Surged Relax Interventions 50% | Afghanistan | AFG | 2022-01-02 | v8 | TRUE
https://raw.githubusercontent.com/mrc-ide/global-lmic-reports/master/AFG/projections.csv | 2021-03-15 | ICU_demand | 18.1 | 19.23 | 20.06 | 20.31 | 21.28 | 22.75 | Surged Relax Interventions 50% | Afghanistan | AFG | 2022-01-02 | v8 | TRUE
https://raw.githubusercontent.com/mrc-ide/global-lmic-reports/master/AFG/projections.csv | 2021-03-15 | hospital_incidence | 6.58 | 6.85 | 7.22 | 7.26 | 7.62 | 8.08 | Surged Relax Interventions 50% | Afghanistan | AFG | 2022-01-02 | v8 | TRUE
https://raw.githubusercontent.com/mrc-ide/global-lmic-reports/master/AFG/projections.csv | 2021-03-15 | ICU_incidence | 1.88 | 1.96 | 2.06 | 2.08 | 2.18 | 2.31 | Surged Relax Interventions 50% | Afghanistan | AFG | 2022-01-02 | v8 | TRUE
https://raw.githubusercontent.com/mrc-ide/global-lmic-reports/master/AFG/projections.csv | 2021-03-15 | prevalence | 6306.32 | 6587.94 | 6818.76 | 6901.52 | 7153.97 | 7685.42 | Surged Relax Interventions 50% | Afghanistan | AFG | 2022-01-02 | v8 | TRUE
https://raw.githubusercontent.com/mrc-ide/global-lmic-reports/master/AFG/projections.csv | 2021-03-15 | cumulative_infections | 1034876.97 | 1079621.2 | 1108443.5 | 1107661.67 | 1135815.23 | 1188238.04 | Surged Relax Interventions 50% | Afghanistan | AFG | 2022-01-02 | v8 | TRUE
https://raw.githubusercontent.com/mrc-ide/global-lmic-reports/master/AFG/projections.csv | 2021-03-15 | cumulative_deaths | 2212.5 | 2309.21 | 2370.65 | 2370.2 | 2431.28 | 2543.88 | Surged Relax Interventions 50% | Afghanistan | AFG | 2022-01-02 | v8 | TRUE
https://raw.githubusercontent.com/mrc-ide/global-lmic-reports/master/AFG/projections.csv | 2021-03-15 | Rt | 1.41 | 1.44 | 1.47 | 1.47 | 1.49 | 1.54 | Surged Relax Interventions 50% | Afghanistan | AFG | 2022-01-02 | v8 | TRUE
https://raw.githubusercontent.com/mrc-ide/global-lmic-reports/master/AFG/projections.csv | 2021-03-15 | Reff | 1.38 | 1.4 | 1.43 | 1.43 | 1.45 | 1.5 | Surged Relax Interventions 50% | Afghanistan | AFG | 2022-01-02 | v8 | TRUE
https://raw.githubusercontent.com/mrc-ide/global-lmic-reports/master/AFG/projections.csv | 2021-03-16 | infections | 1175.13 | 1244.19 | 1316.31 | 1326.89 | 1388.01 | 1548.56 | Additional 50% Reduction | Afghanistan | AFG | 2022-01-02 | v8 | TRUE
https://raw.githubusercontent.com/mrc-ide/global-lmic-reports/master/AFG/projections.csv | 2021-03-16 | deaths | 1.09 | 1.25 | 1.3 | 1.31 | 1.36 | 1.54 | Additional 50% Reduction | Afghanistan | AFG | 2022-01-02 | v8 | TRUE
https://raw.githubusercontent.com/mrc-ide/global-lmic-reports/master/AFG/projections.csv | 2021-03-16 | hospital_demand | 47.07 | 54.02 | 55.41 | 56.27 | 58.42 | 65.66 | Additional 50% Reduction | Afghanistan | AFG | 2022-01-02 | v8 | TRUE
https://raw.githubusercontent.com/mrc-ide/global-lmic-reports/master/AFG/projections.csv | 2021-03-16 | ICU_demand | 17.68 | 20.27 | 20.81 | 21.1 | 21.95 | 24.64 | Additional 50% Reduction | Afghanistan | AFG | 2022-01-02 | v8 | TRUE
https://raw.githubusercontent.com/mrc-ide/global-lmic-reports/master/AFG/projections.csv | 2021-03-16 | hospital_incidence | 6.47 | 7.25 | 7.48 | 7.6 | 7.93 | 8.82 | Additional 50% Reduction | Afghanistan | AFG | 2022-01-02 | v8 | TRUE
https://raw.githubusercontent.com/mrc-ide/global-lmic-reports/master/AFG/projections.csv | 2021-03-16 | ICU_incidence | 1.85 | 2.07 | 2.14 | 2.18 | 2.27 | 2.52 | Additional 50% Reduction | Afghanistan | AFG | 2022-01-02 | v8 | TRUE
https://raw.githubusercontent.com/mrc-ide/global-lmic-reports/master/AFG/projections.csv | 2021-03-16 | prevalence | 6373.17 | 6887.25 | 7225.4 | 7297.75 | 7601.46 | 8463.24 | Additional 50% Reduction | Afghanistan | AFG | 2022-01-02 | v8 | TRUE
https://raw.githubusercontent.com/mrc-ide/global-lmic-reports/master/AFG/projections.csv | 2021-03-16 | cumulative_infections | 1043570.2 | 1082164.08 | 1116713.07 | 1120470.43 | 1137689.31 | 1237203.34 | Additional 50% Reduction | Afghanistan | AFG | 2022-01-02 | v8 | TRUE
https://raw.githubusercontent.com/mrc-ide/global-lmic-reports/master/AFG/projections.csv | 2021-03-16 | cumulative_deaths | 2231.95 | 2325.2 | 2403.77 | 2410.01 | 2449.36 | 2686.26 | Additional 50% Reduction | Afghanistan | AFG | 2022-01-02 | v8 | TRUE
https://raw.githubusercontent.com/mrc-ide/global-lmic-reports/master/AFG/projections.csv | 2021-03-16 | Rt | 1.4 | 1.43 | 1.47 | 1.46 | 1.49 | 1.56 | Additional 50% Reduction | Afghanistan | AFG | 2022-01-02 | v8 | TRUE
https://raw.githubusercontent.com/mrc-ide/global-lmic-reports/master/AFG/projections.csv | 2021-03-16 | Reff | 1.36 | 1.39 | 1.43 | 1.42 | 1.45 | 1.51 | Additional 50% Reduction | Afghanistan | AFG | 2022-01-02 | v8 | TRUE
https://raw.githubusercontent.com/mrc-ide/global-lmic-reports/master/AFG/projections.csv | 2021-03-16 | infections | 1175.13 | 1244.19 | 1316.31 | 1326.89 | 1388.01 | 1548.56 | Maintain Status Quo | Afghanistan | AFG | 2022-01-02 | v8 | TRUE
https://raw.githubusercontent.com/mrc-ide/global-lmic-reports/master/AFG/projections.csv | 2021-03-16 | deaths | 1.09 | 1.25 | 1.3 | 1.31 | 1.36 | 1.54 | Maintain Status Quo | Afghanistan | AFG | 2022-01-02 | v8 | TRUE
https://raw.githubusercontent.com/mrc-ide/global-lmic-reports/master/AFG/projections.csv | 2021-03-16 | hospital_demand | 47.07 | 54.02 | 55.41 | 56.27 | 58.42 | 65.66 | Maintain Status Quo | Afghanistan | AFG | 2022-01-02 | v8 | TRUE
https://raw.githubusercontent.com/mrc-ide/global-lmic-reports/master/AFG/projections.csv | 2021-03-16 | ICU_demand | 17.68 | 20.27 | 20.81 | 21.1 | 21.95 | 24.64 | Maintain Status Quo | Afghanistan | AFG | 2022-01-02 | v8 | TRUE
https://raw.githubusercontent.com/mrc-ide/global-lmic-reports/master/AFG/projections.csv | 2021-03-16 | hospital_incidence | 6.47 | 7.25 | 7.48 | 7.6 | 7.93 | 8.82 | Maintain Status Quo | Afghanistan | AFG | 2022-01-02 | v8 | TRUE
https://raw.githubusercontent.com/mrc-ide/global-lmic-reports/master/AFG/projections.csv | 2021-03-16 | ICU_incidence | 1.85 | 2.07 | 2.14 | 2.18 | 2.27 | 2.52 | Maintain Status Quo | Afghanistan | AFG | 2022-01-02 | v8 | TRUE
https://raw.githubusercontent.com/mrc-ide/global-lmic-reports/master/AFG/projections.csv | 2021-03-16 | prevalence | 6373.17 | 6887.25 | 7225.4 | 7297.75 | 7601.46 | 8463.24 | Maintain Status Quo | Afghanistan | AFG | 2022-01-02 | v8 | TRUE
https://raw.githubusercontent.com/mrc-ide/global-lmic-reports/master/AFG/projections.csv | 2021-03-16 | cumulative_infections | 1043570.2 | 1082164.08 | 1116713.07 | 1120470.43 | 1137689.31 | 1237203.34 | Maintain Status Quo | Afghanistan | AFG | 2022-01-02 | v8 | TRUE
https://raw.githubusercontent.com/mrc-ide/global-lmic-reports/master/AFG/projections.csv | 2021-03-16 | cumulative_deaths | 2231.95 | 2325.2 | 2403.77 | 2410.01 | 2449.36 | 2686.26 | Maintain Status Quo | Afghanistan | AFG | 2022-01-02 | v8 | TRUE
https://raw.githubusercontent.com/mrc-ide/global-lmic-reports/master/AFG/projections.csv | 2021-03-16 | Rt | 1.4 | 1.43 | 1.47 | 1.46 | 1.49 | 1.56 | Maintain Status Quo | Afghanistan | AFG | 2022-01-02 | v8 | TRUE
https://raw.githubusercontent.com/mrc-ide/global-lmic-reports/master/AFG/projections.csv | 2021-03-16 | Reff | 1.36 | 1.39 | 1.43 | 1.42 | 1.45 | 1.51 | Maintain Status Quo | Afghanistan | AFG | 2022-01-02 | v8 | TRUE
https://raw.githubusercontent.com/mrc-ide/global-lmic-reports/master/AFG/projections.csv | 2021-03-16 | infections | 1175.13 | 1244.19 | 1316.31 | 1326.89 | 1388.01 | 1548.56 | Optimistic | Afghanistan | AFG | 2022-01-02 | v8 | TRUE
https://raw.githubusercontent.com/mrc-ide/global-lmic-reports/master/AFG/projections.csv | 2021-03-16 | deaths | 1.09 | 1.25 | 1.3 | 1.31 | 1.36 | 1.54 | Optimistic | Afghanistan | AFG | 2022-01-02 | v8 | TRUE
https://raw.githubusercontent.com/mrc-ide/global-lmic-reports/master/AFG/projections.csv | 2021-03-16 | hospital_demand | 47.07 | 54.02 | 55.41 | 56.27 | 58.42 | 65.66 | Optimistic | Afghanistan | AFG | 2022-01-02 | v8 | TRUE
https://raw.githubusercontent.com/mrc-ide/global-lmic-reports/master/AFG/projections.csv | 2021-03-16 | ICU_demand | 17.68 | 20.27 | 20.81 | 21.1 | 21.95 | 24.64 | Optimistic | Afghanistan | AFG | 2022-01-02 | v8 | TRUE
https://raw.githubusercontent.com/mrc-ide/global-lmic-reports/master/AFG/projections.csv | 2021-03-16 | hospital_incidence | 6.47 | 7.25 | 7.48 | 7.6 | 7.93 | 8.82 | Optimistic | Afghanistan | AFG | 2022-01-02 | v8 | TRUE
https://raw.githubusercontent.com/mrc-ide/global-lmic-reports/master/AFG/projections.csv | 2021-03-16 | ICU_incidence | 1.85 | 2.07 | 2.14 | 2.18 | 2.27 | 2.52 | Optimistic | Afghanistan | AFG | 2022-01-02 | v8 | TRUE
https://raw.githubusercontent.com/mrc-ide/global-lmic-reports/master/AFG/projections.csv | 2021-03-16 | prevalence | 6373.17 | 6887.25 | 7225.4 | 7297.75 | 7601.46 | 8463.24 | Optimistic | Afghanistan | AFG | 2022-01-02 | v8 | TRUE
https://raw.githubusercontent.com/mrc-ide/global-lmic-reports/master/AFG/projections.csv | 2021-03-16 | cumulative_infections | 1043570.2 | 1082164.08 | 1116713.07 | 1120470.43 | 1137689.31 | 1237203.34 | Optimistic | Afghanistan | AFG | 2022-01-02 | v8 | TRUE
https://raw.githubusercontent.com/mrc-ide/global-lmic-reports/master/AFG/projections.csv | 2021-03-16 | cumulative_deaths | 2231.95 | 2325.2 | 2403.77 | 2410.01 | 2449.36 | 2686.26 | Optimistic | Afghanistan | AFG | 2022-01-02 | v8 | TRUE
https://raw.githubusercontent.com/mrc-ide/global-lmic-reports/master/AFG/projections.csv | 2021-03-16 | Rt | 1.4 | 1.43 | 1.47 | 1.46 | 1.49 | 1.56 | Optimistic | Afghanistan | AFG | 2022-01-02 | v8 | TRUE
https://raw.githubusercontent.com/mrc-ide/global-lmic-reports/master/AFG/projections.csv | 2021-03-16 | Reff | 1.36 | 1.39 | 1.43 | 1.42 | 1.45 | 1.51 | Optimistic | Afghanistan | AFG | 2022-01-02 | v8 | TRUE
https://raw.githubusercontent.com/mrc-ide/global-lmic-reports/master/AFG/projections.csv | 2021-03-16 | infections | 1175.13 | 1244.19 | 1316.31 | 1326.89 | 1388.01 | 1548.56 | Pessimistic | Afghanistan | AFG | 2022-01-02 | v8 | TRUE
https://raw.githubusercontent.com/mrc-ide/global-lmic-reports/master/AFG/projections.csv | 2021-03-16 | deaths | 1.09 | 1.25 | 1.3 | 1.31 | 1.36 | 1.54 | Pessimistic | Afghanistan | AFG | 2022-01-02 | v8 | TRUE
https://raw.githubusercontent.com/mrc-ide/global-lmic-reports/master/AFG/projections.csv | 2021-03-16 | hospital_demand | 47.07 | 54.02 | 55.41 | 56.27 | 58.42 | 65.66 | Pessimistic | Afghanistan | AFG | 2022-01-02 | v8 | TRUE
https://raw.githubusercontent.com/mrc-ide/global-lmic-reports/master/AFG/projections.csv | 2021-03-16 | ICU_demand | 17.68 | 20.27 | 20.81 | 21.1 | 21.95 | 24.64 | Pessimistic | Afghanistan | AFG | 2022-01-02 | v8 | TRUE
https://raw.githubusercontent.com/mrc-ide/global-lmic-reports/master/AFG/projections.csv | 2021-03-16 | hospital_incidence | 6.47 | 7.25 | 7.48 | 7.6 | 7.93 | 8.82 | Pessimistic | Afghanistan | AFG | 2022-01-02 | v8 | TRUE
https://raw.githubusercontent.com/mrc-ide/global-lmic-reports/master/AFG/projections.csv | 2021-03-16 | ICU_incidence | 1.85 | 2.07 | 2.14 | 2.18 | 2.27 | 2.52 | Pessimistic | Afghanistan | AFG | 2022-01-02 | v8 | TRUE
https://raw.githubusercontent.com/mrc-ide/global-lmic-reports/master/AFG/projections.csv | 2021-03-16 | prevalence | 6373.17 | 6887.25 | 7225.4 | 7297.75 | 7601.46 | 8463.24 | Pessimistic | Afghanistan | AFG | 2022-01-02 | v8 | TRUE
https://raw.githubusercontent.com/mrc-ide/global-lmic-reports/master/AFG/projections.csv | 2021-03-16 | cumulative_infections | 1043570.2 | 1082164.08 | 1116713.07 | 1120470.43 | 1137689.31 | 1237203.34 | Pessimistic | Afghanistan | AFG | 2022-01-02 | v8 | TRUE
https://raw.githubusercontent.com/mrc-ide/global-lmic-reports/master/AFG/projections.csv | 2021-03-16 | cumulative_deaths | 2231.95 | 2325.2 | 2403.77 | 2410.01 | 2449.36 | 2686.26 | Pessimistic | Afghanistan | AFG | 2022-01-02 | v8 | TRUE
https://raw.githubusercontent.com/mrc-ide/global-lmic-reports/master/AFG/projections.csv | 2021-03-16 | Rt | 1.4 | 1.43 | 1.47 | 1.46 | 1.49 | 1.56 | Pessimistic | Afghanistan | AFG | 2022-01-02 | v8 | TRUE
https://raw.githubusercontent.com/mrc-ide/global-lmic-reports/master/AFG/projections.csv | 2021-03-16 | Reff | 1.36 | 1.39 | 1.43 | 1.42 | 1.45 | 1.51 | Pessimistic | Afghanistan | AFG | 2022-01-02 | v8 | TRUE
https://raw.githubusercontent.com/mrc-ide/global-lmic-reports/master/AFG/projections.csv | 2021-03-16 | infections | 1175.13 | 1244.19 | 1316.31 | 1326.89 | 1388.01 | 1548.56 | Relax Interventions 50% | Afghanistan | AFG | 2022-01-02 | v8 | TRUE
https://raw.githubusercontent.com/mrc-ide/global-lmic-reports/master/AFG/projections.csv | 2021-03-16 | deaths | 1.09 | 1.25 | 1.3 | 1.31 | 1.36 | 1.54 | Relax Interventions 50% | Afghanistan | AFG | 2022-01-02 | v8 | TRUE
https://raw.githubusercontent.com/mrc-ide/global-lmic-reports/master/AFG/projections.csv | 2021-03-16 | hospital_demand | 47.07 | 54.02 | 55.41 | 56.27 | 58.42 | 65.66 | Relax Interventions 50% | Afghanistan | AFG | 2022-01-02 | v8 | TRUE
https://raw.githubusercontent.com/mrc-ide/global-lmic-reports/master/AFG/projections.csv | 2021-03-16 | ICU_demand | 17.68 | 20.27 | 20.81 | 21.1 | 21.95 | 24.64 | Relax Interventions 50% | Afghanistan | AFG | 2022-01-02 | v8 | TRUE
https://raw.githubusercontent.com/mrc-ide/global-lmic-reports/master/AFG/projections.csv | 2021-03-16 | hospital_incidence | 6.47 | 7.25 | 7.48 | 7.6 | 7.93 | 8.82 | Relax Interventions 50% | Afghanistan | AFG | 2022-01-02 | v8 | TRUE
https://raw.githubusercontent.com/mrc-ide/global-lmic-reports/master/AFG/projections.csv | 2021-03-16 | ICU_incidence | 1.85 | 2.07 | 2.14 | 2.18 | 2.27 | 2.52 | Relax Interventions 50% | Afghanistan | AFG | 2022-01-02 | v8 | TRUE
https://raw.githubusercontent.com/mrc-ide/global-lmic-reports/master/AFG/projections.csv | 2021-03-16 | prevalence | 6373.17 | 6887.25 | 7225.4 | 7297.75 | 7601.46 | 8463.24 | Relax Interventions 50% | Afghanistan | AFG | 2022-01-02 | v8 | TRUE
https://raw.githubusercontent.com/mrc-ide/global-lmic-reports/master/AFG/projections.csv | 2021-03-16 | cumulative_infections | 1043570.2 | 1082164.08 | 1116713.07 | 1120470.43 | 1137689.31 | 1237203.34 | Relax Interventions 50% | Afghanistan | AFG | 2022-01-02 | v8 | TRUE
https://raw.githubusercontent.com/mrc-ide/global-lmic-reports/master/AFG/projections.csv | 2021-03-16 | cumulative_deaths | 2231.95 | 2325.2 | 2403.77 | 2410.01 | 2449.36 | 2686.26 | Relax Interventions 50% | Afghanistan | AFG | 2022-01-02 | v8 | TRUE
https://raw.githubusercontent.com/mrc-ide/global-lmic-reports/master/AFG/projections.csv | 2021-03-16 | Rt | 1.4 | 1.43 | 1.47 | 1.46 | 1.49 | 1.56 | Relax Interventions 50% | Afghanistan | AFG | 2022-01-02 | v8 | TRUE
https://raw.githubusercontent.com/mrc-ide/global-lmic-reports/master/AFG/projections.csv | 2021-03-16 | Reff | 1.36 | 1.39 | 1.43 | 1.42 | 1.45 | 1.51 | Relax Interventions 50% | Afghanistan | AFG | 2022-01-02 | v8 | TRUE
https://raw.githubusercontent.com/mrc-ide/global-lmic-reports/master/AFG/projections.csv | 2021-03-16 | infections | 1201.66 | 1270.87 | 1321.58 | 1328.1 | 1375.63 | 1515.43 | Surged Additional 50% Reduction | Afghanistan | AFG | 2022-01-02 | v8 | TRUE
https://raw.githubusercontent.com/mrc-ide/global-lmic-reports/master/AFG/projections.csv | 2021-03-16 | deaths | 1.15 | 1.23 | 1.28 | 1.3 | 1.36 | 1.46 | Surged Additional 50% Reduction | Afghanistan | AFG | 2022-01-02 | v8 | TRUE
https://raw.githubusercontent.com/mrc-ide/global-lmic-reports/master/AFG/projections.csv | 2021-03-16 | hospital_demand | 50.5 | 52.82 | 55.29 | 55.95 | 58.68 | 62.57 | Surged Additional 50% Reduction | Afghanistan | AFG | 2022-01-02 | v8 | TRUE
https://raw.githubusercontent.com/mrc-ide/global-lmic-reports/master/AFG/projections.csv | 2021-03-16 | ICU_demand | 18.78 | 19.77 | 20.69 | 20.95 | 21.93 | 23.44 | Surged Additional 50% Reduction | Afghanistan | AFG | 2022-01-02 | v8 | TRUE
https://raw.githubusercontent.com/mrc-ide/global-lmic-reports/master/AFG/projections.csv | 2021-03-16 | hospital_incidence | 6.88 | 7.17 | 7.53 | 7.6 | 7.94 | 8.44 | Surged Additional 50% Reduction | Afghanistan | AFG | 2022-01-02 | v8 | TRUE
https://raw.githubusercontent.com/mrc-ide/global-lmic-reports/master/AFG/projections.csv | 2021-03-16 | ICU_incidence | 1.97 | 2.05 | 2.16 | 2.17 | 2.27 | 2.41 | Surged Additional 50% Reduction | Afghanistan | AFG | 2022-01-02 | v8 | TRUE
https://raw.githubusercontent.com/mrc-ide/global-lmic-reports/master/AFG/projections.csv | 2021-03-16 | prevalence | 6671.72 | 6978.02 | 7209.35 | 7303 | 7584.49 | 8191.61 | Surged Additional 50% Reduction | Afghanistan | AFG | 2022-01-02 | v8 | TRUE
https://raw.githubusercontent.com/mrc-ide/global-lmic-reports/master/AFG/projections.csv | 2021-03-16 | cumulative_infections | 1036285.25 | 1080960.8 | 1109800.96 | 1108989.77 | 1137160.96 | 1189581.22 | Surged Additional 50% Reduction | Afghanistan | AFG | 2022-01-02 | v8 | TRUE
https://raw.githubusercontent.com/mrc-ide/global-lmic-reports/master/AFG/projections.csv | 2021-03-16 | cumulative_deaths | 2213.8 | 2310.52 | 2372.01 | 2371.5 | 2432.54 | 2545.16 | Surged Additional 50% Reduction | Afghanistan | AFG | 2022-01-02 | v8 | TRUE
https://raw.githubusercontent.com/mrc-ide/global-lmic-reports/master/AFG/projections.csv | 2021-03-16 | Rt | 1.41 | 1.43 | 1.46 | 1.46 | 1.49 | 1.53 | Surged Additional 50% Reduction | Afghanistan | AFG | 2022-01-02 | v8 | TRUE
https://raw.githubusercontent.com/mrc-ide/global-lmic-reports/master/AFG/projections.csv | 2021-03-16 | Reff | 1.37 | 1.39 | 1.42 | 1.42 | 1.45 | 1.49 | Surged Additional 50% Reduction | Afghanistan | AFG | 2022-01-02 | v8 | TRUE
https://raw.githubusercontent.com/mrc-ide/global-lmic-reports/master/AFG/projections.csv | 2021-03-16 | infections | 1201.66 | 1270.87 | 1321.58 | 1328.1 | 1375.63 | 1515.43 | Surged Maintain Status Quo | Afghanistan | AFG | 2022-01-02 | v8 | TRUE
https://raw.githubusercontent.com/mrc-ide/global-lmic-reports/master/AFG/projections.csv | 2021-03-16 | deaths | 1.15 | 1.23 | 1.28 | 1.3 | 1.36 | 1.46 | Surged Maintain Status Quo | Afghanistan | AFG | 2022-01-02 | v8 | TRUE
https://raw.githubusercontent.com/mrc-ide/global-lmic-reports/master/AFG/projections.csv | 2021-03-16 | hospital_demand | 50.5 | 52.82 | 55.29 | 55.95 | 58.68 | 62.57 | Surged Maintain Status Quo | Afghanistan | AFG | 2022-01-02 | v8 | TRUE
https://raw.githubusercontent.com/mrc-ide/global-lmic-reports/master/AFG/projections.csv | 2021-03-16 | ICU_demand | 18.78 | 19.77 | 20.69 | 20.95 | 21.93 | 23.44 | Surged Maintain Status Quo | Afghanistan | AFG | 2022-01-02 | v8 | TRUE
https://raw.githubusercontent.com/mrc-ide/global-lmic-reports/master/AFG/projections.csv | 2021-03-16 | hospital_incidence | 6.88 | 7.17 | 7.53 | 7.6 | 7.94 | 8.44 | Surged Maintain Status Quo | Afghanistan | AFG | 2022-01-02 | v8 | TRUE
https://raw.githubusercontent.com/mrc-ide/global-lmic-reports/master/AFG/projections.csv | 2021-03-16 | ICU_incidence | 1.97 | 2.05 | 2.16 | 2.17 | 2.27 | 2.41 | Surged Maintain Status Quo | Afghanistan | AFG | 2022-01-02 | v8 | TRUE
https://raw.githubusercontent.com/mrc-ide/global-lmic-reports/master/AFG/projections.csv | 2021-03-16 | prevalence | 6671.72 | 6978.02 | 7209.35 | 7303 | 7584.49 | 8191.61 | Surged Maintain Status Quo | Afghanistan | AFG | 2022-01-02 | v8 | TRUE
https://raw.githubusercontent.com/mrc-ide/global-lmic-reports/master/AFG/projections.csv | 2021-03-16 | cumulative_infections | 1036285.25 | 1080960.8 | 1109800.96 | 1108989.77 | 1137160.96 | 1189581.22 | Surged Maintain Status Quo | Afghanistan | AFG | 2022-01-02 | v8 | TRUE
https://raw.githubusercontent.com/mrc-ide/global-lmic-reports/master/AFG/projections.csv | 2021-03-16 | cumulative_deaths | 2213.8 | 2310.52 | 2372.01 | 2371.5 | 2432.54 | 2545.16 | Surged Maintain Status Quo | Afghanistan | AFG | 2022-01-02 | v8 | TRUE
https://raw.githubusercontent.com/mrc-ide/global-lmic-reports/master/AFG/projections.csv | 2021-03-16 | Rt | 1.41 | 1.43 | 1.46 | 1.46 | 1.49 | 1.53 | Surged Maintain Status Quo | Afghanistan | AFG | 2022-01-02 | v8 | TRUE
https://raw.githubusercontent.com/mrc-ide/global-lmic-reports/master/AFG/projections.csv | 2021-03-16 | Reff | 1.37 | 1.39 | 1.42 | 1.42 | 1.45 | 1.49 | Surged Maintain Status Quo | Afghanistan | AFG | 2022-01-02 | v8 | TRUE
https://raw.githubusercontent.com/mrc-ide/global-lmic-reports/master/AFG/projections.csv | 2021-03-16 | infections | 1201.66 | 1270.87 | 1321.58 | 1328.1 | 1375.63 | 1515.43 | Surged Optimistic | Afghanistan | AFG | 2022-01-02 | v8 | TRUE
https://raw.githubusercontent.com/mrc-ide/global-lmic-reports/master/AFG/projections.csv | 2021-03-16 | deaths | 1.15 | 1.23 | 1.28 | 1.3 | 1.36 | 1.46 | Surged Optimistic | Afghanistan | AFG | 2022-01-02 | v8 | TRUE
https://raw.githubusercontent.com/mrc-ide/global-lmic-reports/master/AFG/projections.csv | 2021-03-16 | hospital_demand | 50.5 | 52.82 | 55.29 | 55.95 | 58.68 | 62.57 | Surged Optimistic | Afghanistan | AFG | 2022-01-02 | v8 | TRUE
https://raw.githubusercontent.com/mrc-ide/global-lmic-reports/master/AFG/projections.csv | 2021-03-16 | ICU_demand | 18.78 | 19.77 | 20.69 | 20.95 | 21.93 | 23.44 | Surged Optimistic | Afghanistan | AFG | 2022-01-02 | v8 | TRUE
https://raw.githubusercontent.com/mrc-ide/global-lmic-reports/master/AFG/projections.csv | 2021-03-16 | hospital_incidence | 6.88 | 7.17 | 7.53 | 7.6 | 7.94 | 8.44 | Surged Optimistic | Afghanistan | AFG | 2022-01-02 | v8 | TRUE
https://raw.githubusercontent.com/mrc-ide/global-lmic-reports/master/AFG/projections.csv | 2021-03-16 | ICU_incidence | 1.97 | 2.05 | 2.16 | 2.17 | 2.27 | 2.41 | Surged Optimistic | Afghanistan | AFG | 2022-01-02 | v8 | TRUE
https://raw.githubusercontent.com/mrc-ide/global-lmic-reports/master/AFG/projections.csv | 2021-03-16 | prevalence | 6671.72 | 6978.02 | 7209.35 | 7303 | 7584.49 | 8191.61 | Surged Optimistic | Afghanistan | AFG | 2022-01-02 | v8 | TRUE
https://raw.githubusercontent.com/mrc-ide/global-lmic-reports/master/AFG/projections.csv | 2021-03-16 | cumulative_infections | 1036285.25 | 1080960.8 | 1109800.96 | 1108989.77 | 1137160.96 | 1189581.22 | Surged Optimistic | Afghanistan | AFG | 2022-01-02 | v8 | TRUE
https://raw.githubusercontent.com/mrc-ide/global-lmic-reports/master/AFG/projections.csv | 2021-03-16 | cumulative_deaths | 2213.8 | 2310.52 | 2372.01 | 2371.5 | 2432.54 | 2545.16 | Surged Optimistic | Afghanistan | AFG | 2022-01-02 | v8 | TRUE
https://raw.githubusercontent.com/mrc-ide/global-lmic-reports/master/AFG/projections.csv | 2021-03-16 | Rt | 1.41 | 1.43 | 1.46 | 1.46 | 1.49 | 1.53 | Surged Optimistic | Afghanistan | AFG | 2022-01-02 | v8 | TRUE
https://raw.githubusercontent.com/mrc-ide/global-lmic-reports/master/AFG/projections.csv | 2021-03-16 | Reff | 1.37 | 1.39 | 1.42 | 1.42 | 1.45 | 1.49 | Surged Optimistic | Afghanistan | AFG | 2022-01-02 | v8 | TRUE
https://raw.githubusercontent.com/mrc-ide/global-lmic-reports/master/AFG/projections.csv | 2021-03-16 | infections | 1201.66 | 1270.87 | 1321.58 | 1328.1 | 1375.63 | 1515.43 | Surged Pessimistic | Afghanistan | AFG | 2022-01-02 | v8 | TRUE
https://raw.githubusercontent.com/mrc-ide/global-lmic-reports/master/AFG/projections.csv | 2021-03-16 | deaths | 1.15 | 1.23 | 1.28 | 1.3 | 1.36 | 1.46 | Surged Pessimistic | Afghanistan | AFG | 2022-01-02 | v8 | TRUE
https://raw.githubusercontent.com/mrc-ide/global-lmic-reports/master/AFG/projections.csv | 2021-03-16 | hospital_demand | 50.5 | 52.82 | 55.29 | 55.95 | 58.68 | 62.57 | Surged Pessimistic | Afghanistan | AFG | 2022-01-02 | v8 | TRUE
https://raw.githubusercontent.com/mrc-ide/global-lmic-reports/master/AFG/projections.csv | 2021-03-16 | ICU_demand | 18.78 | 19.77 | 20.69 | 20.95 | 21.93 | 23.44 | Surged Pessimistic | Afghanistan | AFG | 2022-01-02 | v8 | TRUE
https://raw.githubusercontent.com/mrc-ide/global-lmic-reports/master/AFG/projections.csv | 2021-03-16 | hospital_incidence | 6.88 | 7.17 | 7.53 | 7.6 | 7.94 | 8.44 | Surged Pessimistic | Afghanistan | AFG | 2022-01-02 | v8 | TRUE
https://raw.githubusercontent.com/mrc-ide/global-lmic-reports/master/AFG/projections.csv | 2021-03-16 | ICU_incidence | 1.97 | 2.05 | 2.16 | 2.17 | 2.27 | 2.41 | Surged Pessimistic | Afghanistan | AFG | 2022-01-02 | v8 | TRUE
https://raw.githubusercontent.com/mrc-ide/global-lmic-reports/master/AFG/projections.csv | 2021-03-16 | prevalence | 6671.72 | 6978.02 | 7209.35 | 7303 | 7584.49 | 8191.61 | Surged Pessimistic | Afghanistan | AFG | 2022-01-02 | v8 | TRUE
https://raw.githubusercontent.com/mrc-ide/global-lmic-reports/master/AFG/projections.csv | 2021-03-16 | cumulative_infections | 1036285.25 | 1080960.8 | 1109800.96 | 1108989.77 | 1137160.96 | 1189581.22 | Surged Pessimistic | Afghanistan | AFG | 2022-01-02 | v8 | TRUE
https://raw.githubusercontent.com/mrc-ide/global-lmic-reports/master/AFG/projections.csv | 2021-03-16 | cumulative_deaths | 2213.8 | 2310.52 | 2372.01 | 2371.5 | 2432.54 | 2545.16 | Surged Pessimistic | Afghanistan | AFG | 2022-01-02 | v8 | TRUE
https://raw.githubusercontent.com/mrc-ide/global-lmic-reports/master/AFG/projections.csv | 2021-03-16 | Rt | 1.41 | 1.43 | 1.46 | 1.46 | 1.49 | 1.53 | Surged Pessimistic | Afghanistan | AFG | 2022-01-02 | v8 | TRUE
https://raw.githubusercontent.com/mrc-ide/global-lmic-reports/master/AFG/projections.csv | 2021-03-16 | Reff | 1.37 | 1.39 | 1.42 | 1.42 | 1.45 | 1.49 | Surged Pessimistic | Afghanistan | AFG | 2022-01-02 | v8 | TRUE
https://raw.githubusercontent.com/mrc-ide/global-lmic-reports/master/AFG/projections.csv | 2021-03-16 | infections | 1201.66 | 1270.87 | 1321.58 | 1328.1 | 1375.63 | 1515.43 | Surged Relax Interventions 50% | Afghanistan | AFG | 2022-01-02 | v8 | TRUE
https://raw.githubusercontent.com/mrc-ide/global-lmic-reports/master/AFG/projections.csv | 2021-03-16 | deaths | 1.15 | 1.23 | 1.28 | 1.3 | 1.36 | 1.46 | Surged Relax Interventions 50% | Afghanistan | AFG | 2022-01-02 | v8 | TRUE
https://raw.githubusercontent.com/mrc-ide/global-lmic-reports/master/AFG/projections.csv | 2021-03-16 | hospital_demand | 50.5 | 52.82 | 55.29 | 55.95 | 58.68 | 62.57 | Surged Relax Interventions 50% | Afghanistan | AFG | 2022-01-02 | v8 | TRUE
https://raw.githubusercontent.com/mrc-ide/global-lmic-reports/master/AFG/projections.csv | 2021-03-16 | ICU_demand | 18.78 | 19.77 | 20.69 | 20.95 | 21.93 | 23.44 | Surged Relax Interventions 50% | Afghanistan | AFG | 2022-01-02 | v8 | TRUE
https://raw.githubusercontent.com/mrc-ide/global-lmic-reports/master/AFG/projections.csv | 2021-03-16 | hospital_incidence | 6.88 | 7.17 | 7.53 | 7.6 | 7.94 | 8.44 | Surged Relax Interventions 50% | Afghanistan | AFG | 2022-01-02 | v8 | TRUE
https://raw.githubusercontent.com/mrc-ide/global-lmic-reports/master/AFG/projections.csv | 2021-03-16 | ICU_incidence | 1.97 | 2.05 | 2.16 | 2.17 | 2.27 | 2.41 | Surged Relax Interventions 50% | Afghanistan | AFG | 2022-01-02 | v8 | TRUE
https://raw.githubusercontent.com/mrc-ide/global-lmic-reports/master/AFG/projections.csv | 2021-03-16 | prevalence | 6671.72 | 6978.02 | 7209.35 | 7303 | 7584.49 | 8191.61 | Surged Relax Interventions 50% | Afghanistan | AFG | 2022-01-02 | v8 | TRUE
https://raw.githubusercontent.com/mrc-ide/global-lmic-reports/master/AFG/projections.csv | 2021-03-16 | cumulative_infections | 1036285.25 | 1080960.8 | 1109800.96 | 1108989.77 | 1137160.96 | 1189581.22 | Surged Relax Interventions 50% | Afghanistan | AFG | 2022-01-02 | v8 | TRUE
https://raw.githubusercontent.com/mrc-ide/global-lmic-reports/master/AFG/projections.csv | 2021-03-16 | cumulative_deaths | 2213.8 | 2310.52 | 2372.01 | 2371.5 | 2432.54 | 2545.16 | Surged Relax Interventions 50% | Afghanistan | AFG | 2022-01-02 | v8 | TRUE
https://raw.githubusercontent.com/mrc-ide/global-lmic-reports/master/AFG/projections.csv | 2021-03-16 | Rt | 1.41 | 1.43 | 1.46 | 1.46 | 1.49 | 1.53 | Surged Relax Interventions 50% | Afghanistan | AFG | 2022-01-02 | v8 | TRUE
https://raw.githubusercontent.com/mrc-ide/global-lmic-reports/master/AFG/projections.csv | 2021-03-16 | Reff | 1.37 | 1.39 | 1.42 | 1.42 | 1.45 | 1.49 | Surged Relax Interventions 50% | Afghanistan | AFG | 2022-01-02 | v8 | TRUE
https://raw.githubusercontent.com/mrc-ide/global-lmic-reports/master/AFG/projections.csv | 2021-03-17 | infections | 1229.13 | 1302.08 | 1388.82 | 1391.67 | 1457.18 | 1627.79 | Additional 50% Reduction | Afghanistan | AFG | 2022-01-02 | v8 | TRUE
https://raw.githubusercontent.com/mrc-ide/global-lmic-reports/master/AFG/projections.csv | 2021-03-17 | deaths | 1.12 | 1.29 | 1.33 | 1.35 | 1.4 | 1.58 | Additional 50% Reduction | Afghanistan | AFG | 2022-01-02 | v8 | TRUE
https://raw.githubusercontent.com/mrc-ide/global-lmic-reports/master/AFG/projections.csv | 2021-03-17 | hospital_demand | 48.99 | 56.05 | 57.46 | 58.4 | 60.64 | 67.9 | Additional 50% Reduction | Afghanistan | AFG | 2022-01-02 | v8 | TRUE
https://raw.githubusercontent.com/mrc-ide/global-lmic-reports/master/AFG/projections.csv | 2021-03-17 | ICU_demand | 18.3 | 20.99 | 21.46 | 21.79 | 22.62 | 25.38 | Additional 50% Reduction | Afghanistan | AFG | 2022-01-02 | v8 | TRUE
https://raw.githubusercontent.com/mrc-ide/global-lmic-reports/master/AFG/projections.csv | 2021-03-17 | hospital_incidence | 6.82 | 7.58 | 7.86 | 7.97 | 8.32 | 9.24 | Additional 50% Reduction | Afghanistan | AFG | 2022-01-02 | v8 | TRUE
https://raw.githubusercontent.com/mrc-ide/global-lmic-reports/master/AFG/projections.csv | 2021-03-17 | ICU_incidence | 1.95 | 2.17 | 2.25 | 2.28 | 2.38 | 2.64 | Additional 50% Reduction | Afghanistan | AFG | 2022-01-02 | v8 | TRUE
https://raw.githubusercontent.com/mrc-ide/global-lmic-reports/master/AFG/projections.csv | 2021-03-17 | prevalence | 6797.68 | 7249.1 | 7645.63 | 7713.38 | 8023.44 | 8962.69 | Additional 50% Reduction | Afghanistan | AFG | 2022-01-02 | v8 | TRUE
https://raw.githubusercontent.com/mrc-ide/global-lmic-reports/master/AFG/projections.csv | 2021-03-17 | cumulative_infections | 1045009.67 | 1083483.21 | 1118145.08 | 1121862.1 | 1139221.78 | 1238717.56 | Additional 50% Reduction | Afghanistan | AFG | 2022-01-02 | v8 | TRUE
https://raw.githubusercontent.com/mrc-ide/global-lmic-reports/master/AFG/projections.csv | 2021-03-17 | cumulative_deaths | 2233.17 | 2326.44 | 2405.17 | 2411.36 | 2450.88 | 2687.57 | Additional 50% Reduction | Afghanistan | AFG | 2022-01-02 | v8 | TRUE
https://raw.githubusercontent.com/mrc-ide/global-lmic-reports/master/AFG/projections.csv | 2021-03-17 | Rt | 1.39 | 1.43 | 1.46 | 1.46 | 1.48 | 1.55 | Additional 50% Reduction | Afghanistan | AFG | 2022-01-02 | v8 | TRUE
https://raw.githubusercontent.com/mrc-ide/global-lmic-reports/master/AFG/projections.csv | 2021-03-17 | Reff | 1.36 | 1.39 | 1.42 | 1.42 | 1.44 | 1.51 | Additional 50% Reduction | Afghanistan | AFG | 2022-01-02 | v8 | TRUE
https://raw.githubusercontent.com/mrc-ide/global-lmic-reports/master/AFG/projections.csv | 2021-03-17 | infections | 1229.13 | 1302.08 | 1388.82 | 1391.67 | 1457.18 | 1627.79 | Maintain Status Quo | Afghanistan | AFG | 2022-01-02 | v8 | TRUE
https://raw.githubusercontent.com/mrc-ide/global-lmic-reports/master/AFG/projections.csv | 2021-03-17 | deaths | 1.12 | 1.29 | 1.33 | 1.35 | 1.4 | 1.58 | Maintain Status Quo | Afghanistan | AFG | 2022-01-02 | v8 | TRUE
https://raw.githubusercontent.com/mrc-ide/global-lmic-reports/master/AFG/projections.csv | 2021-03-17 | hospital_demand | 48.99 | 56.05 | 57.46 | 58.4 | 60.64 | 67.9 | Maintain Status Quo | Afghanistan | AFG | 2022-01-02 | v8 | TRUE
https://raw.githubusercontent.com/mrc-ide/global-lmic-reports/master/AFG/projections.csv | 2021-03-17 | ICU_demand | 18.3 | 20.99 | 21.46 | 21.79 | 22.62 | 25.38 | Maintain Status Quo | Afghanistan | AFG | 2022-01-02 | v8 | TRUE
https://raw.githubusercontent.com/mrc-ide/global-lmic-reports/master/AFG/projections.csv | 2021-03-17 | hospital_incidence | 6.82 | 7.58 | 7.86 | 7.97 | 8.32 | 9.24 | Maintain Status Quo | Afghanistan | AFG | 2022-01-02 | v8 | TRUE
https://raw.githubusercontent.com/mrc-ide/global-lmic-reports/master/AFG/projections.csv | 2021-03-17 | ICU_incidence | 1.95 | 2.17 | 2.25 | 2.28 | 2.38 | 2.64 | Maintain Status Quo | Afghanistan | AFG | 2022-01-02 | v8 | TRUE
https://raw.githubusercontent.com/mrc-ide/global-lmic-reports/master/AFG/projections.csv | 2021-03-17 | prevalence | 6797.68 | 7249.1 | 7645.63 | 7713.38 | 8023.44 | 8962.69 | Maintain Status Quo | Afghanistan | AFG | 2022-01-02 | v8 | TRUE
https://raw.githubusercontent.com/mrc-ide/global-lmic-reports/master/AFG/projections.csv | 2021-03-17 | cumulative_infections | 1045009.67 | 1083483.21 | 1118145.08 | 1121862.1 | 1139221.78 | 1238717.56 | Maintain Status Quo | Afghanistan | AFG | 2022-01-02 | v8 | TRUE
https://raw.githubusercontent.com/mrc-ide/global-lmic-reports/master/AFG/projections.csv | 2021-03-17 | cumulative_deaths | 2233.17 | 2326.44 | 2405.17 | 2411.36 | 2450.88 | 2687.57 | Maintain Status Quo | Afghanistan | AFG | 2022-01-02 | v8 | TRUE
https://raw.githubusercontent.com/mrc-ide/global-lmic-reports/master/AFG/projections.csv | 2021-03-17 | Rt | 1.39 | 1.43 | 1.46 | 1.46 | 1.48 | 1.55 | Maintain Status Quo | Afghanistan | AFG | 2022-01-02 | v8 | TRUE
https://raw.githubusercontent.com/mrc-ide/global-lmic-reports/master/AFG/projections.csv | 2021-03-17 | Reff | 1.36 | 1.39 | 1.42 | 1.42 | 1.44 | 1.51 | Maintain Status Quo | Afghanistan | AFG | 2022-01-02 | v8 | TRUE
https://raw.githubusercontent.com/mrc-ide/global-lmic-reports/master/AFG/projections.csv | 2021-03-17 | infections | 1229.13 | 1302.08 | 1388.82 | 1391.67 | 1457.18 | 1627.79 | Optimistic | Afghanistan | AFG | 2022-01-02 | v8 | TRUE
https://raw.githubusercontent.com/mrc-ide/global-lmic-reports/master/AFG/projections.csv | 2021-03-17 | deaths | 1.12 | 1.29 | 1.33 | 1.35 | 1.4 | 1.58 | Optimistic | Afghanistan | AFG | 2022-01-02 | v8 | TRUE
https://raw.githubusercontent.com/mrc-ide/global-lmic-reports/master/AFG/projections.csv | 2021-03-17 | hospital_demand | 48.99 | 56.05 | 57.46 | 58.4 | 60.64 | 67.9 | Optimistic | Afghanistan | AFG | 2022-01-02 | v8 | TRUE
https://raw.githubusercontent.com/mrc-ide/global-lmic-reports/master/AFG/projections.csv | 2021-03-17 | ICU_demand | 18.3 | 20.99 | 21.46 | 21.79 | 22.62 | 25.38 | Optimistic | Afghanistan | AFG | 2022-01-02 | v8 | TRUE
https://raw.githubusercontent.com/mrc-ide/global-lmic-reports/master/AFG/projections.csv | 2021-03-17 | hospital_incidence | 6.82 | 7.58 | 7.86 | 7.97 | 8.32 | 9.24 | Optimistic | Afghanistan | AFG | 2022-01-02 | v8 | TRUE
https://raw.githubusercontent.com/mrc-ide/global-lmic-reports/master/AFG/projections.csv | 2021-03-17 | ICU_incidence | 1.95 | 2.17 | 2.25 | 2.28 | 2.38 | 2.64 | Optimistic | Afghanistan | AFG | 2022-01-02 | v8 | TRUE
https://raw.githubusercontent.com/mrc-ide/global-lmic-reports/master/AFG/projections.csv | 2021-03-17 | prevalence | 6797.68 | 7249.1 | 7645.63 | 7713.38 | 8023.44 | 8962.69 | Optimistic | Afghanistan | AFG | 2022-01-02 | v8 | TRUE
https://raw.githubusercontent.com/mrc-ide/global-lmic-reports/master/AFG/projections.csv | 2021-03-17 | cumulative_infections | 1045009.67 | 1083483.21 | 1118145.08 | 1121862.1 | 1139221.78 | 1238717.56 | Optimistic | Afghanistan | AFG | 2022-01-02 | v8 | TRUE
https://raw.githubusercontent.com/mrc-ide/global-lmic-reports/master/AFG/projections.csv | 2021-03-17 | cumulative_deaths | 2233.17 | 2326.44 | 2405.17 | 2411.36 | 2450.88 | 2687.57 | Optimistic | Afghanistan | AFG | 2022-01-02 | v8 | TRUE
https://raw.githubusercontent.com/mrc-ide/global-lmic-reports/master/AFG/projections.csv | 2021-03-17 | Rt | 1.39 | 1.43 | 1.46 | 1.46 | 1.48 | 1.55 | Optimistic | Afghanistan | AFG | 2022-01-02 | v8 | TRUE
https://raw.githubusercontent.com/mrc-ide/global-lmic-reports/master/AFG/projections.csv | 2021-03-17 | Reff | 1.36 | 1.39 | 1.42 | 1.42 | 1.44 | 1.51 | Optimistic | Afghanistan | AFG | 2022-01-02 | v8 | TRUE
https://raw.githubusercontent.com/mrc-ide/global-lmic-reports/master/AFG/projections.csv | 2021-03-17 | infections | 1229.13 | 1302.08 | 1388.82 | 1391.67 | 1457.18 | 1627.79 | Pessimistic | Afghanistan | AFG | 2022-01-02 | v8 | TRUE
https://raw.githubusercontent.com/mrc-ide/global-lmic-reports/master/AFG/projections.csv | 2021-03-17 | deaths | 1.12 | 1.29 | 1.33 | 1.35 | 1.4 | 1.58 | Pessimistic | Afghanistan | AFG | 2022-01-02 | v8 | TRUE
https://raw.githubusercontent.com/mrc-ide/global-lmic-reports/master/AFG/projections.csv | 2021-03-17 | hospital_demand | 48.99 | 56.05 | 57.46 | 58.4 | 60.64 | 67.9 | Pessimistic | Afghanistan | AFG | 2022-01-02 | v8 | TRUE
https://raw.githubusercontent.com/mrc-ide/global-lmic-reports/master/AFG/projections.csv | 2021-03-17 | ICU_demand | 18.3 | 20.99 | 21.46 | 21.79 | 22.62 | 25.38 | Pessimistic | Afghanistan | AFG | 2022-01-02 | v8 | TRUE
https://raw.githubusercontent.com/mrc-ide/global-lmic-reports/master/AFG/projections.csv | 2021-03-17 | hospital_incidence | 6.82 | 7.58 | 7.86 | 7.97 | 8.32 | 9.24 | Pessimistic | Afghanistan | AFG | 2022-01-02 | v8 | TRUE
https://raw.githubusercontent.com/mrc-ide/global-lmic-reports/master/AFG/projections.csv | 2021-03-17 | ICU_incidence | 1.95 | 2.17 | 2.25 | 2.28 | 2.38 | 2.64 | Pessimistic | Afghanistan | AFG | 2022-01-02 | v8 | TRUE
https://raw.githubusercontent.com/mrc-ide/global-lmic-reports/master/AFG/projections.csv | 2021-03-17 | prevalence | 6797.68 | 7249.1 | 7645.63 | 7713.38 | 8023.44 | 8962.69 | Pessimistic | Afghanistan | AFG | 2022-01-02 | v8 | TRUE
https://raw.githubusercontent.com/mrc-ide/global-lmic-reports/master/AFG/projections.csv | 2021-03-17 | cumulative_infections | 1045009.67 | 1083483.21 | 1118145.08 | 1121862.1 | 1139221.78 | 1238717.56 | Pessimistic | Afghanistan | AFG | 2022-01-02 | v8 | TRUE
https://raw.githubusercontent.com/mrc-ide/global-lmic-reports/master/AFG/projections.csv | 2021-03-17 | cumulative_deaths | 2233.17 | 2326.44 | 2405.17 | 2411.36 | 2450.88 | 2687.57 | Pessimistic | Afghanistan | AFG | 2022-01-02 | v8 | TRUE
https://raw.githubusercontent.com/mrc-ide/global-lmic-reports/master/AFG/projections.csv | 2021-03-17 | Rt | 1.39 | 1.43 | 1.46 | 1.46 | 1.48 | 1.55 | Pessimistic | Afghanistan | AFG | 2022-01-02 | v8 | TRUE
https://raw.githubusercontent.com/mrc-ide/global-lmic-reports/master/AFG/projections.csv | 2021-03-17 | Reff | 1.36 | 1.39 | 1.42 | 1.42 | 1.44 | 1.51 | Pessimistic | Afghanistan | AFG | 2022-01-02 | v8 | TRUE
https://raw.githubusercontent.com/mrc-ide/global-lmic-reports/master/AFG/projections.csv | 2021-03-17 | infections | 1229.13 | 1302.08 | 1388.82 | 1391.67 | 1457.18 | 1627.79 | Relax Interventions 50% | Afghanistan | AFG | 2022-01-02 | v8 | TRUE
https://raw.githubusercontent.com/mrc-ide/global-lmic-reports/master/AFG/projections.csv | 2021-03-17 | deaths | 1.12 | 1.29 | 1.33 | 1.35 | 1.4 | 1.58 | Relax Interventions 50% | Afghanistan | AFG | 2022-01-02 | v8 | TRUE
https://raw.githubusercontent.com/mrc-ide/global-lmic-reports/master/AFG/projections.csv | 2021-03-17 | hospital_demand | 48.99 | 56.05 | 57.46 | 58.4 | 60.64 | 67.9 | Relax Interventions 50% | Afghanistan | AFG | 2022-01-02 | v8 | TRUE
https://raw.githubusercontent.com/mrc-ide/global-lmic-reports/master/AFG/projections.csv | 2021-03-17 | ICU_demand | 18.3 | 20.99 | 21.46 | 21.79 | 22.62 | 25.38 | Relax Interventions 50% | Afghanistan | AFG | 2022-01-02 | v8 | TRUE
https://raw.githubusercontent.com/mrc-ide/global-lmic-reports/master/AFG/projections.csv | 2021-03-17 | hospital_incidence | 6.82 | 7.58 | 7.86 | 7.97 | 8.32 | 9.24 | Relax Interventions 50% | Afghanistan | AFG | 2022-01-02 | v8 | TRUE
https://raw.githubusercontent.com/mrc-ide/global-lmic-reports/master/AFG/projections.csv | 2021-03-17 | ICU_incidence | 1.95 | 2.17 | 2.25 | 2.28 | 2.38 | 2.64 | Relax Interventions 50% | Afghanistan | AFG | 2022-01-02 | v8 | TRUE
https://raw.githubusercontent.com/mrc-ide/global-lmic-reports/master/AFG/projections.csv | 2021-03-17 | prevalence | 6797.68 | 7249.1 | 7645.63 | 7713.38 | 8023.44 | 8962.69 | Relax Interventions 50% | Afghanistan | AFG | 2022-01-02 | v8 | TRUE
https://raw.githubusercontent.com/mrc-ide/global-lmic-reports/master/AFG/projections.csv | 2021-03-17 | cumulative_infections | 1045009.67 | 1083483.21 | 1118145.08 | 1121862.1 | 1139221.78 | 1238717.56 | Relax Interventions 50% | Afghanistan | AFG | 2022-01-02 | v8 | TRUE
https://raw.githubusercontent.com/mrc-ide/global-lmic-reports/master/AFG/projections.csv | 2021-03-17 | cumulative_deaths | 2233.17 | 2326.44 | 2405.17 | 2411.36 | 2450.88 | 2687.57 | Relax Interventions 50% | Afghanistan | AFG | 2022-01-02 | v8 | TRUE
https://raw.githubusercontent.com/mrc-ide/global-lmic-reports/master/AFG/projections.csv | 2021-03-17 | Rt | 1.39 | 1.43 | 1.46 | 1.46 | 1.48 | 1.55 | Relax Interventions 50% | Afghanistan | AFG | 2022-01-02 | v8 | TRUE
https://raw.githubusercontent.com/mrc-ide/global-lmic-reports/master/AFG/projections.csv | 2021-03-17 | Reff | 1.36 | 1.39 | 1.42 | 1.42 | 1.44 | 1.51 | Relax Interventions 50% | Afghanistan | AFG | 2022-01-02 | v8 | TRUE
https://raw.githubusercontent.com/mrc-ide/global-lmic-reports/master/AFG/projections.csv | 2021-03-17 | infections | 1260.76 | 1328.26 | 1385.53 | 1393.76 | 1439.68 | 1591.86 | Surged Additional 50% Reduction | Afghanistan | AFG | 2022-01-02 | v8 | TRUE
https://raw.githubusercontent.com/mrc-ide/global-lmic-reports/master/AFG/projections.csv | 2021-03-17 | deaths | 1.19 | 1.26 | 1.32 | 1.34 | 1.4 | 1.5 | Surged Additional 50% Reduction | Afghanistan | AFG | 2022-01-02 | v8 | TRUE
https://raw.githubusercontent.com/mrc-ide/global-lmic-reports/master/AFG/projections.csv | 2021-03-17 | hospital_demand | 52.56 | 54.92 | 57.62 | 58.12 | 60.93 | 64.9 | Surged Additional 50% Reduction | Afghanistan | AFG | 2022-01-02 | v8 | TRUE
https://raw.githubusercontent.com/mrc-ide/global-lmic-reports/master/AFG/projections.csv | 2021-03-17 | ICU_demand | 19.52 | 20.44 | 21.36 | 21.65 | 22.65 | 24.2 | Surged Additional 50% Reduction | Afghanistan | AFG | 2022-01-02 | v8 | TRUE
https://raw.githubusercontent.com/mrc-ide/global-lmic-reports/master/AFG/projections.csv | 2021-03-17 | hospital_incidence | 7.21 | 7.55 | 7.89 | 7.97 | 8.32 | 8.83 | Surged Additional 50% Reduction | Afghanistan | AFG | 2022-01-02 | v8 | TRUE
https://raw.githubusercontent.com/mrc-ide/global-lmic-reports/master/AFG/projections.csv | 2021-03-17 | ICU_incidence | 2.06 | 2.16 | 2.26 | 2.28 | 2.38 | 2.53 | Surged Additional 50% Reduction | Afghanistan | AFG | 2022-01-02 | v8 | TRUE
https://raw.githubusercontent.com/mrc-ide/global-lmic-reports/master/AFG/projections.csv | 2021-03-17 | prevalence | 7040.91 | 7361.44 | 7639.3 | 7720.43 | 7992.79 | 8715.86 | Surged Additional 50% Reduction | Afghanistan | AFG | 2022-01-02 | v8 | TRUE
https://raw.githubusercontent.com/mrc-ide/global-lmic-reports/master/AFG/projections.csv | 2021-03-17 | cumulative_infections | 1037767.74 | 1082363.62 | 1111231.14 | 1110383.53 | 1138579.56 | 1190989.14 | Surged Additional 50% Reduction | Afghanistan | AFG | 2022-01-02 | v8 | TRUE
https://raw.githubusercontent.com/mrc-ide/global-lmic-reports/master/AFG/projections.csv | 2021-03-17 | cumulative_deaths | 2215.14 | 2311.88 | 2373.41 | 2372.84 | 2433.85 | 2546.49 | Surged Additional 50% Reduction | Afghanistan | AFG | 2022-01-02 | v8 | TRUE
https://raw.githubusercontent.com/mrc-ide/global-lmic-reports/master/AFG/projections.csv | 2021-03-17 | Rt | 1.41 | 1.43 | 1.46 | 1.46 | 1.49 | 1.53 | Surged Additional 50% Reduction | Afghanistan | AFG | 2022-01-02 | v8 | TRUE
https://raw.githubusercontent.com/mrc-ide/global-lmic-reports/master/AFG/projections.csv | 2021-03-17 | Reff | 1.37 | 1.39 | 1.42 | 1.42 | 1.45 | 1.49 | Surged Additional 50% Reduction | Afghanistan | AFG | 2022-01-02 | v8 | TRUE
https://raw.githubusercontent.com/mrc-ide/global-lmic-reports/master/AFG/projections.csv | 2021-03-17 | infections | 1260.76 | 1328.26 | 1385.53 | 1393.76 | 1439.68 | 1591.86 | Surged Maintain Status Quo | Afghanistan | AFG | 2022-01-02 | v8 | TRUE
https://raw.githubusercontent.com/mrc-ide/global-lmic-reports/master/AFG/projections.csv | 2021-03-17 | deaths | 1.19 | 1.26 | 1.32 | 1.34 | 1.4 | 1.5 | Surged Maintain Status Quo | Afghanistan | AFG | 2022-01-02 | v8 | TRUE
https://raw.githubusercontent.com/mrc-ide/global-lmic-reports/master/AFG/projections.csv | 2021-03-17 | hospital_demand | 52.56 | 54.92 | 57.62 | 58.12 | 60.93 | 64.9 | Surged Maintain Status Quo | Afghanistan | AFG | 2022-01-02 | v8 | TRUE
https://raw.githubusercontent.com/mrc-ide/global-lmic-reports/master/AFG/projections.csv | 2021-03-17 | ICU_demand | 19.52 | 20.44 | 21.36 | 21.65 | 22.65 | 24.2 | Surged Maintain Status Quo | Afghanistan | AFG | 2022-01-02 | v8 | TRUE
https://raw.githubusercontent.com/mrc-ide/global-lmic-reports/master/AFG/projections.csv | 2021-03-17 | hospital_incidence | 7.21 | 7.55 | 7.89 | 7.97 | 8.32 | 8.83 | Surged Maintain Status Quo | Afghanistan | AFG | 2022-01-02 | v8 | TRUE
https://raw.githubusercontent.com/mrc-ide/global-lmic-reports/master/AFG/projections.csv | 2021-03-17 | ICU_incidence | 2.06 | 2.16 | 2.26 | 2.28 | 2.38 | 2.53 | Surged Maintain Status Quo | Afghanistan | AFG | 2022-01-02 | v8 | TRUE
https://raw.githubusercontent.com/mrc-ide/global-lmic-reports/master/AFG/projections.csv | 2021-03-17 | prevalence | 7040.91 | 7361.44 | 7639.3 | 7720.43 | 7992.79 | 8715.86 | Surged Maintain Status Quo | Afghanistan | AFG | 2022-01-02 | v8 | TRUE
https://raw.githubusercontent.com/mrc-ide/global-lmic-reports/master/AFG/projections.csv | 2021-03-17 | cumulative_infections | 1037767.74 | 1082363.62 | 1111231.14 | 1110383.53 | 1138579.56 | 1190989.14 | Surged Maintain Status Quo | Afghanistan | AFG | 2022-01-02 | v8 | TRUE
https://raw.githubusercontent.com/mrc-ide/global-lmic-reports/master/AFG/projections.csv | 2021-03-17 | cumulative_deaths | 2215.14 | 2311.88 | 2373.41 | 2372.84 | 2433.85 | 2546.49 | Surged Maintain Status Quo | Afghanistan | AFG | 2022-01-02 | v8 | TRUE
https://raw.githubusercontent.com/mrc-ide/global-lmic-reports/master/AFG/projections.csv | 2021-03-17 | Rt | 1.41 | 1.43 | 1.46 | 1.46 | 1.49 | 1.53 | Surged Maintain Status Quo | Afghanistan | AFG | 2022-01-02 | v8 | TRUE
https://raw.githubusercontent.com/mrc-ide/global-lmic-reports/master/AFG/projections.csv | 2021-03-17 | Reff | 1.37 | 1.39 | 1.42 | 1.42 | 1.45 | 1.49 | Surged Maintain Status Quo | Afghanistan | AFG | 2022-01-02 | v8 | TRUE
https://raw.githubusercontent.com/mrc-ide/global-lmic-reports/master/AFG/projections.csv | 2021-03-17 | infections | 1260.76 | 1328.26 | 1385.53 | 1393.76 | 1439.68 | 1591.86 | Surged Optimistic | Afghanistan | AFG | 2022-01-02 | v8 | TRUE
https://raw.githubusercontent.com/mrc-ide/global-lmic-reports/master/AFG/projections.csv | 2021-03-17 | deaths | 1.19 | 1.26 | 1.32 | 1.34 | 1.4 | 1.5 | Surged Optimistic | Afghanistan | AFG | 2022-01-02 | v8 | TRUE
https://raw.githubusercontent.com/mrc-ide/global-lmic-reports/master/AFG/projections.csv | 2021-03-17 | hospital_demand | 52.56 | 54.92 | 57.62 | 58.12 | 60.93 | 64.9 | Surged Optimistic | Afghanistan | AFG | 2022-01-02 | v8 | TRUE
https://raw.githubusercontent.com/mrc-ide/global-lmic-reports/master/AFG/projections.csv | 2021-03-17 | ICU_demand | 19.52 | 20.44 | 21.36 | 21.65 | 22.65 | 24.2 | Surged Optimistic | Afghanistan | AFG | 2022-01-02 | v8 | TRUE
https://raw.githubusercontent.com/mrc-ide/global-lmic-reports/master/AFG/projections.csv | 2021-03-17 | hospital_incidence | 7.21 | 7.55 | 7.89 | 7.97 | 8.32 | 8.83 | Surged Optimistic | Afghanistan | AFG | 2022-01-02 | v8 | TRUE
https://raw.githubusercontent.com/mrc-ide/global-lmic-reports/master/AFG/projections.csv | 2021-03-17 | ICU_incidence | 2.06 | 2.16 | 2.26 | 2.28 | 2.38 | 2.53 | Surged Optimistic | Afghanistan | AFG | 2022-01-02 | v8 | TRUE
https://raw.githubusercontent.com/mrc-ide/global-lmic-reports/master/AFG/projections.csv | 2021-03-17 | prevalence | 7040.91 | 7361.44 | 7639.3 | 7720.43 | 7992.79 | 8715.86 | Surged Optimistic | Afghanistan | AFG | 2022-01-02 | v8 | TRUE
https://raw.githubusercontent.com/mrc-ide/global-lmic-reports/master/AFG/projections.csv | 2021-03-17 | cumulative_infections | 1037767.74 | 1082363.62 | 1111231.14 | 1110383.53 | 1138579.56 | 1190989.14 | Surged Optimistic | Afghanistan | AFG | 2022-01-02 | v8 | TRUE
https://raw.githubusercontent.com/mrc-ide/global-lmic-reports/master/AFG/projections.csv | 2021-03-17 | cumulative_deaths | 2215.14 | 2311.88 | 2373.41 | 2372.84 | 2433.85 | 2546.49 | Surged Optimistic | Afghanistan | AFG | 2022-01-02 | v8 | TRUE
https://raw.githubusercontent.com/mrc-ide/global-lmic-reports/master/AFG/projections.csv | 2021-03-17 | Rt | 1.41 | 1.43 | 1.46 | 1.46 | 1.49 | 1.53 | Surged Optimistic | Afghanistan | AFG | 2022-01-02 | v8 | TRUE
https://raw.githubusercontent.com/mrc-ide/global-lmic-reports/master/AFG/projections.csv | 2021-03-17 | Reff | 1.37 | 1.39 | 1.42 | 1.42 | 1.45 | 1.49 | Surged Optimistic | Afghanistan | AFG | 2022-01-02 | v8 | TRUE
https://raw.githubusercontent.com/mrc-ide/global-lmic-reports/master/AFG/projections.csv | 2021-03-17 | infections | 1260.76 | 1328.26 | 1385.53 | 1393.76 | 1439.68 | 1591.86 | Surged Pessimistic | Afghanistan | AFG | 2022-01-02 | v8 | TRUE
https://raw.githubusercontent.com/mrc-ide/global-lmic-reports/master/AFG/projections.csv | 2021-03-17 | deaths | 1.19 | 1.26 | 1.32 | 1.34 | 1.4 | 1.5 | Surged Pessimistic | Afghanistan | AFG | 2022-01-02 | v8 | TRUE
https://raw.githubusercontent.com/mrc-ide/global-lmic-reports/master/AFG/projections.csv | 2021-03-17 | hospital_demand | 52.56 | 54.92 | 57.62 | 58.12 | 60.93 | 64.9 | Surged Pessimistic | Afghanistan | AFG | 2022-01-02 | v8 | TRUE
https://raw.githubusercontent.com/mrc-ide/global-lmic-reports/master/AFG/projections.csv | 2021-03-17 | ICU_demand | 19.52 | 20.44 | 21.36 | 21.65 | 22.65 | 24.2 | Surged Pessimistic | Afghanistan | AFG | 2022-01-02 | v8 | TRUE
https://raw.githubusercontent.com/mrc-ide/global-lmic-reports/master/AFG/projections.csv | 2021-03-17 | hospital_incidence | 7.21 | 7.55 | 7.89 | 7.97 | 8.32 | 8.83 | Surged Pessimistic | Afghanistan | AFG | 2022-01-02 | v8 | TRUE
https://raw.githubusercontent.com/mrc-ide/global-lmic-reports/master/AFG/projections.csv | 2021-03-17 | ICU_incidence | 2.06 | 2.16 | 2.26 | 2.28 | 2.38 | 2.53 | Surged Pessimistic | Afghanistan | AFG | 2022-01-02 | v8 | TRUE
https://raw.githubusercontent.com/mrc-ide/global-lmic-reports/master/AFG/projections.csv | 2021-03-17 | prevalence | 7040.91 | 7361.44 | 7639.3 | 7720.43 | 7992.79 | 8715.86 | Surged Pessimistic | Afghanistan | AFG | 2022-01-02 | v8 | TRUE
https://raw.githubusercontent.com/mrc-ide/global-lmic-reports/master/AFG/projections.csv | 2021-03-17 | cumulative_infections | 1037767.74 | 1082363.62 | 1111231.14 | 1110383.53 | 1138579.56 | 1190989.14 | Surged Pessimistic | Afghanistan | AFG | 2022-01-02 | v8 | TRUE
https://raw.githubusercontent.com/mrc-ide/global-lmic-reports/master/AFG/projections.csv | 2021-03-17 | cumulative_deaths | 2215.14 | 2311.88 | 2373.41 | 2372.84 | 2433.85 | 2546.49 | Surged Pessimistic | Afghanistan | AFG | 2022-01-02 | v8 | TRUE
https://raw.githubusercontent.com/mrc-ide/global-lmic-reports/master/AFG/projections.csv | 2021-03-17 | Rt | 1.41 | 1.43 | 1.46 | 1.46 | 1.49 | 1.53 | Surged Pessimistic | Afghanistan | AFG | 2022-01-02 | v8 | TRUE
https://raw.githubusercontent.com/mrc-ide/global-lmic-reports/master/AFG/projections.csv | 2021-03-17 | Reff | 1.37 | 1.39 | 1.42 | 1.42 | 1.45 | 1.49 | Surged Pessimistic | Afghanistan | AFG | 2022-01-02 | v8 | TRUE
https://raw.githubusercontent.com/mrc-ide/global-lmic-reports/master/AFG/projections.csv | 2021-03-17 | infections | 1260.76 | 1328.26 | 1385.53 | 1393.76 | 1439.68 | 1591.86 | Surged Relax Interventions 50% | Afghanistan | AFG | 2022-01-02 | v8 | TRUE
https://raw.githubusercontent.com/mrc-ide/global-lmic-reports/master/AFG/projections.csv | 2021-03-17 | deaths | 1.19 | 1.26 | 1.32 | 1.34 | 1.4 | 1.5 | Surged Relax Interventions 50% | Afghanistan | AFG | 2022-01-02 | v8 | TRUE
https://raw.githubusercontent.com/mrc-ide/global-lmic-reports/master/AFG/projections.csv | 2021-03-17 | hospital_demand | 52.56 | 54.92 | 57.62 | 58.12 | 60.93 | 64.9 | Surged Relax Interventions 50% | Afghanistan | AFG | 2022-01-02 | v8 | TRUE
https://raw.githubusercontent.com/mrc-ide/global-lmic-reports/master/AFG/projections.csv | 2021-03-17 | ICU_demand | 19.52 | 20.44 | 21.36 | 21.65 | 22.65 | 24.2 | Surged Relax Interventions 50% | Afghanistan | AFG | 2022-01-02 | v8 | TRUE
https://raw.githubusercontent.com/mrc-ide/global-lmic-reports/master/AFG/projections.csv | 2021-03-17 | hospital_incidence | 7.21 | 7.55 | 7.89 | 7.97 | 8.32 | 8.83 | Surged Relax Interventions 50% | Afghanistan | AFG | 2022-01-02 | v8 | TRUE
https://raw.githubusercontent.com/mrc-ide/global-lmic-reports/master/AFG/projections.csv | 2021-03-17 | ICU_incidence | 2.06 | 2.16 | 2.26 | 2.28 | 2.38 | 2.53 | Surged Relax Interventions 50% | Afghanistan | AFG | 2022-01-02 | v8 | TRUE
https://raw.githubusercontent.com/mrc-ide/global-lmic-reports/master/AFG/projections.csv | 2021-03-17 | prevalence | 7040.91 | 7361.44 | 7639.3 | 7720.43 | 7992.79 | 8715.86 | Surged Relax Interventions 50% | Afghanistan | AFG | 2022-01-02 | v8 | TRUE
https://raw.githubusercontent.com/mrc-ide/global-lmic-reports/master/AFG/projections.csv | 2021-03-17 | cumulative_infections | 1037767.74 | 1082363.62 | 1111231.14 | 1110383.53 | 1138579.56 | 1190989.14 | Surged Relax Interventions 50% | Afghanistan | AFG | 2022-01-02 | v8 | TRUE
https://raw.githubusercontent.com/mrc-ide/global-lmic-reports/master/AFG/projections.csv | 2021-03-17 | cumulative_deaths | 2215.14 | 2311.88 | 2373.41 | 2372.84 | 2433.85 | 2546.49 | Surged Relax Interventions 50% | Afghanistan | AFG | 2022-01-02 | v8 | TRUE
https://raw.githubusercontent.com/mrc-ide/global-lmic-reports/master/AFG/projections.csv | 2021-03-17 | Rt | 1.41 | 1.43 | 1.46 | 1.46 | 1.49 | 1.53 | Surged Relax Interventions 50% | Afghanistan | AFG | 2022-01-02 | v8 | TRUE
https://raw.githubusercontent.com/mrc-ide/global-lmic-reports/master/AFG/projections.csv | 2021-03-17 | Reff | 1.37 | 1.39 | 1.42 | 1.42 | 1.45 | 1.49 | Surged Relax Interventions 50% | Afghanistan | AFG | 2022-01-02 | v8 | TRUE
https://raw.githubusercontent.com/mrc-ide/global-lmic-reports/master/AFG/projections.csv | 2021-03-18 | infections | 1289.41 | 1370.78 | 1473.78 | 1466.4 | 1537.78 | 1718.05 | Additional 50% Reduction | Afghanistan | AFG | 2022-01-02 | v8 | TRUE
https://raw.githubusercontent.com/mrc-ide/global-lmic-reports/master/AFG/projections.csv | 2021-03-18 | deaths | 1.16 | 1.34 | 1.37 | 1.39 | 1.45 | 1.63 | Additional 50% Reduction | Afghanistan | AFG | 2022-01-02 | v8 | TRUE
https://raw.githubusercontent.com/mrc-ide/global-lmic-reports/master/AFG/projections.csv | 2021-03-18 | hospital_demand | 51.11 | 57.99 | 59.74 | 60.72 | 62.98 | 70.41 | Additional 50% Reduction | Afghanistan | AFG | 2022-01-02 | v8 | TRUE
https://raw.githubusercontent.com/mrc-ide/global-lmic-reports/master/AFG/projections.csv | 2021-03-18 | ICU_demand | 18.98 | 21.67 | 22.17 | 22.55 | 23.43 | 26.18 | Additional 50% Reduction | Afghanistan | AFG | 2022-01-02 | v8 | TRUE
https://raw.githubusercontent.com/mrc-ide/global-lmic-reports/master/AFG/projections.csv | 2021-03-18 | hospital_incidence | 7.2 | 7.97 | 8.27 | 8.38 | 8.75 | 9.69 | Additional 50% Reduction | Afghanistan | AFG | 2022-01-02 | v8 | TRUE
https://raw.githubusercontent.com/mrc-ide/global-lmic-reports/master/AFG/projections.csv | 2021-03-18 | ICU_incidence | 2.06 | 2.28 | 2.37 | 2.4 | 2.51 | 2.78 | Additional 50% Reduction | Afghanistan | AFG | 2022-01-02 | v8 | TRUE
https://raw.githubusercontent.com/mrc-ide/global-lmic-reports/master/AFG/projections.csv | 2021-03-18 | prevalence | 7228.79 | 7659.41 | 8086.49 | 8149.6 | 8470.79 | 9487.37 | Additional 50% Reduction | Afghanistan | AFG | 2022-01-02 | v8 | TRUE
https://raw.githubusercontent.com/mrc-ide/global-lmic-reports/master/AFG/projections.csv | 2021-03-18 | cumulative_infections | 1046541.15 | 1084864.92 | 1119656.2 | 1123328.5 | 1140836.16 | 1240321.33 | Additional 50% Reduction | Afghanistan | AFG | 2022-01-02 | v8 | TRUE
https://raw.githubusercontent.com/mrc-ide/global-lmic-reports/master/AFG/projections.csv | 2021-03-18 | cumulative_deaths | 2234.45 | 2327.73 | 2406.57 | 2412.76 | 2452.44 | 2688.94 | Additional 50% Reduction | Afghanistan | AFG | 2022-01-02 | v8 | TRUE
https://raw.githubusercontent.com/mrc-ide/global-lmic-reports/master/AFG/projections.csv | 2021-03-18 | Rt | 1.37 | 1.4 | 1.43 | 1.43 | 1.45 | 1.52 | Additional 50% Reduction | Afghanistan | AFG | 2022-01-02 | v8 | TRUE
https://raw.githubusercontent.com/mrc-ide/global-lmic-reports/master/AFG/projections.csv | 2021-03-18 | Reff | 1.33 | 1.36 | 1.39 | 1.39 | 1.41 | 1.48 | Additional 50% Reduction | Afghanistan | AFG | 2022-01-02 | v8 | TRUE
https://raw.githubusercontent.com/mrc-ide/global-lmic-reports/master/AFG/projections.csv | 2021-03-18 | infections | 1289.41 | 1370.78 | 1473.78 | 1466.4 | 1537.78 | 1718.05 | Maintain Status Quo | Afghanistan | AFG | 2022-01-02 | v8 | TRUE
https://raw.githubusercontent.com/mrc-ide/global-lmic-reports/master/AFG/projections.csv | 2021-03-18 | deaths | 1.16 | 1.34 | 1.37 | 1.39 | 1.45 | 1.63 | Maintain Status Quo | Afghanistan | AFG | 2022-01-02 | v8 | TRUE
https://raw.githubusercontent.com/mrc-ide/global-lmic-reports/master/AFG/projections.csv | 2021-03-18 | hospital_demand | 51.11 | 57.99 | 59.74 | 60.72 | 62.98 | 70.41 | Maintain Status Quo | Afghanistan | AFG | 2022-01-02 | v8 | TRUE
https://raw.githubusercontent.com/mrc-ide/global-lmic-reports/master/AFG/projections.csv | 2021-03-18 | ICU_demand | 18.98 | 21.67 | 22.17 | 22.55 | 23.43 | 26.18 | Maintain Status Quo | Afghanistan | AFG | 2022-01-02 | v8 | TRUE
https://raw.githubusercontent.com/mrc-ide/global-lmic-reports/master/AFG/projections.csv | 2021-03-18 | hospital_incidence | 7.2 | 7.97 | 8.27 | 8.38 | 8.75 | 9.69 | Maintain Status Quo | Afghanistan | AFG | 2022-01-02 | v8 | TRUE
https://raw.githubusercontent.com/mrc-ide/global-lmic-reports/master/AFG/projections.csv | 2021-03-18 | ICU_incidence | 2.06 | 2.28 | 2.37 | 2.4 | 2.51 | 2.78 | Maintain Status Quo | Afghanistan | AFG | 2022-01-02 | v8 | TRUE
https://raw.githubusercontent.com/mrc-ide/global-lmic-reports/master/AFG/projections.csv | 2021-03-18 | prevalence | 7228.79 | 7659.41 | 8086.49 | 8149.6 | 8470.79 | 9487.37 | Maintain Status Quo | Afghanistan | AFG | 2022-01-02 | v8 | TRUE
https://raw.githubusercontent.com/mrc-ide/global-lmic-reports/master/AFG/projections.csv | 2021-03-18 | cumulative_infections | 1046541.15 | 1084864.92 | 1119656.2 | 1123328.5 | 1140836.16 | 1240321.33 | Maintain Status Quo | Afghanistan | AFG | 2022-01-02 | v8 | TRUE
https://raw.githubusercontent.com/mrc-ide/global-lmic-reports/master/AFG/projections.csv | 2021-03-18 | cumulative_deaths | 2234.45 | 2327.73 | 2406.57 | 2412.76 | 2452.44 | 2688.94 | Maintain Status Quo | Afghanistan | AFG | 2022-01-02 | v8 | TRUE
https://raw.githubusercontent.com/mrc-ide/global-lmic-reports/master/AFG/projections.csv | 2021-03-18 | Rt | 1.37 | 1.4 | 1.43 | 1.43 | 1.45 | 1.52 | Maintain Status Quo | Afghanistan | AFG | 2022-01-02 | v8 | TRUE
https://raw.githubusercontent.com/mrc-ide/global-lmic-reports/master/AFG/projections.csv | 2021-03-18 | Reff | 1.33 | 1.36 | 1.39 | 1.39 | 1.41 | 1.48 | Maintain Status Quo | Afghanistan | AFG | 2022-01-02 | v8 | TRUE
https://raw.githubusercontent.com/mrc-ide/global-lmic-reports/master/AFG/projections.csv | 2021-03-18 | infections | 1289.41 | 1370.78 | 1473.78 | 1466.4 | 1537.78 | 1718.05 | Optimistic | Afghanistan | AFG | 2022-01-02 | v8 | TRUE
https://raw.githubusercontent.com/mrc-ide/global-lmic-reports/master/AFG/projections.csv | 2021-03-18 | deaths | 1.16 | 1.34 | 1.37 | 1.39 | 1.45 | 1.63 | Optimistic | Afghanistan | AFG | 2022-01-02 | v8 | TRUE
https://raw.githubusercontent.com/mrc-ide/global-lmic-reports/master/AFG/projections.csv | 2021-03-18 | hospital_demand | 51.11 | 57.99 | 59.74 | 60.72 | 62.98 | 70.41 | Optimistic | Afghanistan | AFG | 2022-01-02 | v8 | TRUE
https://raw.githubusercontent.com/mrc-ide/global-lmic-reports/master/AFG/projections.csv | 2021-03-18 | ICU_demand | 18.98 | 21.67 | 22.17 | 22.55 | 23.43 | 26.18 | Optimistic | Afghanistan | AFG | 2022-01-02 | v8 | TRUE
https://raw.githubusercontent.com/mrc-ide/global-lmic-reports/master/AFG/projections.csv | 2021-03-18 | hospital_incidence | 7.2 | 7.97 | 8.27 | 8.38 | 8.75 | 9.69 | Optimistic | Afghanistan | AFG | 2022-01-02 | v8 | TRUE
https://raw.githubusercontent.com/mrc-ide/global-lmic-reports/master/AFG/projections.csv | 2021-03-18 | ICU_incidence | 2.06 | 2.28 | 2.37 | 2.4 | 2.51 | 2.78 | Optimistic | Afghanistan | AFG | 2022-01-02 | v8 | TRUE
https://raw.githubusercontent.com/mrc-ide/global-lmic-reports/master/AFG/projections.csv | 2021-03-18 | prevalence | 7228.79 | 7659.41 | 8086.49 | 8149.6 | 8470.79 | 9487.37 | Optimistic | Afghanistan | AFG | 2022-01-02 | v8 | TRUE
https://raw.githubusercontent.com/mrc-ide/global-lmic-reports/master/AFG/projections.csv | 2021-03-18 | cumulative_infections | 1046541.15 | 1084864.92 | 1119656.2 | 1123328.5 | 1140836.16 | 1240321.33 | Optimistic | Afghanistan | AFG | 2022-01-02 | v8 | TRUE
https://raw.githubusercontent.com/mrc-ide/global-lmic-reports/master/AFG/projections.csv | 2021-03-18 | cumulative_deaths | 2234.45 | 2327.73 | 2406.57 | 2412.76 | 2452.44 | 2688.94 | Optimistic | Afghanistan | AFG | 2022-01-02 | v8 | TRUE
https://raw.githubusercontent.com/mrc-ide/global-lmic-reports/master/AFG/projections.csv | 2021-03-18 | Rt | 1.37 | 1.4 | 1.43 | 1.43 | 1.45 | 1.52 | Optimistic | Afghanistan | AFG | 2022-01-02 | v8 | TRUE
https://raw.githubusercontent.com/mrc-ide/global-lmic-reports/master/AFG/projections.csv | 2021-03-18 | Reff | 1.33 | 1.36 | 1.39 | 1.39 | 1.41 | 1.48 | Optimistic | Afghanistan | AFG | 2022-01-02 | v8 | TRUE
https://raw.githubusercontent.com/mrc-ide/global-lmic-reports/master/AFG/projections.csv | 2021-03-18 | infections | 1289.41 | 1370.78 | 1473.78 | 1466.4 | 1537.78 | 1718.05 | Pessimistic | Afghanistan | AFG | 2022-01-02 | v8 | TRUE
https://raw.githubusercontent.com/mrc-ide/global-lmic-reports/master/AFG/projections.csv | 2021-03-18 | deaths | 1.16 | 1.34 | 1.37 | 1.39 | 1.45 | 1.63 | Pessimistic | Afghanistan | AFG | 2022-01-02 | v8 | TRUE
https://raw.githubusercontent.com/mrc-ide/global-lmic-reports/master/AFG/projections.csv | 2021-03-18 | hospital_demand | 51.11 | 57.99 | 59.74 | 60.72 | 62.98 | 70.41 | Pessimistic | Afghanistan | AFG | 2022-01-02 | v8 | TRUE
https://raw.githubusercontent.com/mrc-ide/global-lmic-reports/master/AFG/projections.csv | 2021-03-18 | ICU_demand | 18.98 | 21.67 | 22.17 | 22.55 | 23.43 | 26.18 | Pessimistic | Afghanistan | AFG | 2022-01-02 | v8 | TRUE
https://raw.githubusercontent.com/mrc-ide/global-lmic-reports/master/AFG/projections.csv | 2021-03-18 | hospital_incidence | 7.2 | 7.97 | 8.27 | 8.38 | 8.75 | 9.69 | Pessimistic | Afghanistan | AFG | 2022-01-02 | v8 | TRUE
https://raw.githubusercontent.com/mrc-ide/global-lmic-reports/master/AFG/projections.csv | 2021-03-18 | ICU_incidence | 2.06 | 2.28 | 2.37 | 2.4 | 2.51 | 2.78 | Pessimistic | Afghanistan | AFG | 2022-01-02 | v8 | TRUE
https://raw.githubusercontent.com/mrc-ide/global-lmic-reports/master/AFG/projections.csv | 2021-03-18 | prevalence | 7228.79 | 7659.41 | 8086.49 | 8149.6 | 8470.79 | 9487.37 | Pessimistic | Afghanistan | AFG | 2022-01-02 | v8 | TRUE
https://raw.githubusercontent.com/mrc-ide/global-lmic-reports/master/AFG/projections.csv | 2021-03-18 | cumulative_infections | 1046541.15 | 1084864.92 | 1119656.2 | 1123328.5 | 1140836.16 | 1240321.33 | Pessimistic | Afghanistan | AFG | 2022-01-02 | v8 | TRUE
https://raw.githubusercontent.com/mrc-ide/global-lmic-reports/master/AFG/projections.csv | 2021-03-18 | cumulative_deaths | 2234.45 | 2327.73 | 2406.57 | 2412.76 | 2452.44 | 2688.94 | Pessimistic | Afghanistan | AFG | 2022-01-02 | v8 | TRUE
https://raw.githubusercontent.com/mrc-ide/global-lmic-reports/master/AFG/projections.csv | 2021-03-18 | Rt | 1.37 | 1.4 | 1.43 | 1.43 | 1.45 | 1.52 | Pessimistic | Afghanistan | AFG | 2022-01-02 | v8 | TRUE
https://raw.githubusercontent.com/mrc-ide/global-lmic-reports/master/AFG/projections.csv | 2021-03-18 | Reff | 1.33 | 1.36 | 1.39 | 1.39 | 1.41 | 1.48 | Pessimistic | Afghanistan | AFG | 2022-01-02 | v8 | TRUE
https://raw.githubusercontent.com/mrc-ide/global-lmic-reports/master/AFG/projections.csv | 2021-03-18 | infections | 1289.41 | 1370.78 | 1473.78 | 1466.4 | 1537.78 | 1718.05 | Relax Interventions 50% | Afghanistan | AFG | 2022-01-02 | v8 | TRUE
https://raw.githubusercontent.com/mrc-ide/global-lmic-reports/master/AFG/projections.csv | 2021-03-18 | deaths | 1.16 | 1.34 | 1.37 | 1.39 | 1.45 | 1.63 | Relax Interventions 50% | Afghanistan | AFG | 2022-01-02 | v8 | TRUE
https://raw.githubusercontent.com/mrc-ide/global-lmic-reports/master/AFG/projections.csv | 2021-03-18 | hospital_demand | 51.11 | 57.99 | 59.74 | 60.72 | 62.98 | 70.41 | Relax Interventions 50% | Afghanistan | AFG | 2022-01-02 | v8 | TRUE
https://raw.githubusercontent.com/mrc-ide/global-lmic-reports/master/AFG/projections.csv | 2021-03-18 | ICU_demand | 18.98 | 21.67 | 22.17 | 22.55 | 23.43 | 26.18 | Relax Interventions 50% | Afghanistan | AFG | 2022-01-02 | v8 | TRUE
https://raw.githubusercontent.com/mrc-ide/global-lmic-reports/master/AFG/projections.csv | 2021-03-18 | hospital_incidence | 7.2 | 7.97 | 8.27 | 8.38 | 8.75 | 9.69 | Relax Interventions 50% | Afghanistan | AFG | 2022-01-02 | v8 | TRUE
https://raw.githubusercontent.com/mrc-ide/global-lmic-reports/master/AFG/projections.csv | 2021-03-18 | ICU_incidence | 2.06 | 2.28 | 2.37 | 2.4 | 2.51 | 2.78 | Relax Interventions 50% | Afghanistan | AFG | 2022-01-02 | v8 | TRUE
https://raw.githubusercontent.com/mrc-ide/global-lmic-reports/master/AFG/projections.csv | 2021-03-18 | prevalence | 7228.79 | 7659.41 | 8086.49 | 8149.6 | 8470.79 | 9487.37 | Relax Interventions 50% | Afghanistan | AFG | 2022-01-02 | v8 | TRUE
https://raw.githubusercontent.com/mrc-ide/global-lmic-reports/master/AFG/projections.csv | 2021-03-18 | cumulative_infections | 1046541.15 | 1084864.92 | 1119656.2 | 1123328.5 | 1140836.16 | 1240321.33 | Relax Interventions 50% | Afghanistan | AFG | 2022-01-02 | v8 | TRUE
https://raw.githubusercontent.com/mrc-ide/global-lmic-reports/master/AFG/projections.csv | 2021-03-18 | cumulative_deaths | 2234.45 | 2327.73 | 2406.57 | 2412.76 | 2452.44 | 2688.94 | Relax Interventions 50% | Afghanistan | AFG | 2022-01-02 | v8 | TRUE
https://raw.githubusercontent.com/mrc-ide/global-lmic-reports/master/AFG/projections.csv | 2021-03-18 | Rt | 1.37 | 1.4 | 1.43 | 1.43 | 1.45 | 1.52 | Relax Interventions 50% | Afghanistan | AFG | 2022-01-02 | v8 | TRUE
https://raw.githubusercontent.com/mrc-ide/global-lmic-reports/master/AFG/projections.csv | 2021-03-18 | Reff | 1.33 | 1.36 | 1.39 | 1.39 | 1.41 | 1.48 | Relax Interventions 50% | Afghanistan | AFG | 2022-01-02 | v8 | TRUE
https://raw.githubusercontent.com/mrc-ide/global-lmic-reports/master/AFG/projections.csv | 2021-03-18 | infections | 1329.6 | 1399.89 | 1466.73 | 1469.17 | 1518.1 | 1678.94 | Surged Additional 50% Reduction | Afghanistan | AFG | 2022-01-02 | v8 | TRUE
https://raw.githubusercontent.com/mrc-ide/global-lmic-reports/master/AFG/projections.csv | 2021-03-18 | deaths | 1.24 | 1.31 | 1.37 | 1.38 | 1.45 | 1.55 | Surged Additional 50% Reduction | Afghanistan | AFG | 2022-01-02 | v8 | TRUE
https://raw.githubusercontent.com/mrc-ide/global-lmic-reports/master/AFG/projections.csv | 2021-03-18 | hospital_demand | 54.77 | 57.23 | 60.1 | 60.47 | 63.35 | 67.52 | Surged Additional 50% Reduction | Afghanistan | AFG | 2022-01-02 | v8 | TRUE
https://raw.githubusercontent.com/mrc-ide/global-lmic-reports/master/AFG/projections.csv | 2021-03-18 | ICU_demand | 20.34 | 21.19 | 22.18 | 22.43 | 23.46 | 25.02 | Surged Additional 50% Reduction | Afghanistan | AFG | 2022-01-02 | v8 | TRUE
https://raw.githubusercontent.com/mrc-ide/global-lmic-reports/master/AFG/projections.csv | 2021-03-18 | hospital_incidence | 7.61 | 7.95 | 8.28 | 8.38 | 8.71 | 9.3 | Surged Additional 50% Reduction | Afghanistan | AFG | 2022-01-02 | v8 | TRUE
https://raw.githubusercontent.com/mrc-ide/global-lmic-reports/master/AFG/projections.csv | 2021-03-18 | ICU_incidence | 2.18 | 2.28 | 2.37 | 2.4 | 2.5 | 2.67 | Surged Additional 50% Reduction | Afghanistan | AFG | 2022-01-02 | v8 | TRUE
https://raw.githubusercontent.com/mrc-ide/global-lmic-reports/master/AFG/projections.csv | 2021-03-18 | prevalence | 7427.63 | 7792.07 | 8093.05 | 8158.82 | 8449.27 | 9266.96 | Surged Additional 50% Reduction | Afghanistan | AFG | 2022-01-02 | v8 | TRUE
https://raw.githubusercontent.com/mrc-ide/global-lmic-reports/master/AFG/projections.csv | 2021-03-18 | cumulative_infections | 1039336.17 | 1083839.42 | 1112745.41 | 1111852.69 | 1140078.74 | 1192475.3 | Surged Additional 50% Reduction | Afghanistan | AFG | 2022-01-02 | v8 | TRUE
https://raw.githubusercontent.com/mrc-ide/global-lmic-reports/master/AFG/projections.csv | 2021-03-18 | cumulative_deaths | 2216.54 | 2313.29 | 2374.88 | 2374.22 | 2435.2 | 2547.87 | Surged Additional 50% Reduction | Afghanistan | AFG | 2022-01-02 | v8 | TRUE
https://raw.githubusercontent.com/mrc-ide/global-lmic-reports/master/AFG/projections.csv | 2021-03-18 | Rt | 1.37 | 1.4 | 1.43 | 1.43 | 1.46 | 1.49 | Surged Additional 50% Reduction | Afghanistan | AFG | 2022-01-02 | v8 | TRUE
https://raw.githubusercontent.com/mrc-ide/global-lmic-reports/master/AFG/projections.csv | 2021-03-18 | Reff | 1.33 | 1.36 | 1.4 | 1.39 | 1.42 | 1.45 | Surged Additional 50% Reduction | Afghanistan | AFG | 2022-01-02 | v8 | TRUE
https://raw.githubusercontent.com/mrc-ide/global-lmic-reports/master/AFG/projections.csv | 2021-03-18 | infections | 1329.6 | 1399.89 | 1466.73 | 1469.17 | 1518.1 | 1678.94 | Surged Maintain Status Quo | Afghanistan | AFG | 2022-01-02 | v8 | TRUE
https://raw.githubusercontent.com/mrc-ide/global-lmic-reports/master/AFG/projections.csv | 2021-03-18 | deaths | 1.24 | 1.31 | 1.37 | 1.38 | 1.45 | 1.55 | Surged Maintain Status Quo | Afghanistan | AFG | 2022-01-02 | v8 | TRUE
https://raw.githubusercontent.com/mrc-ide/global-lmic-reports/master/AFG/projections.csv | 2021-03-18 | hospital_demand | 54.77 | 57.23 | 60.1 | 60.47 | 63.35 | 67.52 | Surged Maintain Status Quo | Afghanistan | AFG | 2022-01-02 | v8 | TRUE
https://raw.githubusercontent.com/mrc-ide/global-lmic-reports/master/AFG/projections.csv | 2021-03-18 | ICU_demand | 20.34 | 21.19 | 22.18 | 22.43 | 23.46 | 25.02 | Surged Maintain Status Quo | Afghanistan | AFG | 2022-01-02 | v8 | TRUE
https://raw.githubusercontent.com/mrc-ide/global-lmic-reports/master/AFG/projections.csv | 2021-03-18 | hospital_incidence | 7.61 | 7.95 | 8.28 | 8.38 | 8.71 | 9.3 | Surged Maintain Status Quo | Afghanistan | AFG | 2022-01-02 | v8 | TRUE
https://raw.githubusercontent.com/mrc-ide/global-lmic-reports/master/AFG/projections.csv | 2021-03-18 | ICU_incidence | 2.18 | 2.28 | 2.37 | 2.4 | 2.5 | 2.67 | Surged Maintain Status Quo | Afghanistan | AFG | 2022-01-02 | v8 | TRUE
https://raw.githubusercontent.com/mrc-ide/global-lmic-reports/master/AFG/projections.csv | 2021-03-18 | prevalence | 7427.63 | 7792.07 | 8093.05 | 8158.82 | 8449.27 | 9266.96 | Surged Maintain Status Quo | Afghanistan | AFG | 2022-01-02 | v8 | TRUE
https://raw.githubusercontent.com/mrc-ide/global-lmic-reports/master/AFG/projections.csv | 2021-03-18 | cumulative_infections | 1039336.17 | 1083839.42 | 1112745.41 | 1111852.69 | 1140078.74 | 1192475.3 | Surged Maintain Status Quo | Afghanistan | AFG | 2022-01-02 | v8 | TRUE
https://raw.githubusercontent.com/mrc-ide/global-lmic-reports/master/AFG/projections.csv | 2021-03-18 | cumulative_deaths | 2216.54 | 2313.29 | 2374.88 | 2374.22 | 2435.2 | 2547.87 | Surged Maintain Status Quo | Afghanistan | AFG | 2022-01-02 | v8 | TRUE
https://raw.githubusercontent.com/mrc-ide/global-lmic-reports/master/AFG/projections.csv | 2021-03-18 | Rt | 1.37 | 1.4 | 1.43 | 1.43 | 1.46 | 1.49 | Surged Maintain Status Quo | Afghanistan | AFG | 2022-01-02 | v8 | TRUE
https://raw.githubusercontent.com/mrc-ide/global-lmic-reports/master/AFG/projections.csv | 2021-03-18 | Reff | 1.33 | 1.36 | 1.4 | 1.39 | 1.42 | 1.45 | Surged Maintain Status Quo | Afghanistan | AFG | 2022-01-02 | v8 | TRUE
https://raw.githubusercontent.com/mrc-ide/global-lmic-reports/master/AFG/projections.csv | 2021-03-18 | infections | 1329.6 | 1399.89 | 1466.73 | 1469.17 | 1518.1 | 1678.94 | Surged Optimistic | Afghanistan | AFG | 2022-01-02 | v8 | TRUE
https://raw.githubusercontent.com/mrc-ide/global-lmic-reports/master/AFG/projections.csv | 2021-03-18 | deaths | 1.24 | 1.31 | 1.37 | 1.38 | 1.45 | 1.55 | Surged Optimistic | Afghanistan | AFG | 2022-01-02 | v8 | TRUE
https://raw.githubusercontent.com/mrc-ide/global-lmic-reports/master/AFG/projections.csv | 2021-03-18 | hospital_demand | 54.77 | 57.23 | 60.1 | 60.47 | 63.35 | 67.52 | Surged Optimistic | Afghanistan | AFG | 2022-01-02 | v8 | TRUE
https://raw.githubusercontent.com/mrc-ide/global-lmic-reports/master/AFG/projections.csv | 2021-03-18 | ICU_demand | 20.34 | 21.19 | 22.18 | 22.43 | 23.46 | 25.02 | Surged Optimistic | Afghanistan | AFG | 2022-01-02 | v8 | TRUE
https://raw.githubusercontent.com/mrc-ide/global-lmic-reports/master/AFG/projections.csv | 2021-03-18 | hospital_incidence | 7.61 | 7.95 | 8.28 | 8.38 | 8.71 | 9.3 | Surged Optimistic | Afghanistan | AFG | 2022-01-02 | v8 | TRUE
https://raw.githubusercontent.com/mrc-ide/global-lmic-reports/master/AFG/projections.csv | 2021-03-18 | ICU_incidence | 2.18 | 2.28 | 2.37 | 2.4 | 2.5 | 2.67 | Surged Optimistic | Afghanistan | AFG | 2022-01-02 | v8 | TRUE
https://raw.githubusercontent.com/mrc-ide/global-lmic-reports/master/AFG/projections.csv | 2021-03-18 | prevalence | 7427.63 | 7792.07 | 8093.05 | 8158.82 | 8449.27 | 9266.96 | Surged Optimistic | Afghanistan | AFG | 2022-01-02 | v8 | TRUE
https://raw.githubusercontent.com/mrc-ide/global-lmic-reports/master/AFG/projections.csv | 2021-03-18 | cumulative_infections | 1039336.17 | 1083839.42 | 1112745.41 | 1111852.69 | 1140078.74 | 1192475.3 | Surged Optimistic | Afghanistan | AFG | 2022-01-02 | v8 | TRUE
https://raw.githubusercontent.com/mrc-ide/global-lmic-reports/master/AFG/projections.csv | 2021-03-18 | cumulative_deaths | 2216.54 | 2313.29 | 2374.88 | 2374.22 | 2435.2 | 2547.87 | Surged Optimistic | Afghanistan | AFG | 2022-01-02 | v8 | TRUE
https://raw.githubusercontent.com/mrc-ide/global-lmic-reports/master/AFG/projections.csv | 2021-03-18 | Rt | 1.37 | 1.4 | 1.43 | 1.43 | 1.46 | 1.49 | Surged Optimistic | Afghanistan | AFG | 2022-01-02 | v8 | TRUE
https://raw.githubusercontent.com/mrc-ide/global-lmic-reports/master/AFG/projections.csv | 2021-03-18 | Reff | 1.33 | 1.36 | 1.4 | 1.39 | 1.42 | 1.45 | Surged Optimistic | Afghanistan | AFG | 2022-01-02 | v8 | TRUE
https://raw.githubusercontent.com/mrc-ide/global-lmic-reports/master/AFG/projections.csv | 2021-03-18 | infections | 1329.6 | 1399.89 | 1466.73 | 1469.17 | 1518.1 | 1678.94 | Surged Pessimistic | Afghanistan | AFG | 2022-01-02 | v8 | TRUE
https://raw.githubusercontent.com/mrc-ide/global-lmic-reports/master/AFG/projections.csv | 2021-03-18 | deaths | 1.24 | 1.31 | 1.37 | 1.38 | 1.45 | 1.55 | Surged Pessimistic | Afghanistan | AFG | 2022-01-02 | v8 | TRUE
https://raw.githubusercontent.com/mrc-ide/global-lmic-reports/master/AFG/projections.csv | 2021-03-18 | hospital_demand | 54.77 | 57.23 | 60.1 | 60.47 | 63.35 | 67.52 | Surged Pessimistic | Afghanistan | AFG | 2022-01-02 | v8 | TRUE
https://raw.githubusercontent.com/mrc-ide/global-lmic-reports/master/AFG/projections.csv | 2021-03-18 | ICU_demand | 20.34 | 21.19 | 22.18 | 22.43 | 23.46 | 25.02 | Surged Pessimistic | Afghanistan | AFG | 2022-01-02 | v8 | TRUE
https://raw.githubusercontent.com/mrc-ide/global-lmic-reports/master/AFG/projections.csv | 2021-03-18 | hospital_incidence | 7.61 | 7.95 | 8.28 | 8.38 | 8.71 | 9.3 | Surged Pessimistic | Afghanistan | AFG | 2022-01-02 | v8 | TRUE
https://raw.githubusercontent.com/mrc-ide/global-lmic-reports/master/AFG/projections.csv | 2021-03-18 | ICU_incidence | 2.18 | 2.28 | 2.37 | 2.4 | 2.5 | 2.67 | Surged Pessimistic | Afghanistan | AFG | 2022-01-02 | v8 | TRUE
https://raw.githubusercontent.com/mrc-ide/global-lmic-reports/master/AFG/projections.csv | 2021-03-18 | prevalence | 7427.63 | 7792.07 | 8093.05 | 8158.82 | 8449.27 | 9266.96 | Surged Pessimistic | Afghanistan | AFG | 2022-01-02 | v8 | TRUE
https://raw.githubusercontent.com/mrc-ide/global-lmic-reports/master/AFG/projections.csv | 2021-03-18 | cumulative_infections | 1039336.17 | 1083839.42 | 1112745.41 | 1111852.69 | 1140078.74 | 1192475.3 | Surged Pessimistic | Afghanistan | AFG | 2022-01-02 | v8 | TRUE
https://raw.githubusercontent.com/mrc-ide/global-lmic-reports/master/AFG/projections.csv | 2021-03-18 | cumulative_deaths | 2216.54 | 2313.29 | 2374.88 | 2374.22 | 2435.2 | 2547.87 | Surged Pessimistic | Afghanistan | AFG | 2022-01-02 | v8 | TRUE
https://raw.githubusercontent.com/mrc-ide/global-lmic-reports/master/AFG/projections.csv | 2021-03-18 | Rt | 1.37 | 1.4 | 1.43 | 1.43 | 1.46 | 1.49 | Surged Pessimistic | Afghanistan | AFG | 2022-01-02 | v8 | TRUE
https://raw.githubusercontent.com/mrc-ide/global-lmic-reports/master/AFG/projections.csv | 2021-03-18 | Reff | 1.33 | 1.36 | 1.4 | 1.39 | 1.42 | 1.45 | Surged Pessimistic | Afghanistan | AFG | 2022-01-02 | v8 | TRUE
https://raw.githubusercontent.com/mrc-ide/global-lmic-reports/master/AFG/projections.csv | 2021-03-18 | infections | 1329.6 | 1399.89 | 1466.73 | 1469.17 | 1518.1 | 1678.94 | Surged Relax Interventions 50% | Afghanistan | AFG | 2022-01-02 | v8 | TRUE
https://raw.githubusercontent.com/mrc-ide/global-lmic-reports/master/AFG/projections.csv | 2021-03-18 | deaths | 1.24 | 1.31 | 1.37 | 1.38 | 1.45 | 1.55 | Surged Relax Interventions 50% | Afghanistan | AFG | 2022-01-02 | v8 | TRUE
https://raw.githubusercontent.com/mrc-ide/global-lmic-reports/master/AFG/projections.csv | 2021-03-18 | hospital_demand | 54.77 | 57.23 | 60.1 | 60.47 | 63.35 | 67.52 | Surged Relax Interventions 50% | Afghanistan | AFG | 2022-01-02 | v8 | TRUE
https://raw.githubusercontent.com/mrc-ide/global-lmic-reports/master/AFG/projections.csv | 2021-03-18 | ICU_demand | 20.34 | 21.19 | 22.18 | 22.43 | 23.46 | 25.02 | Surged Relax Interventions 50% | Afghanistan | AFG | 2022-01-02 | v8 | TRUE
https://raw.githubusercontent.com/mrc-ide/global-lmic-reports/master/AFG/projections.csv | 2021-03-18 | hospital_incidence | 7.61 | 7.95 | 8.28 | 8.38 | 8.71 | 9.3 | Surged Relax Interventions 50% | Afghanistan | AFG | 2022-01-02 | v8 | TRUE
https://raw.githubusercontent.com/mrc-ide/global-lmic-reports/master/AFG/projections.csv | 2021-03-18 | ICU_incidence | 2.18 | 2.28 | 2.37 | 2.4 | 2.5 | 2.67 | Surged Relax Interventions 50% | Afghanistan | AFG | 2022-01-02 | v8 | TRUE
https://raw.githubusercontent.com/mrc-ide/global-lmic-reports/master/AFG/projections.csv | 2021-03-18 | prevalence | 7427.63 | 7792.07 | 8093.05 | 8158.82 | 8449.27 | 9266.96 | Surged Relax Interventions 50% | Afghanistan | AFG | 2022-01-02 | v8 | TRUE
https://raw.githubusercontent.com/mrc-ide/global-lmic-reports/master/AFG/projections.csv | 2021-03-18 | cumulative_infections | 1039336.17 | 1083839.42 | 1112745.41 | 1111852.69 | 1140078.74 | 1192475.3 | Surged Relax Interventions 50% | Afghanistan | AFG | 2022-01-02 | v8 | TRUE
https://raw.githubusercontent.com/mrc-ide/global-lmic-reports/master/AFG/projections.csv | 2021-03-18 | cumulative_deaths | 2216.54 | 2313.29 | 2374.88 | 2374.22 | 2435.2 | 2547.87 | Surged Relax Interventions 50% | Afghanistan | AFG | 2022-01-02 | v8 | TRUE
https://raw.githubusercontent.com/mrc-ide/global-lmic-reports/master/AFG/projections.csv | 2021-03-18 | Rt | 1.37 | 1.4 | 1.43 | 1.43 | 1.46 | 1.49 | Surged Relax Interventions 50% | Afghanistan | AFG | 2022-01-02 | v8 | TRUE
https://raw.githubusercontent.com/mrc-ide/global-lmic-reports/master/AFG/projections.csv | 2021-03-18 | Reff | 1.33 | 1.36 | 1.4 | 1.39 | 1.42 | 1.45 | Surged Relax Interventions 50% | Afghanistan | AFG | 2022-01-02 | v8 | TRUE
https://raw.githubusercontent.com/mrc-ide/global-lmic-reports/master/AFG/projections.csv | 2021-03-19 | infections | 1323.39 | 1416.65 | 1533.75 | 1517.33 | 1593.81 | 1782.07 | Additional 50% Reduction | Afghanistan | AFG | 2022-01-02 | v8 | TRUE
https://raw.githubusercontent.com/mrc-ide/global-lmic-reports/master/AFG/projections.csv | 2021-03-19 | deaths | 1.21 | 1.39 | 1.42 | 1.44 | 1.5 | 1.68 | Additional 50% Reduction | Afghanistan | AFG | 2022-01-02 | v8 | TRUE
https://raw.githubusercontent.com/mrc-ide/global-lmic-reports/master/AFG/projections.csv | 2021-03-19 | hospital_demand | 53.44 | 60.25 | 62.22 | 63.25 | 65.59 | 73.09 | Additional 50% Reduction | Afghanistan | AFG | 2022-01-02 | v8 | TRUE
https://raw.githubusercontent.com/mrc-ide/global-lmic-reports/master/AFG/projections.csv | 2021-03-19 | ICU_demand | 19.74 | 22.43 | 22.99 | 23.39 | 24.3 | 27.05 | Additional 50% Reduction | Afghanistan | AFG | 2022-01-02 | v8 | TRUE
https://raw.githubusercontent.com/mrc-ide/global-lmic-reports/master/AFG/projections.csv | 2021-03-19 | hospital_incidence | 7.63 | 8.38 | 8.71 | 8.82 | 9.2 | 10.2 | Additional 50% Reduction | Afghanistan | AFG | 2022-01-02 | v8 | TRUE
https://raw.githubusercontent.com/mrc-ide/global-lmic-reports/master/AFG/projections.csv | 2021-03-19 | ICU_incidence | 2.19 | 2.4 | 2.5 | 2.53 | 2.64 | 2.92 | Additional 50% Reduction | Afghanistan | AFG | 2022-01-02 | v8 | TRUE
https://raw.githubusercontent.com/mrc-ide/global-lmic-reports/master/AFG/projections.csv | 2021-03-19 | prevalence | 7610.57 | 8059.96 | 8527.12 | 8578.66 | 8954.95 | 10006.3 | Additional 50% Reduction | Afghanistan | AFG | 2022-01-02 | v8 | TRUE
https://raw.githubusercontent.com/mrc-ide/global-lmic-reports/master/AFG/projections.csv | 2021-03-19 | cumulative_infections | 1048137.11 | 1086293.83 | 1121220.38 | 1124845.83 | 1142507.58 | 1241975.05 | Additional 50% Reduction | Afghanistan | AFG | 2022-01-02 | v8 | TRUE
https://raw.githubusercontent.com/mrc-ide/global-lmic-reports/master/AFG/projections.csv | 2021-03-19 | cumulative_deaths | 2235.77 | 2329.07 | 2408 | 2414.2 | 2454.06 | 2690.35 | Additional 50% Reduction | Afghanistan | AFG | 2022-01-02 | v8 | TRUE
https://raw.githubusercontent.com/mrc-ide/global-lmic-reports/master/AFG/projections.csv | 2021-03-19 | Rt | 1.37 | 1.4 | 1.44 | 1.44 | 1.46 | 1.52 | Additional 50% Reduction | Afghanistan | AFG | 2022-01-02 | v8 | TRUE
https://raw.githubusercontent.com/mrc-ide/global-lmic-reports/master/AFG/projections.csv | 2021-03-19 | Reff | 1.33 | 1.37 | 1.4 | 1.4 | 1.42 | 1.48 | Additional 50% Reduction | Afghanistan | AFG | 2022-01-02 | v8 | TRUE
https://raw.githubusercontent.com/mrc-ide/global-lmic-reports/master/AFG/projections.csv | 2021-03-19 | infections | 1323.39 | 1416.65 | 1533.75 | 1517.33 | 1593.81 | 1782.07 | Maintain Status Quo | Afghanistan | AFG | 2022-01-02 | v8 | TRUE
https://raw.githubusercontent.com/mrc-ide/global-lmic-reports/master/AFG/projections.csv | 2021-03-19 | deaths | 1.21 | 1.39 | 1.42 | 1.44 | 1.5 | 1.68 | Maintain Status Quo | Afghanistan | AFG | 2022-01-02 | v8 | TRUE
https://raw.githubusercontent.com/mrc-ide/global-lmic-reports/master/AFG/projections.csv | 2021-03-19 | hospital_demand | 53.44 | 60.25 | 62.22 | 63.25 | 65.59 | 73.09 | Maintain Status Quo | Afghanistan | AFG | 2022-01-02 | v8 | TRUE
https://raw.githubusercontent.com/mrc-ide/global-lmic-reports/master/AFG/projections.csv | 2021-03-19 | ICU_demand | 19.74 | 22.43 | 22.99 | 23.39 | 24.3 | 27.05 | Maintain Status Quo | Afghanistan | AFG | 2022-01-02 | v8 | TRUE
https://raw.githubusercontent.com/mrc-ide/global-lmic-reports/master/AFG/projections.csv | 2021-03-19 | hospital_incidence | 7.63 | 8.38 | 8.71 | 8.82 | 9.2 | 10.2 | Maintain Status Quo | Afghanistan | AFG | 2022-01-02 | v8 | TRUE
https://raw.githubusercontent.com/mrc-ide/global-lmic-reports/master/AFG/projections.csv | 2021-03-19 | ICU_incidence | 2.19 | 2.4 | 2.5 | 2.53 | 2.64 | 2.92 | Maintain Status Quo | Afghanistan | AFG | 2022-01-02 | v8 | TRUE
https://raw.githubusercontent.com/mrc-ide/global-lmic-reports/master/AFG/projections.csv | 2021-03-19 | prevalence | 7610.57 | 8059.96 | 8527.12 | 8578.66 | 8954.95 | 10006.3 | Maintain Status Quo | Afghanistan | AFG | 2022-01-02 | v8 | TRUE
https://raw.githubusercontent.com/mrc-ide/global-lmic-reports/master/AFG/projections.csv | 2021-03-19 | cumulative_infections | 1048137.11 | 1086293.83 | 1121220.38 | 1124845.83 | 1142507.58 | 1241975.05 | Maintain Status Quo | Afghanistan | AFG | 2022-01-02 | v8 | TRUE
https://raw.githubusercontent.com/mrc-ide/global-lmic-reports/master/AFG/projections.csv | 2021-03-19 | cumulative_deaths | 2235.77 | 2329.07 | 2408 | 2414.2 | 2454.06 | 2690.35 | Maintain Status Quo | Afghanistan | AFG | 2022-01-02 | v8 | TRUE
https://raw.githubusercontent.com/mrc-ide/global-lmic-reports/master/AFG/projections.csv | 2021-03-19 | Rt | 1.37 | 1.4 | 1.44 | 1.44 | 1.46 | 1.52 | Maintain Status Quo | Afghanistan | AFG | 2022-01-02 | v8 | TRUE
https://raw.githubusercontent.com/mrc-ide/global-lmic-reports/master/AFG/projections.csv | 2021-03-19 | Reff | 1.33 | 1.37 | 1.4 | 1.4 | 1.42 | 1.48 | Maintain Status Quo | Afghanistan | AFG | 2022-01-02 | v8 | TRUE
https://raw.githubusercontent.com/mrc-ide/global-lmic-reports/master/AFG/projections.csv | 2021-03-19 | infections | 1323.39 | 1416.65 | 1533.75 | 1517.33 | 1593.81 | 1782.07 | Optimistic | Afghanistan | AFG | 2022-01-02 | v8 | TRUE
https://raw.githubusercontent.com/mrc-ide/global-lmic-reports/master/AFG/projections.csv | 2021-03-19 | deaths | 1.21 | 1.39 | 1.42 | 1.44 | 1.5 | 1.68 | Optimistic | Afghanistan | AFG | 2022-01-02 | v8 | TRUE
https://raw.githubusercontent.com/mrc-ide/global-lmic-reports/master/AFG/projections.csv | 2021-03-19 | hospital_demand | 53.44 | 60.25 | 62.22 | 63.25 | 65.59 | 73.09 | Optimistic | Afghanistan | AFG | 2022-01-02 | v8 | TRUE
https://raw.githubusercontent.com/mrc-ide/global-lmic-reports/master/AFG/projections.csv | 2021-03-19 | ICU_demand | 19.74 | 22.43 | 22.99 | 23.39 | 24.3 | 27.05 | Optimistic | Afghanistan | AFG | 2022-01-02 | v8 | TRUE
https://raw.githubusercontent.com/mrc-ide/global-lmic-reports/master/AFG/projections.csv | 2021-03-19 | hospital_incidence | 7.63 | 8.38 | 8.71 | 8.82 | 9.2 | 10.2 | Optimistic | Afghanistan | AFG | 2022-01-02 | v8 | TRUE
https://raw.githubusercontent.com/mrc-ide/global-lmic-reports/master/AFG/projections.csv | 2021-03-19 | ICU_incidence | 2.19 | 2.4 | 2.5 | 2.53 | 2.64 | 2.92 | Optimistic | Afghanistan | AFG | 2022-01-02 | v8 | TRUE
https://raw.githubusercontent.com/mrc-ide/global-lmic-reports/master/AFG/projections.csv | 2021-03-19 | prevalence | 7610.57 | 8059.96 | 8527.12 | 8578.66 | 8954.95 | 10006.3 | Optimistic | Afghanistan | AFG | 2022-01-02 | v8 | TRUE
https://raw.githubusercontent.com/mrc-ide/global-lmic-reports/master/AFG/projections.csv | 2021-03-19 | cumulative_infections | 1048137.11 | 1086293.83 | 1121220.38 | 1124845.83 | 1142507.58 | 1241975.05 | Optimistic | Afghanistan | AFG | 2022-01-02 | v8 | TRUE
https://raw.githubusercontent.com/mrc-ide/global-lmic-reports/master/AFG/projections.csv | 2021-03-19 | cumulative_deaths | 2235.77 | 2329.07 | 2408 | 2414.2 | 2454.06 | 2690.35 | Optimistic | Afghanistan | AFG | 2022-01-02 | v8 | TRUE
https://raw.githubusercontent.com/mrc-ide/global-lmic-reports/master/AFG/projections.csv | 2021-03-19 | Rt | 1.37 | 1.4 | 1.44 | 1.44 | 1.46 | 1.52 | Optimistic | Afghanistan | AFG | 2022-01-02 | v8 | TRUE
https://raw.githubusercontent.com/mrc-ide/global-lmic-reports/master/AFG/projections.csv | 2021-03-19 | Reff | 1.33 | 1.37 | 1.4 | 1.4 | 1.42 | 1.48 | Optimistic | Afghanistan | AFG | 2022-01-02 | v8 | TRUE
https://raw.githubusercontent.com/mrc-ide/global-lmic-reports/master/AFG/projections.csv | 2021-03-19 | infections | 1323.39 | 1416.65 | 1533.75 | 1517.33 | 1593.81 | 1782.07 | Pessimistic | Afghanistan | AFG | 2022-01-02 | v8 | TRUE
https://raw.githubusercontent.com/mrc-ide/global-lmic-reports/master/AFG/projections.csv | 2021-03-19 | deaths | 1.21 | 1.39 | 1.42 | 1.44 | 1.5 | 1.68 | Pessimistic | Afghanistan | AFG | 2022-01-02 | v8 | TRUE
https://raw.githubusercontent.com/mrc-ide/global-lmic-reports/master/AFG/projections.csv | 2021-03-19 | hospital_demand | 53.44 | 60.25 | 62.22 | 63.25 | 65.59 | 73.09 | Pessimistic | Afghanistan | AFG | 2022-01-02 | v8 | TRUE
https://raw.githubusercontent.com/mrc-ide/global-lmic-reports/master/AFG/projections.csv | 2021-03-19 | ICU_demand | 19.74 | 22.43 | 22.99 | 23.39 | 24.3 | 27.05 | Pessimistic | Afghanistan | AFG | 2022-01-02 | v8 | TRUE
https://raw.githubusercontent.com/mrc-ide/global-lmic-reports/master/AFG/projections.csv | 2021-03-19 | hospital_incidence | 7.63 | 8.38 | 8.71 | 8.82 | 9.2 | 10.2 | Pessimistic | Afghanistan | AFG | 2022-01-02 | v8 | TRUE
https://raw.githubusercontent.com/mrc-ide/global-lmic-reports/master/AFG/projections.csv | 2021-03-19 | ICU_incidence | 2.19 | 2.4 | 2.5 | 2.53 | 2.64 | 2.92 | Pessimistic | Afghanistan | AFG | 2022-01-02 | v8 | TRUE
https://raw.githubusercontent.com/mrc-ide/global-lmic-reports/master/AFG/projections.csv | 2021-03-19 | prevalence | 7610.57 | 8059.96 | 8527.12 | 8578.66 | 8954.95 | 10006.3 | Pessimistic | Afghanistan | AFG | 2022-01-02 | v8 | TRUE
https://raw.githubusercontent.com/mrc-ide/global-lmic-reports/master/AFG/projections.csv | 2021-03-19 | cumulative_infections | 1048137.11 | 1086293.83 | 1121220.38 | 1124845.83 | 1142507.58 | 1241975.05 | Pessimistic | Afghanistan | AFG | 2022-01-02 | v8 | TRUE
https://raw.githubusercontent.com/mrc-ide/global-lmic-reports/master/AFG/projections.csv | 2021-03-19 | cumulative_deaths | 2235.77 | 2329.07 | 2408 | 2414.2 | 2454.06 | 2690.35 | Pessimistic | Afghanistan | AFG | 2022-01-02 | v8 | TRUE
https://raw.githubusercontent.com/mrc-ide/global-lmic-reports/master/AFG/projections.csv | 2021-03-19 | Rt | 1.37 | 1.4 | 1.44 | 1.44 | 1.46 | 1.52 | Pessimistic | Afghanistan | AFG | 2022-01-02 | v8 | TRUE
https://raw.githubusercontent.com/mrc-ide/global-lmic-reports/master/AFG/projections.csv | 2021-03-19 | Reff | 1.33 | 1.37 | 1.4 | 1.4 | 1.42 | 1.48 | Pessimistic | Afghanistan | AFG | 2022-01-02 | v8 | TRUE
https://raw.githubusercontent.com/mrc-ide/global-lmic-reports/master/AFG/projections.csv | 2021-03-19 | infections | 1323.39 | 1416.65 | 1533.75 | 1517.33 | 1593.81 | 1782.07 | Relax Interventions 50% | Afghanistan | AFG | 2022-01-02 | v8 | TRUE
https://raw.githubusercontent.com/mrc-ide/global-lmic-reports/master/AFG/projections.csv | 2021-03-19 | deaths | 1.21 | 1.39 | 1.42 | 1.44 | 1.5 | 1.68 | Relax Interventions 50% | Afghanistan | AFG | 2022-01-02 | v8 | TRUE
https://raw.githubusercontent.com/mrc-ide/global-lmic-reports/master/AFG/projections.csv | 2021-03-19 | hospital_demand | 53.44 | 60.25 | 62.22 | 63.25 | 65.59 | 73.09 | Relax Interventions 50% | Afghanistan | AFG | 2022-01-02 | v8 | TRUE
https://raw.githubusercontent.com/mrc-ide/global-lmic-reports/master/AFG/projections.csv | 2021-03-19 | ICU_demand | 19.74 | 22.43 | 22.99 | 23.39 | 24.3 | 27.05 | Relax Interventions 50% | Afghanistan | AFG | 2022-01-02 | v8 | TRUE
https://raw.githubusercontent.com/mrc-ide/global-lmic-reports/master/AFG/projections.csv | 2021-03-19 | hospital_incidence | 7.63 | 8.38 | 8.71 | 8.82 | 9.2 | 10.2 | Relax Interventions 50% | Afghanistan | AFG | 2022-01-02 | v8 | TRUE
https://raw.githubusercontent.com/mrc-ide/global-lmic-reports/master/AFG/projections.csv | 2021-03-19 | ICU_incidence | 2.19 | 2.4 | 2.5 | 2.53 | 2.64 | 2.92 | Relax Interventions 50% | Afghanistan | AFG | 2022-01-02 | v8 | TRUE
https://raw.githubusercontent.com/mrc-ide/global-lmic-reports/master/AFG/projections.csv | 2021-03-19 | prevalence | 7610.57 | 8059.96 | 8527.12 | 8578.66 | 8954.95 | 10006.3 | Relax Interventions 50% | Afghanistan | AFG | 2022-01-02 | v8 | TRUE
https://raw.githubusercontent.com/mrc-ide/global-lmic-reports/master/AFG/projections.csv | 2021-03-19 | cumulative_infections | 1048137.11 | 1086293.83 | 1121220.38 | 1124845.83 | 1142507.58 | 1241975.05 | Relax Interventions 50% | Afghanistan | AFG | 2022-01-02 | v8 | TRUE
https://raw.githubusercontent.com/mrc-ide/global-lmic-reports/master/AFG/projections.csv | 2021-03-19 | cumulative_deaths | 2235.77 | 2329.07 | 2408 | 2414.2 | 2454.06 | 2690.35 | Relax Interventions 50% | Afghanistan | AFG | 2022-01-02 | v8 | TRUE
https://raw.githubusercontent.com/mrc-ide/global-lmic-reports/master/AFG/projections.csv | 2021-03-19 | Rt | 1.37 | 1.4 | 1.44 | 1.44 | 1.46 | 1.52 | Relax Interventions 50% | Afghanistan | AFG | 2022-01-02 | v8 | TRUE
https://raw.githubusercontent.com/mrc-ide/global-lmic-reports/master/AFG/projections.csv | 2021-03-19 | Reff | 1.33 | 1.37 | 1.4 | 1.4 | 1.42 | 1.48 | Relax Interventions 50% | Afghanistan | AFG | 2022-01-02 | v8 | TRUE
https://raw.githubusercontent.com/mrc-ide/global-lmic-reports/master/AFG/projections.csv | 2021-03-19 | infections | 1368.29 | 1452.38 | 1517.19 | 1522.21 | 1583.91 | 1744.18 | Surged Additional 50% Reduction | Afghanistan | AFG | 2022-01-02 | v8 | TRUE
https://raw.githubusercontent.com/mrc-ide/global-lmic-reports/master/AFG/projections.csv | 2021-03-19 | deaths | 1.3 | 1.35 | 1.42 | 1.43 | 1.5 | 1.6 | Surged Additional 50% Reduction | Afghanistan | AFG | 2022-01-02 | v8 | TRUE
https://raw.githubusercontent.com/mrc-ide/global-lmic-reports/master/AFG/projections.csv | 2021-03-19 | hospital_demand | 57.19 | 59.89 | 62.78 | 63.03 | 65.95 | 70.42 | Surged Additional 50% Reduction | Afghanistan | AFG | 2022-01-02 | v8 | TRUE
https://raw.githubusercontent.com/mrc-ide/global-lmic-reports/master/AFG/projections.csv | 2021-03-19 | ICU_demand | 21.15 | 22.01 | 23.09 | 23.28 | 24.33 | 25.94 | Surged Additional 50% Reduction | Afghanistan | AFG | 2022-01-02 | v8 | TRUE
https://raw.githubusercontent.com/mrc-ide/global-lmic-reports/master/AFG/projections.csv | 2021-03-19 | hospital_incidence | 8.05 | 8.42 | 8.7 | 8.82 | 9.15 | 9.84 | Surged Additional 50% Reduction | Afghanistan | AFG | 2022-01-02 | v8 | TRUE
https://raw.githubusercontent.com/mrc-ide/global-lmic-reports/master/AFG/projections.csv | 2021-03-19 | ICU_incidence | 2.31 | 2.41 | 2.5 | 2.53 | 2.62 | 2.82 | Surged Additional 50% Reduction | Afghanistan | AFG | 2022-01-02 | v8 | TRUE
https://raw.githubusercontent.com/mrc-ide/global-lmic-reports/master/AFG/projections.csv | 2021-03-19 | prevalence | 7815.5 | 8226.43 | 8535.05 | 8591.86 | 8905.25 | 9789.64 | Surged Additional 50% Reduction | Afghanistan | AFG | 2022-01-02 | v8 | TRUE
https://raw.githubusercontent.com/mrc-ide/global-lmic-reports/master/AFG/projections.csv | 2021-03-19 | cumulative_infections | 1040963.52 | 1085363.09 | 1114319.2 | 1113374.9 | 1141642.78 | 1194002.01 | Surged Additional 50% Reduction | Afghanistan | AFG | 2022-01-02 | v8 | TRUE
https://raw.githubusercontent.com/mrc-ide/global-lmic-reports/master/AFG/projections.csv | 2021-03-19 | cumulative_deaths | 2217.99 | 2314.75 | 2376.4 | 2375.66 | 2436.6 | 2549.3 | Surged Additional 50% Reduction | Afghanistan | AFG | 2022-01-02 | v8 | TRUE
https://raw.githubusercontent.com/mrc-ide/global-lmic-reports/master/AFG/projections.csv | 2021-03-19 | Rt | 1.38 | 1.4 | 1.44 | 1.44 | 1.46 | 1.49 | Surged Additional 50% Reduction | Afghanistan | AFG | 2022-01-02 | v8 | TRUE
https://raw.githubusercontent.com/mrc-ide/global-lmic-reports/master/AFG/projections.csv | 2021-03-19 | Reff | 1.34 | 1.37 | 1.4 | 1.4 | 1.42 | 1.45 | Surged Additional 50% Reduction | Afghanistan | AFG | 2022-01-02 | v8 | TRUE
https://raw.githubusercontent.com/mrc-ide/global-lmic-reports/master/AFG/projections.csv | 2021-03-19 | infections | 1368.29 | 1452.38 | 1517.19 | 1522.21 | 1583.91 | 1744.18 | Surged Maintain Status Quo | Afghanistan | AFG | 2022-01-02 | v8 | TRUE
https://raw.githubusercontent.com/mrc-ide/global-lmic-reports/master/AFG/projections.csv | 2021-03-19 | deaths | 1.3 | 1.35 | 1.42 | 1.43 | 1.5 | 1.6 | Surged Maintain Status Quo | Afghanistan | AFG | 2022-01-02 | v8 | TRUE
https://raw.githubusercontent.com/mrc-ide/global-lmic-reports/master/AFG/projections.csv | 2021-03-19 | hospital_demand | 57.19 | 59.89 | 62.78 | 63.03 | 65.95 | 70.42 | Surged Maintain Status Quo | Afghanistan | AFG | 2022-01-02 | v8 | TRUE
https://raw.githubusercontent.com/mrc-ide/global-lmic-reports/master/AFG/projections.csv | 2021-03-19 | ICU_demand | 21.15 | 22.01 | 23.09 | 23.28 | 24.33 | 25.94 | Surged Maintain Status Quo | Afghanistan | AFG | 2022-01-02 | v8 | TRUE
https://raw.githubusercontent.com/mrc-ide/global-lmic-reports/master/AFG/projections.csv | 2021-03-19 | hospital_incidence | 8.05 | 8.42 | 8.7 | 8.82 | 9.15 | 9.84 | Surged Maintain Status Quo | Afghanistan | AFG | 2022-01-02 | v8 | TRUE
https://raw.githubusercontent.com/mrc-ide/global-lmic-reports/master/AFG/projections.csv | 2021-03-19 | ICU_incidence | 2.31 | 2.41 | 2.5 | 2.53 | 2.62 | 2.82 | Surged Maintain Status Quo | Afghanistan | AFG | 2022-01-02 | v8 | TRUE
https://raw.githubusercontent.com/mrc-ide/global-lmic-reports/master/AFG/projections.csv | 2021-03-19 | prevalence | 7815.5 | 8226.43 | 8535.05 | 8591.86 | 8905.25 | 9789.64 | Surged Maintain Status Quo | Afghanistan | AFG | 2022-01-02 | v8 | TRUE
https://raw.githubusercontent.com/mrc-ide/global-lmic-reports/master/AFG/projections.csv | 2021-03-19 | cumulative_infections | 1040963.52 | 1085363.09 | 1114319.2 | 1113374.9 | 1141642.78 | 1194002.01 | Surged Maintain Status Quo | Afghanistan | AFG | 2022-01-02 | v8 | TRUE
https://raw.githubusercontent.com/mrc-ide/global-lmic-reports/master/AFG/projections.csv | 2021-03-19 | cumulative_deaths | 2217.99 | 2314.75 | 2376.4 | 2375.66 | 2436.6 | 2549.3 | Surged Maintain Status Quo | Afghanistan | AFG | 2022-01-02 | v8 | TRUE
https://raw.githubusercontent.com/mrc-ide/global-lmic-reports/master/AFG/projections.csv | 2021-03-19 | Rt | 1.38 | 1.4 | 1.44 | 1.44 | 1.46 | 1.49 | Surged Maintain Status Quo | Afghanistan | AFG | 2022-01-02 | v8 | TRUE
https://raw.githubusercontent.com/mrc-ide/global-lmic-reports/master/AFG/projections.csv | 2021-03-19 | Reff | 1.34 | 1.37 | 1.4 | 1.4 | 1.42 | 1.45 | Surged Maintain Status Quo | Afghanistan | AFG | 2022-01-02 | v8 | TRUE
https://raw.githubusercontent.com/mrc-ide/global-lmic-reports/master/AFG/projections.csv | 2021-03-19 | infections | 1368.29 | 1452.38 | 1517.19 | 1522.21 | 1583.91 | 1744.18 | Surged Optimistic | Afghanistan | AFG | 2022-01-02 | v8 | TRUE
https://raw.githubusercontent.com/mrc-ide/global-lmic-reports/master/AFG/projections.csv | 2021-03-19 | deaths | 1.3 | 1.35 | 1.42 | 1.43 | 1.5 | 1.6 | Surged Optimistic | Afghanistan | AFG | 2022-01-02 | v8 | TRUE
https://raw.githubusercontent.com/mrc-ide/global-lmic-reports/master/AFG/projections.csv | 2021-03-19 | hospital_demand | 57.19 | 59.89 | 62.78 | 63.03 | 65.95 | 70.42 | Surged Optimistic | Afghanistan | AFG | 2022-01-02 | v8 | TRUE
https://raw.githubusercontent.com/mrc-ide/global-lmic-reports/master/AFG/projections.csv | 2021-03-19 | ICU_demand | 21.15 | 22.01 | 23.09 | 23.28 | 24.33 | 25.94 | Surged Optimistic | Afghanistan | AFG | 2022-01-02 | v8 | TRUE
https://raw.githubusercontent.com/mrc-ide/global-lmic-reports/master/AFG/projections.csv | 2021-03-19 | hospital_incidence | 8.05 | 8.42 | 8.7 | 8.82 | 9.15 | 9.84 | Surged Optimistic | Afghanistan | AFG | 2022-01-02 | v8 | TRUE
https://raw.githubusercontent.com/mrc-ide/global-lmic-reports/master/AFG/projections.csv | 2021-03-19 | ICU_incidence | 2.31 | 2.41 | 2.5 | 2.53 | 2.62 | 2.82 | Surged Optimistic | Afghanistan | AFG | 2022-01-02 | v8 | TRUE
https://raw.githubusercontent.com/mrc-ide/global-lmic-reports/master/AFG/projections.csv | 2021-03-19 | prevalence | 7815.5 | 8226.43 | 8535.05 | 8591.86 | 8905.25 | 9789.64 | Surged Optimistic | Afghanistan | AFG | 2022-01-02 | v8 | TRUE
https://raw.githubusercontent.com/mrc-ide/global-lmic-reports/master/AFG/projections.csv | 2021-03-19 | cumulative_infections | 1040963.52 | 1085363.09 | 1114319.2 | 1113374.9 | 1141642.78 | 1194002.01 | Surged Optimistic | Afghanistan | AFG | 2022-01-02 | v8 | TRUE
https://raw.githubusercontent.com/mrc-ide/global-lmic-reports/master/AFG/projections.csv | 2021-03-19 | cumulative_deaths | 2217.99 | 2314.75 | 2376.4 | 2375.66 | 2436.6 | 2549.3 | Surged Optimistic | Afghanistan | AFG | 2022-01-02 | v8 | TRUE
https://raw.githubusercontent.com/mrc-ide/global-lmic-reports/master/AFG/projections.csv | 2021-03-19 | Rt | 1.38 | 1.4 | 1.44 | 1.44 | 1.46 | 1.49 | Surged Optimistic | Afghanistan | AFG | 2022-01-02 | v8 | TRUE
https://raw.githubusercontent.com/mrc-ide/global-lmic-reports/master/AFG/projections.csv | 2021-03-19 | Reff | 1.34 | 1.37 | 1.4 | 1.4 | 1.42 | 1.45 | Surged Optimistic | Afghanistan | AFG | 2022-01-02 | v8 | TRUE
https://raw.githubusercontent.com/mrc-ide/global-lmic-reports/master/AFG/projections.csv | 2021-03-19 | infections | 1368.29 | 1452.38 | 1517.19 | 1522.21 | 1583.91 | 1744.18 | Surged Pessimistic | Afghanistan | AFG | 2022-01-02 | v8 | TRUE
https://raw.githubusercontent.com/mrc-ide/global-lmic-reports/master/AFG/projections.csv | 2021-03-19 | deaths | 1.3 | 1.35 | 1.42 | 1.43 | 1.5 | 1.6 | Surged Pessimistic | Afghanistan | AFG | 2022-01-02 | v8 | TRUE
https://raw.githubusercontent.com/mrc-ide/global-lmic-reports/master/AFG/projections.csv | 2021-03-19 | hospital_demand | 57.19 | 59.89 | 62.78 | 63.03 | 65.95 | 70.42 | Surged Pessimistic | Afghanistan | AFG | 2022-01-02 | v8 | TRUE
https://raw.githubusercontent.com/mrc-ide/global-lmic-reports/master/AFG/projections.csv | 2021-03-19 | ICU_demand | 21.15 | 22.01 | 23.09 | 23.28 | 24.33 | 25.94 | Surged Pessimistic | Afghanistan | AFG | 2022-01-02 | v8 | TRUE
https://raw.githubusercontent.com/mrc-ide/global-lmic-reports/master/AFG/projections.csv | 2021-03-19 | hospital_incidence | 8.05 | 8.42 | 8.7 | 8.82 | 9.15 | 9.84 | Surged Pessimistic | Afghanistan | AFG | 2022-01-02 | v8 | TRUE
https://raw.githubusercontent.com/mrc-ide/global-lmic-reports/master/AFG/projections.csv | 2021-03-19 | ICU_incidence | 2.31 | 2.41 | 2.5 | 2.53 | 2.62 | 2.82 | Surged Pessimistic | Afghanistan | AFG | 2022-01-02 | v8 | TRUE
https://raw.githubusercontent.com/mrc-ide/global-lmic-reports/master/AFG/projections.csv | 2021-03-19 | prevalence | 7815.5 | 8226.43 | 8535.05 | 8591.86 | 8905.25 | 9789.64 | Surged Pessimistic | Afghanistan | AFG | 2022-01-02 | v8 | TRUE
https://raw.githubusercontent.com/mrc-ide/global-lmic-reports/master/AFG/projections.csv | 2021-03-19 | cumulative_infections | 1040963.52 | 1085363.09 | 1114319.2 | 1113374.9 | 1141642.78 | 1194002.01 | Surged Pessimistic | Afghanistan | AFG | 2022-01-02 | v8 | TRUE
https://raw.githubusercontent.com/mrc-ide/global-lmic-reports/master/AFG/projections.csv | 2021-03-19 | cumulative_deaths | 2217.99 | 2314.75 | 2376.4 | 2375.66 | 2436.6 | 2549.3 | Surged Pessimistic | Afghanistan | AFG | 2022-01-02 | v8 | TRUE
https://raw.githubusercontent.com/mrc-ide/global-lmic-reports/master/AFG/projections.csv | 2021-03-19 | Rt | 1.38 | 1.4 | 1.44 | 1.44 | 1.46 | 1.49 | Surged Pessimistic | Afghanistan | AFG | 2022-01-02 | v8 | TRUE
https://raw.githubusercontent.com/mrc-ide/global-lmic-reports/master/AFG/projections.csv | 2021-03-19 | Reff | 1.34 | 1.37 | 1.4 | 1.4 | 1.42 | 1.45 | Surged Pessimistic | Afghanistan | AFG | 2022-01-02 | v8 | TRUE
https://raw.githubusercontent.com/mrc-ide/global-lmic-reports/master/AFG/projections.csv | 2021-03-19 | infections | 1368.29 | 1452.38 | 1517.19 | 1522.21 | 1583.91 | 1744.18 | Surged Relax Interventions 50% | Afghanistan | AFG | 2022-01-02 | v8 | TRUE
https://raw.githubusercontent.com/mrc-ide/global-lmic-reports/master/AFG/projections.csv | 2021-03-19 | deaths | 1.3 | 1.35 | 1.42 | 1.43 | 1.5 | 1.6 | Surged Relax Interventions 50% | Afghanistan | AFG | 2022-01-02 | v8 | TRUE
https://raw.githubusercontent.com/mrc-ide/global-lmic-reports/master/AFG/projections.csv | 2021-03-19 | hospital_demand | 57.19 | 59.89 | 62.78 | 63.03 | 65.95 | 70.42 | Surged Relax Interventions 50% | Afghanistan | AFG | 2022-01-02 | v8 | TRUE
https://raw.githubusercontent.com/mrc-ide/global-lmic-reports/master/AFG/projections.csv | 2021-03-19 | ICU_demand | 21.15 | 22.01 | 23.09 | 23.28 | 24.33 | 25.94 | Surged Relax Interventions 50% | Afghanistan | AFG | 2022-01-02 | v8 | TRUE
https://raw.githubusercontent.com/mrc-ide/global-lmic-reports/master/AFG/projections.csv | 2021-03-19 | hospital_incidence | 8.05 | 8.42 | 8.7 | 8.82 | 9.15 | 9.84 | Surged Relax Interventions 50% | Afghanistan | AFG | 2022-01-02 | v8 | TRUE
https://raw.githubusercontent.com/mrc-ide/global-lmic-reports/master/AFG/projections.csv | 2021-03-19 | ICU_incidence | 2.31 | 2.41 | 2.5 | 2.53 | 2.62 | 2.82 | Surged Relax Interventions 50% | Afghanistan | AFG | 2022-01-02 | v8 | TRUE
https://raw.githubusercontent.com/mrc-ide/global-lmic-reports/master/AFG/projections.csv | 2021-03-19 | prevalence | 7815.5 | 8226.43 | 8535.05 | 8591.86 | 8905.25 | 9789.64 | Surged Relax Interventions 50% | Afghanistan | AFG | 2022-01-02 | v8 | TRUE
https://raw.githubusercontent.com/mrc-ide/global-lmic-reports/master/AFG/projections.csv | 2021-03-19 | cumulative_infections | 1040963.52 | 1085363.09 | 1114319.2 | 1113374.9 | 1141642.78 | 1194002.01 | Surged Relax Interventions 50% | Afghanistan | AFG | 2022-01-02 | v8 | TRUE
https://raw.githubusercontent.com/mrc-ide/global-lmic-reports/master/AFG/projections.csv | 2021-03-19 | cumulative_deaths | 2217.99 | 2314.75 | 2376.4 | 2375.66 | 2436.6 | 2549.3 | Surged Relax Interventions 50% | Afghanistan | AFG | 2022-01-02 | v8 | TRUE
https://raw.githubusercontent.com/mrc-ide/global-lmic-reports/master/AFG/projections.csv | 2021-03-19 | Rt | 1.38 | 1.4 | 1.44 | 1.44 | 1.46 | 1.49 | Surged Relax Interventions 50% | Afghanistan | AFG | 2022-01-02 | v8 | TRUE
https://raw.githubusercontent.com/mrc-ide/global-lmic-reports/master/AFG/projections.csv | 2021-03-19 | Reff | 1.34 | 1.37 | 1.4 | 1.4 | 1.42 | 1.45 | Surged Relax Interventions 50% | Afghanistan | AFG | 2022-01-02 | v8 | TRUE
https://raw.githubusercontent.com/mrc-ide/global-lmic-reports/master/AFG/projections.csv | 2021-03-20 | infections | 1397.7 | 1507.38 | 1614.87 | 1607.21 | 1691.47 | 1892 | Additional 50% Reduction | Afghanistan | AFG | 2022-01-02 | v8 | TRUE
https://raw.githubusercontent.com/mrc-ide/global-lmic-reports/master/AFG/projections.csv | 2021-03-20 | deaths | 1.26 | 1.44 | 1.47 | 1.5 | 1.56 | 1.74 | Additional 50% Reduction | Afghanistan | AFG | 2022-01-02 | v8 | TRUE
https://raw.githubusercontent.com/mrc-ide/global-lmic-reports/master/AFG/projections.csv | 2021-03-20 | hospital_demand | 56 | 63.04 | 64.9 | 65.99 | 68.52 | 76.18 | Additional 50% Reduction | Afghanistan | AFG | 2022-01-02 | v8 | TRUE
https://raw.githubusercontent.com/mrc-ide/global-lmic-reports/master/AFG/projections.csv | 2021-03-20 | ICU_demand | 20.59 | 23.26 | 23.91 | 24.31 | 25.22 | 28.02 | Additional 50% Reduction | Afghanistan | AFG | 2022-01-02 | v8 | TRUE
https://raw.githubusercontent.com/mrc-ide/global-lmic-reports/master/AFG/projections.csv | 2021-03-20 | hospital_incidence | 8.1 | 8.78 | 9.19 | 9.29 | 9.68 | 10.76 | Additional 50% Reduction | Afghanistan | AFG | 2022-01-02 | v8 | TRUE
https://raw.githubusercontent.com/mrc-ide/global-lmic-reports/master/AFG/projections.csv | 2021-03-20 | ICU_incidence | 2.32 | 2.52 | 2.64 | 2.66 | 2.78 | 3.09 | Additional 50% Reduction | Afghanistan | AFG | 2022-01-02 | v8 | TRUE
https://raw.githubusercontent.com/mrc-ide/global-lmic-reports/master/AFG/projections.csv | 2021-03-20 | prevalence | 7991.67 | 8469.95 | 9014.85 | 9036.75 | 9459.81 | 10561.98 | Additional 50% Reduction | Afghanistan | AFG | 2022-01-02 | v8 | TRUE
https://raw.githubusercontent.com/mrc-ide/global-lmic-reports/master/AFG/projections.csv | 2021-03-20 | cumulative_infections | 1049844.68 | 1087833.96 | 1122912.33 | 1126453.03 | 1144276.03 | 1243739.3 | Additional 50% Reduction | Afghanistan | AFG | 2022-01-02 | v8 | TRUE
https://raw.githubusercontent.com/mrc-ide/global-lmic-reports/master/AFG/projections.csv | 2021-03-20 | cumulative_deaths | 2237.16 | 2330.47 | 2409.48 | 2415.7 | 2455.74 | 2691.82 | Additional 50% Reduction | Afghanistan | AFG | 2022-01-02 | v8 | TRUE
https://raw.githubusercontent.com/mrc-ide/global-lmic-reports/master/AFG/projections.csv | 2021-03-20 | Rt | 1.33 | 1.37 | 1.4 | 1.4 | 1.43 | 1.49 | Additional 50% Reduction | Afghanistan | AFG | 2022-01-02 | v8 | TRUE
https://raw.githubusercontent.com/mrc-ide/global-lmic-reports/master/AFG/projections.csv | 2021-03-20 | Reff | 1.3 | 1.33 | 1.36 | 1.36 | 1.39 | 1.45 | Additional 50% Reduction | Afghanistan | AFG | 2022-01-02 | v8 | TRUE
https://raw.githubusercontent.com/mrc-ide/global-lmic-reports/master/AFG/projections.csv | 2021-03-20 | infections | 1397.7 | 1507.38 | 1614.87 | 1607.21 | 1691.47 | 1892 | Maintain Status Quo | Afghanistan | AFG | 2022-01-02 | v8 | TRUE
https://raw.githubusercontent.com/mrc-ide/global-lmic-reports/master/AFG/projections.csv | 2021-03-20 | deaths | 1.26 | 1.44 | 1.47 | 1.5 | 1.56 | 1.74 | Maintain Status Quo | Afghanistan | AFG | 2022-01-02 | v8 | TRUE
https://raw.githubusercontent.com/mrc-ide/global-lmic-reports/master/AFG/projections.csv | 2021-03-20 | hospital_demand | 56 | 63.04 | 64.9 | 65.99 | 68.52 | 76.18 | Maintain Status Quo | Afghanistan | AFG | 2022-01-02 | v8 | TRUE
https://raw.githubusercontent.com/mrc-ide/global-lmic-reports/master/AFG/projections.csv | 2021-03-20 | ICU_demand | 20.59 | 23.26 | 23.91 | 24.31 | 25.22 | 28.02 | Maintain Status Quo | Afghanistan | AFG | 2022-01-02 | v8 | TRUE
https://raw.githubusercontent.com/mrc-ide/global-lmic-reports/master/AFG/projections.csv | 2021-03-20 | hospital_incidence | 8.1 | 8.78 | 9.19 | 9.29 | 9.68 | 10.76 | Maintain Status Quo | Afghanistan | AFG | 2022-01-02 | v8 | TRUE
https://raw.githubusercontent.com/mrc-ide/global-lmic-reports/master/AFG/projections.csv | 2021-03-20 | ICU_incidence | 2.32 | 2.52 | 2.64 | 2.66 | 2.78 | 3.09 | Maintain Status Quo | Afghanistan | AFG | 2022-01-02 | v8 | TRUE
https://raw.githubusercontent.com/mrc-ide/global-lmic-reports/master/AFG/projections.csv | 2021-03-20 | prevalence | 7991.67 | 8469.95 | 9014.85 | 9036.75 | 9459.81 | 10561.98 | Maintain Status Quo | Afghanistan | AFG | 2022-01-02 | v8 | TRUE
https://raw.githubusercontent.com/mrc-ide/global-lmic-reports/master/AFG/projections.csv | 2021-03-20 | cumulative_infections | 1049844.68 | 1087833.96 | 1122912.33 | 1126453.03 | 1144276.03 | 1243739.3 | Maintain Status Quo | Afghanistan | AFG | 2022-01-02 | v8 | TRUE
https://raw.githubusercontent.com/mrc-ide/global-lmic-reports/master/AFG/projections.csv | 2021-03-20 | cumulative_deaths | 2237.16 | 2330.47 | 2409.48 | 2415.7 | 2455.74 | 2691.82 | Maintain Status Quo | Afghanistan | AFG | 2022-01-02 | v8 | TRUE
https://raw.githubusercontent.com/mrc-ide/global-lmic-reports/master/AFG/projections.csv | 2021-03-20 | Rt | 1.33 | 1.37 | 1.4 | 1.4 | 1.43 | 1.49 | Maintain Status Quo | Afghanistan | AFG | 2022-01-02 | v8 | TRUE
https://raw.githubusercontent.com/mrc-ide/global-lmic-reports/master/AFG/projections.csv | 2021-03-20 | Reff | 1.3 | 1.33 | 1.36 | 1.36 | 1.39 | 1.45 | Maintain Status Quo | Afghanistan | AFG | 2022-01-02 | v8 | TRUE
https://raw.githubusercontent.com/mrc-ide/global-lmic-reports/master/AFG/projections.csv | 2021-03-20 | infections | 1397.7 | 1507.38 | 1614.87 | 1607.21 | 1691.47 | 1892 | Optimistic | Afghanistan | AFG | 2022-01-02 | v8 | TRUE
https://raw.githubusercontent.com/mrc-ide/global-lmic-reports/master/AFG/projections.csv | 2021-03-20 | deaths | 1.26 | 1.44 | 1.47 | 1.5 | 1.56 | 1.74 | Optimistic | Afghanistan | AFG | 2022-01-02 | v8 | TRUE
https://raw.githubusercontent.com/mrc-ide/global-lmic-reports/master/AFG/projections.csv | 2021-03-20 | hospital_demand | 56 | 63.04 | 64.9 | 65.99 | 68.52 | 76.18 | Optimistic | Afghanistan | AFG | 2022-01-02 | v8 | TRUE
https://raw.githubusercontent.com/mrc-ide/global-lmic-reports/master/AFG/projections.csv | 2021-03-20 | ICU_demand | 20.59 | 23.26 | 23.91 | 24.31 | 25.22 | 28.02 | Optimistic | Afghanistan | AFG | 2022-01-02 | v8 | TRUE
https://raw.githubusercontent.com/mrc-ide/global-lmic-reports/master/AFG/projections.csv | 2021-03-20 | hospital_incidence | 8.1 | 8.78 | 9.19 | 9.29 | 9.68 | 10.76 | Optimistic | Afghanistan | AFG | 2022-01-02 | v8 | TRUE
https://raw.githubusercontent.com/mrc-ide/global-lmic-reports/master/AFG/projections.csv | 2021-03-20 | ICU_incidence | 2.32 | 2.52 | 2.64 | 2.66 | 2.78 | 3.09 | Optimistic | Afghanistan | AFG | 2022-01-02 | v8 | TRUE
https://raw.githubusercontent.com/mrc-ide/global-lmic-reports/master/AFG/projections.csv | 2021-03-20 | prevalence | 7991.67 | 8469.95 | 9014.85 | 9036.75 | 9459.81 | 10561.98 | Optimistic | Afghanistan | AFG | 2022-01-02 | v8 | TRUE
https://raw.githubusercontent.com/mrc-ide/global-lmic-reports/master/AFG/projections.csv | 2021-03-20 | cumulative_infections | 1049844.68 | 1087833.96 | 1122912.33 | 1126453.03 | 1144276.03 | 1243739.3 | Optimistic | Afghanistan | AFG | 2022-01-02 | v8 | TRUE
https://raw.githubusercontent.com/mrc-ide/global-lmic-reports/master/AFG/projections.csv | 2021-03-20 | cumulative_deaths | 2237.16 | 2330.47 | 2409.48 | 2415.7 | 2455.74 | 2691.82 | Optimistic | Afghanistan | AFG | 2022-01-02 | v8 | TRUE
https://raw.githubusercontent.com/mrc-ide/global-lmic-reports/master/AFG/projections.csv | 2021-03-20 | Rt | 1.33 | 1.37 | 1.4 | 1.4 | 1.43 | 1.49 | Optimistic | Afghanistan | AFG | 2022-01-02 | v8 | TRUE
https://raw.githubusercontent.com/mrc-ide/global-lmic-reports/master/AFG/projections.csv | 2021-03-20 | Reff | 1.3 | 1.33 | 1.36 | 1.36 | 1.39 | 1.45 | Optimistic | Afghanistan | AFG | 2022-01-02 | v8 | TRUE
https://raw.githubusercontent.com/mrc-ide/global-lmic-reports/master/AFG/projections.csv | 2021-03-20 | infections | 1397.7 | 1507.38 | 1614.87 | 1607.21 | 1691.47 | 1892 | Pessimistic | Afghanistan | AFG | 2022-01-02 | v8 | TRUE
https://raw.githubusercontent.com/mrc-ide/global-lmic-reports/master/AFG/projections.csv | 2021-03-20 | deaths | 1.26 | 1.44 | 1.47 | 1.5 | 1.56 | 1.74 | Pessimistic | Afghanistan | AFG | 2022-01-02 | v8 | TRUE
https://raw.githubusercontent.com/mrc-ide/global-lmic-reports/master/AFG/projections.csv | 2021-03-20 | hospital_demand | 56 | 63.04 | 64.9 | 65.99 | 68.52 | 76.18 | Pessimistic | Afghanistan | AFG | 2022-01-02 | v8 | TRUE
https://raw.githubusercontent.com/mrc-ide/global-lmic-reports/master/AFG/projections.csv | 2021-03-20 | ICU_demand | 20.59 | 23.26 | 23.91 | 24.31 | 25.22 | 28.02 | Pessimistic | Afghanistan | AFG | 2022-01-02 | v8 | TRUE
https://raw.githubusercontent.com/mrc-ide/global-lmic-reports/master/AFG/projections.csv | 2021-03-20 | hospital_incidence | 8.1 | 8.78 | 9.19 | 9.29 | 9.68 | 10.76 | Pessimistic | Afghanistan | AFG | 2022-01-02 | v8 | TRUE
https://raw.githubusercontent.com/mrc-ide/global-lmic-reports/master/AFG/projections.csv | 2021-03-20 | ICU_incidence | 2.32 | 2.52 | 2.64 | 2.66 | 2.78 | 3.09 | Pessimistic | Afghanistan | AFG | 2022-01-02 | v8 | TRUE
https://raw.githubusercontent.com/mrc-ide/global-lmic-reports/master/AFG/projections.csv | 2021-03-20 | prevalence | 7991.67 | 8469.95 | 9014.85 | 9036.75 | 9459.81 | 10561.98 | Pessimistic | Afghanistan | AFG | 2022-01-02 | v8 | TRUE
https://raw.githubusercontent.com/mrc-ide/global-lmic-reports/master/AFG/projections.csv | 2021-03-20 | cumulative_infections | 1049844.68 | 1087833.96 | 1122912.33 | 1126453.03 | 1144276.03 | 1243739.3 | Pessimistic | Afghanistan | AFG | 2022-01-02 | v8 | TRUE
https://raw.githubusercontent.com/mrc-ide/global-lmic-reports/master/AFG/projections.csv | 2021-03-20 | cumulative_deaths | 2237.16 | 2330.47 | 2409.48 | 2415.7 | 2455.74 | 2691.82 | Pessimistic | Afghanistan | AFG | 2022-01-02 | v8 | TRUE
https://raw.githubusercontent.com/mrc-ide/global-lmic-reports/master/AFG/projections.csv | 2021-03-20 | Rt | 1.33 | 1.37 | 1.4 | 1.4 | 1.43 | 1.49 | Pessimistic | Afghanistan | AFG | 2022-01-02 | v8 | TRUE
https://raw.githubusercontent.com/mrc-ide/global-lmic-reports/master/AFG/projections.csv | 2021-03-20 | Reff | 1.3 | 1.33 | 1.36 | 1.36 | 1.39 | 1.45 | Pessimistic | Afghanistan | AFG | 2022-01-02 | v8 | TRUE
https://raw.githubusercontent.com/mrc-ide/global-lmic-reports/master/AFG/projections.csv | 2021-03-20 | infections | 1397.7 | 1507.38 | 1614.87 | 1607.21 | 1691.47 | 1892 | Relax Interventions 50% | Afghanistan | AFG | 2022-01-02 | v8 | TRUE
https://raw.githubusercontent.com/mrc-ide/global-lmic-reports/master/AFG/projections.csv | 2021-03-20 | deaths | 1.26 | 1.44 | 1.47 | 1.5 | 1.56 | 1.74 | Relax Interventions 50% | Afghanistan | AFG | 2022-01-02 | v8 | TRUE
https://raw.githubusercontent.com/mrc-ide/global-lmic-reports/master/AFG/projections.csv | 2021-03-20 | hospital_demand | 56 | 63.04 | 64.9 | 65.99 | 68.52 | 76.18 | Relax Interventions 50% | Afghanistan | AFG | 2022-01-02 | v8 | TRUE
https://raw.githubusercontent.com/mrc-ide/global-lmic-reports/master/AFG/projections.csv | 2021-03-20 | ICU_demand | 20.59 | 23.26 | 23.91 | 24.31 | 25.22 | 28.02 | Relax Interventions 50% | Afghanistan | AFG | 2022-01-02 | v8 | TRUE
https://raw.githubusercontent.com/mrc-ide/global-lmic-reports/master/AFG/projections.csv | 2021-03-20 | hospital_incidence | 8.1 | 8.78 | 9.19 | 9.29 | 9.68 | 10.76 | Relax Interventions 50% | Afghanistan | AFG | 2022-01-02 | v8 | TRUE
https://raw.githubusercontent.com/mrc-ide/global-lmic-reports/master/AFG/projections.csv | 2021-03-20 | ICU_incidence | 2.32 | 2.52 | 2.64 | 2.66 | 2.78 | 3.09 | Relax Interventions 50% | Afghanistan | AFG | 2022-01-02 | v8 | TRUE
https://raw.githubusercontent.com/mrc-ide/global-lmic-reports/master/AFG/projections.csv | 2021-03-20 | prevalence | 7991.67 | 8469.95 | 9014.85 | 9036.75 | 9459.81 | 10561.98 | Relax Interventions 50% | Afghanistan | AFG | 2022-01-02 | v8 | TRUE
https://raw.githubusercontent.com/mrc-ide/global-lmic-reports/master/AFG/projections.csv | 2021-03-20 | cumulative_infections | 1049844.68 | 1087833.96 | 1122912.33 | 1126453.03 | 1144276.03 | 1243739.3 | Relax Interventions 50% | Afghanistan | AFG | 2022-01-02 | v8 | TRUE
https://raw.githubusercontent.com/mrc-ide/global-lmic-reports/master/AFG/projections.csv | 2021-03-20 | cumulative_deaths | 2237.16 | 2330.47 | 2409.48 | 2415.7 | 2455.74 | 2691.82 | Relax Interventions 50% | Afghanistan | AFG | 2022-01-02 | v8 | TRUE
https://raw.githubusercontent.com/mrc-ide/global-lmic-reports/master/AFG/projections.csv | 2021-03-20 | Rt | 1.33 | 1.37 | 1.4 | 1.4 | 1.43 | 1.49 | Relax Interventions 50% | Afghanistan | AFG | 2022-01-02 | v8 | TRUE
https://raw.githubusercontent.com/mrc-ide/global-lmic-reports/master/AFG/projections.csv | 2021-03-20 | Reff | 1.3 | 1.33 | 1.36 | 1.36 | 1.39 | 1.45 | Relax Interventions 50% | Afghanistan | AFG | 2022-01-02 | v8 | TRUE
https://raw.githubusercontent.com/mrc-ide/global-lmic-reports/master/AFG/projections.csv | 2021-03-20 | infections | 1444 | 1535.62 | 1616.1 | 1612.52 | 1680.68 | 1846.29 | Surged Additional 50% Reduction | Afghanistan | AFG | 2022-01-02 | v8 | TRUE
https://raw.githubusercontent.com/mrc-ide/global-lmic-reports/master/AFG/projections.csv | 2021-03-20 | deaths | 1.35 | 1.41 | 1.48 | 1.49 | 1.56 | 1.66 | Surged Additional 50% Reduction | Afghanistan | AFG | 2022-01-02 | v8 | TRUE
https://raw.githubusercontent.com/mrc-ide/global-lmic-reports/master/AFG/projections.csv | 2021-03-20 | hospital_demand | 59.79 | 62.3 | 65.39 | 65.81 | 68.77 | 73.2 | Surged Additional 50% Reduction | Afghanistan | AFG | 2022-01-02 | v8 | TRUE
https://raw.githubusercontent.com/mrc-ide/global-lmic-reports/master/AFG/projections.csv | 2021-03-20 | ICU_demand | 22.03 | 22.97 | 24.07 | 24.21 | 25.28 | 26.96 | Surged Additional 50% Reduction | Afghanistan | AFG | 2022-01-02 | v8 | TRUE
https://raw.githubusercontent.com/mrc-ide/global-lmic-reports/master/AFG/projections.csv | 2021-03-20 | hospital_incidence | 8.49 | 8.88 | 9.17 | 9.29 | 9.66 | 10.42 | Surged Additional 50% Reduction | Afghanistan | AFG | 2022-01-02 | v8 | TRUE
https://raw.githubusercontent.com/mrc-ide/global-lmic-reports/master/AFG/projections.csv | 2021-03-20 | ICU_incidence | 2.44 | 2.55 | 2.63 | 2.67 | 2.77 | 2.99 | Surged Additional 50% Reduction | Afghanistan | AFG | 2022-01-02 | v8 | TRUE
https://raw.githubusercontent.com/mrc-ide/global-lmic-reports/master/AFG/projections.csv | 2021-03-20 | prevalence | 8210.37 | 8653.04 | 8973.12 | 9054.03 | 9360.32 | 10353.66 | Surged Additional 50% Reduction | Afghanistan | AFG | 2022-01-02 | v8 | TRUE
https://raw.githubusercontent.com/mrc-ide/global-lmic-reports/master/AFG/projections.csv | 2021-03-20 | cumulative_infections | 1042692.79 | 1086972.48 | 1115989.9 | 1114987.42 | 1143305.43 | 1195624.87 | Surged Additional 50% Reduction | Afghanistan | AFG | 2022-01-02 | v8 | TRUE
https://raw.githubusercontent.com/mrc-ide/global-lmic-reports/master/AFG/projections.csv | 2021-03-20 | cumulative_deaths | 2219.5 | 2316.27 | 2377.99 | 2377.14 | 2438.06 | 2550.78 | Surged Additional 50% Reduction | Afghanistan | AFG | 2022-01-02 | v8 | TRUE
https://raw.githubusercontent.com/mrc-ide/global-lmic-reports/master/AFG/projections.csv | 2021-03-20 | Rt | 1.33 | 1.37 | 1.41 | 1.4 | 1.43 | 1.46 | Surged Additional 50% Reduction | Afghanistan | AFG | 2022-01-02 | v8 | TRUE
https://raw.githubusercontent.com/mrc-ide/global-lmic-reports/master/AFG/projections.csv | 2021-03-20 | Reff | 1.3 | 1.34 | 1.37 | 1.36 | 1.39 | 1.42 | Surged Additional 50% Reduction | Afghanistan | AFG | 2022-01-02 | v8 | TRUE
https://raw.githubusercontent.com/mrc-ide/global-lmic-reports/master/AFG/projections.csv | 2021-03-20 | infections | 1444 | 1535.62 | 1616.1 | 1612.52 | 1680.68 | 1846.29 | Surged Maintain Status Quo | Afghanistan | AFG | 2022-01-02 | v8 | TRUE
https://raw.githubusercontent.com/mrc-ide/global-lmic-reports/master/AFG/projections.csv | 2021-03-20 | deaths | 1.35 | 1.41 | 1.48 | 1.49 | 1.56 | 1.66 | Surged Maintain Status Quo | Afghanistan | AFG | 2022-01-02 | v8 | TRUE
https://raw.githubusercontent.com/mrc-ide/global-lmic-reports/master/AFG/projections.csv | 2021-03-20 | hospital_demand | 59.79 | 62.3 | 65.39 | 65.81 | 68.77 | 73.2 | Surged Maintain Status Quo | Afghanistan | AFG | 2022-01-02 | v8 | TRUE
https://raw.githubusercontent.com/mrc-ide/global-lmic-reports/master/AFG/projections.csv | 2021-03-20 | ICU_demand | 22.03 | 22.97 | 24.07 | 24.21 | 25.28 | 26.96 | Surged Maintain Status Quo | Afghanistan | AFG | 2022-01-02 | v8 | TRUE
https://raw.githubusercontent.com/mrc-ide/global-lmic-reports/master/AFG/projections.csv | 2021-03-20 | hospital_incidence | 8.49 | 8.88 | 9.17 | 9.29 | 9.66 | 10.42 | Surged Maintain Status Quo | Afghanistan | AFG | 2022-01-02 | v8 | TRUE
https://raw.githubusercontent.com/mrc-ide/global-lmic-reports/master/AFG/projections.csv | 2021-03-20 | ICU_incidence | 2.44 | 2.55 | 2.63 | 2.67 | 2.77 | 2.99 | Surged Maintain Status Quo | Afghanistan | AFG | 2022-01-02 | v8 | TRUE
https://raw.githubusercontent.com/mrc-ide/global-lmic-reports/master/AFG/projections.csv | 2021-03-20 | prevalence | 8210.37 | 8653.04 | 8973.12 | 9054.03 | 9360.32 | 10353.66 | Surged Maintain Status Quo | Afghanistan | AFG | 2022-01-02 | v8 | TRUE
https://raw.githubusercontent.com/mrc-ide/global-lmic-reports/master/AFG/projections.csv | 2021-03-20 | cumulative_infections | 1042692.79 | 1086972.48 | 1115989.9 | 1114987.42 | 1143305.43 | 1195624.87 | Surged Maintain Status Quo | Afghanistan | AFG | 2022-01-02 | v8 | TRUE
https://raw.githubusercontent.com/mrc-ide/global-lmic-reports/master/AFG/projections.csv | 2021-03-20 | cumulative_deaths | 2219.5 | 2316.27 | 2377.99 | 2377.14 | 2438.06 | 2550.78 | Surged Maintain Status Quo | Afghanistan | AFG | 2022-01-02 | v8 | TRUE
https://raw.githubusercontent.com/mrc-ide/global-lmic-reports/master/AFG/projections.csv | 2021-03-20 | Rt | 1.33 | 1.37 | 1.41 | 1.4 | 1.43 | 1.46 | Surged Maintain Status Quo | Afghanistan | AFG | 2022-01-02 | v8 | TRUE
https://raw.githubusercontent.com/mrc-ide/global-lmic-reports/master/AFG/projections.csv | 2021-03-20 | Reff | 1.3 | 1.34 | 1.37 | 1.36 | 1.39 | 1.42 | Surged Maintain Status Quo | Afghanistan | AFG | 2022-01-02 | v8 | TRUE
https://raw.githubusercontent.com/mrc-ide/global-lmic-reports/master/AFG/projections.csv | 2021-03-20 | infections | 1444 | 1535.62 | 1616.1 | 1612.52 | 1680.68 | 1846.29 | Surged Optimistic | Afghanistan | AFG | 2022-01-02 | v8 | TRUE
https://raw.githubusercontent.com/mrc-ide/global-lmic-reports/master/AFG/projections.csv | 2021-03-20 | deaths | 1.35 | 1.41 | 1.48 | 1.49 | 1.56 | 1.66 | Surged Optimistic | Afghanistan | AFG | 2022-01-02 | v8 | TRUE
https://raw.githubusercontent.com/mrc-ide/global-lmic-reports/master/AFG/projections.csv | 2021-03-20 | hospital_demand | 59.79 | 62.3 | 65.39 | 65.81 | 68.77 | 73.2 | Surged Optimistic | Afghanistan | AFG | 2022-01-02 | v8 | TRUE
https://raw.githubusercontent.com/mrc-ide/global-lmic-reports/master/AFG/projections.csv | 2021-03-20 | ICU_demand | 22.03 | 22.97 | 24.07 | 24.21 | 25.28 | 26.96 | Surged Optimistic | Afghanistan | AFG | 2022-01-02 | v8 | TRUE
https://raw.githubusercontent.com/mrc-ide/global-lmic-reports/master/AFG/projections.csv | 2021-03-20 | hospital_incidence | 8.49 | 8.88 | 9.17 | 9.29 | 9.66 | 10.42 | Surged Optimistic | Afghanistan | AFG | 2022-01-02 | v8 | TRUE
https://raw.githubusercontent.com/mrc-ide/global-lmic-reports/master/AFG/projections.csv | 2021-03-20 | ICU_incidence | 2.44 | 2.55 | 2.63 | 2.67 | 2.77 | 2.99 | Surged Optimistic | Afghanistan | AFG | 2022-01-02 | v8 | TRUE
https://raw.githubusercontent.com/mrc-ide/global-lmic-reports/master/AFG/projections.csv | 2021-03-20 | prevalence | 8210.37 | 8653.04 | 8973.12 | 9054.03 | 9360.32 | 10353.66 | Surged Optimistic | Afghanistan | AFG | 2022-01-02 | v8 | TRUE
https://raw.githubusercontent.com/mrc-ide/global-lmic-reports/master/AFG/projections.csv | 2021-03-20 | cumulative_infections | 1042692.79 | 1086972.48 | 1115989.9 | 1114987.42 | 1143305.43 | 1195624.87 | Surged Optimistic | Afghanistan | AFG | 2022-01-02 | v8 | TRUE
https://raw.githubusercontent.com/mrc-ide/global-lmic-reports/master/AFG/projections.csv | 2021-03-20 | cumulative_deaths | 2219.5 | 2316.27 | 2377.99 | 2377.14 | 2438.06 | 2550.78 | Surged Optimistic | Afghanistan | AFG | 2022-01-02 | v8 | TRUE
https://raw.githubusercontent.com/mrc-ide/global-lmic-reports/master/AFG/projections.csv | 2021-03-20 | Rt | 1.33 | 1.37 | 1.41 | 1.4 | 1.43 | 1.46 | Surged Optimistic | Afghanistan | AFG | 2022-01-02 | v8 | TRUE
https://raw.githubusercontent.com/mrc-ide/global-lmic-reports/master/AFG/projections.csv | 2021-03-20 | Reff | 1.3 | 1.34 | 1.37 | 1.36 | 1.39 | 1.42 | Surged Optimistic | Afghanistan | AFG | 2022-01-02 | v8 | TRUE
https://raw.githubusercontent.com/mrc-ide/global-lmic-reports/master/AFG/projections.csv | 2021-03-20 | infections | 1444 | 1535.62 | 1616.1 | 1612.52 | 1680.68 | 1846.29 | Surged Pessimistic | Afghanistan | AFG | 2022-01-02 | v8 | TRUE
https://raw.githubusercontent.com/mrc-ide/global-lmic-reports/master/AFG/projections.csv | 2021-03-20 | deaths | 1.35 | 1.41 | 1.48 | 1.49 | 1.56 | 1.66 | Surged Pessimistic | Afghanistan | AFG | 2022-01-02 | v8 | TRUE
https://raw.githubusercontent.com/mrc-ide/global-lmic-reports/master/AFG/projections.csv | 2021-03-20 | hospital_demand | 59.79 | 62.3 | 65.39 | 65.81 | 68.77 | 73.2 | Surged Pessimistic | Afghanistan | AFG | 2022-01-02 | v8 | TRUE
https://raw.githubusercontent.com/mrc-ide/global-lmic-reports/master/AFG/projections.csv | 2021-03-20 | ICU_demand | 22.03 | 22.97 | 24.07 | 24.21 | 25.28 | 26.96 | Surged Pessimistic | Afghanistan | AFG | 2022-01-02 | v8 | TRUE
https://raw.githubusercontent.com/mrc-ide/global-lmic-reports/master/AFG/projections.csv | 2021-03-20 | hospital_incidence | 8.49 | 8.88 | 9.17 | 9.29 | 9.66 | 10.42 | Surged Pessimistic | Afghanistan | AFG | 2022-01-02 | v8 | TRUE
https://raw.githubusercontent.com/mrc-ide/global-lmic-reports/master/AFG/projections.csv | 2021-03-20 | ICU_incidence | 2.44 | 2.55 | 2.63 | 2.67 | 2.77 | 2.99 | Surged Pessimistic | Afghanistan | AFG | 2022-01-02 | v8 | TRUE
https://raw.githubusercontent.com/mrc-ide/global-lmic-reports/master/AFG/projections.csv | 2021-03-20 | prevalence | 8210.37 | 8653.04 | 8973.12 | 9054.03 | 9360.32 | 10353.66 | Surged Pessimistic | Afghanistan | AFG | 2022-01-02 | v8 | TRUE
https://raw.githubusercontent.com/mrc-ide/global-lmic-reports/master/AFG/projections.csv | 2021-03-20 | cumulative_infections | 1042692.79 | 1086972.48 | 1115989.9 | 1114987.42 | 1143305.43 | 1195624.87 | Surged Pessimistic | Afghanistan | AFG | 2022-01-02 | v8 | TRUE
https://raw.githubusercontent.com/mrc-ide/global-lmic-reports/master/AFG/projections.csv | 2021-03-20 | cumulative_deaths | 2219.5 | 2316.27 | 2377.99 | 2377.14 | 2438.06 | 2550.78 | Surged Pessimistic | Afghanistan | AFG | 2022-01-02 | v8 | TRUE
https://raw.githubusercontent.com/mrc-ide/global-lmic-reports/master/AFG/projections.csv | 2021-03-20 | Rt | 1.33 | 1.37 | 1.41 | 1.4 | 1.43 | 1.46 | Surged Pessimistic | Afghanistan | AFG | 2022-01-02 | v8 | TRUE
https://raw.githubusercontent.com/mrc-ide/global-lmic-reports/master/AFG/projections.csv | 2021-03-20 | Reff | 1.3 | 1.34 | 1.37 | 1.36 | 1.39 | 1.42 | Surged Pessimistic | Afghanistan | AFG | 2022-01-02 | v8 | TRUE
https://raw.githubusercontent.com/mrc-ide/global-lmic-reports/master/AFG/projections.csv | 2021-03-20 | infections | 1444 | 1535.62 | 1616.1 | 1612.52 | 1680.68 | 1846.29 | Surged Relax Interventions 50% | Afghanistan | AFG | 2022-01-02 | v8 | TRUE
https://raw.githubusercontent.com/mrc-ide/global-lmic-reports/master/AFG/projections.csv | 2021-03-20 | deaths | 1.35 | 1.41 | 1.48 | 1.49 | 1.56 | 1.66 | Surged Relax Interventions 50% | Afghanistan | AFG | 2022-01-02 | v8 | TRUE
https://raw.githubusercontent.com/mrc-ide/global-lmic-reports/master/AFG/projections.csv | 2021-03-20 | hospital_demand | 59.79 | 62.3 | 65.39 | 65.81 | 68.77 | 73.2 | Surged Relax Interventions 50% | Afghanistan | AFG | 2022-01-02 | v8 | TRUE
https://raw.githubusercontent.com/mrc-ide/global-lmic-reports/master/AFG/projections.csv | 2021-03-20 | ICU_demand | 22.03 | 22.97 | 24.07 | 24.21 | 25.28 | 26.96 | Surged Relax Interventions 50% | Afghanistan | AFG | 2022-01-02 | v8 | TRUE
https://raw.githubusercontent.com/mrc-ide/global-lmic-reports/master/AFG/projections.csv | 2021-03-20 | hospital_incidence | 8.49 | 8.88 | 9.17 | 9.29 | 9.66 | 10.42 | Surged Relax Interventions 50% | Afghanistan | AFG | 2022-01-02 | v8 | TRUE
https://raw.githubusercontent.com/mrc-ide/global-lmic-reports/master/AFG/projections.csv | 2021-03-20 | ICU_incidence | 2.44 | 2.55 | 2.63 | 2.67 | 2.77 | 2.99 | Surged Relax Interventions 50% | Afghanistan | AFG | 2022-01-02 | v8 | TRUE
https://raw.githubusercontent.com/mrc-ide/global-lmic-reports/master/AFG/projections.csv | 2021-03-20 | prevalence | 8210.37 | 8653.04 | 8973.12 | 9054.03 | 9360.32 | 10353.66 | Surged Relax Interventions 50% | Afghanistan | AFG | 2022-01-02 | v8 | TRUE
https://raw.githubusercontent.com/mrc-ide/global-lmic-reports/master/AFG/projections.csv | 2021-03-20 | cumulative_infections | 1042692.79 | 1086972.48 | 1115989.9 | 1114987.42 | 1143305.43 | 1195624.87 | Surged Relax Interventions 50% | Afghanistan | AFG | 2022-01-02 | v8 | TRUE
https://raw.githubusercontent.com/mrc-ide/global-lmic-reports/master/AFG/projections.csv | 2021-03-20 | cumulative_deaths | 2219.5 | 2316.27 | 2377.99 | 2377.14 | 2438.06 | 2550.78 | Surged Relax Interventions 50% | Afghanistan | AFG | 2022-01-02 | v8 | TRUE
https://raw.githubusercontent.com/mrc-ide/global-lmic-reports/master/AFG/projections.csv | 2021-03-20 | Rt | 1.33 | 1.37 | 1.41 | 1.4 | 1.43 | 1.46 | Surged Relax Interventions 50% | Afghanistan | AFG | 2022-01-02 | v8 | TRUE
https://raw.githubusercontent.com/mrc-ide/global-lmic-reports/master/AFG/projections.csv | 2021-03-20 | Reff | 1.3 | 1.34 | 1.37 | 1.36 | 1.39 | 1.42 | Surged Relax Interventions 50% | Afghanistan | AFG | 2022-01-02 | v8 | TRUE
https://raw.githubusercontent.com/mrc-ide/global-lmic-reports/master/AFG/projections.csv | 2021-03-21 | infections | 1429.24 | 1531.72 | 1665.17 | 1652.25 | 1756.9 | 1949.11 | Additional 50% Reduction | Afghanistan | AFG | 2022-01-02 | v8 | TRUE
https://raw.githubusercontent.com/mrc-ide/global-lmic-reports/master/AFG/projections.csv | 2021-03-21 | deaths | 1.31 | 1.49 | 1.53 | 1.56 | 1.61 | 1.8 | Additional 50% Reduction | Afghanistan | AFG | 2022-01-02 | v8 | TRUE
https://raw.githubusercontent.com/mrc-ide/global-lmic-reports/master/AFG/projections.csv | 2021-03-21 | hospital_demand | 58.8 | 65.93 | 67.82 | 68.97 | 71.67 | 79.62 | Additional 50% Reduction | Afghanistan | AFG | 2022-01-02 | v8 | TRUE
https://raw.githubusercontent.com/mrc-ide/global-lmic-reports/master/AFG/projections.csv | 2021-03-21 | ICU_demand | 21.52 | 24.21 | 24.87 | 25.31 | 26.24 | 29.11 | Additional 50% Reduction | Afghanistan | AFG | 2022-01-02 | v8 | TRUE
https://raw.githubusercontent.com/mrc-ide/global-lmic-reports/master/AFG/projections.csv | 2021-03-21 | hospital_incidence | 8.61 | 9.19 | 9.7 | 9.78 | 10.18 | 11.36 | Additional 50% Reduction | Afghanistan | AFG | 2022-01-02 | v8 | TRUE
https://raw.githubusercontent.com/mrc-ide/global-lmic-reports/master/AFG/projections.csv | 2021-03-21 | ICU_incidence | 2.47 | 2.64 | 2.79 | 2.81 | 2.92 | 3.26 | Additional 50% Reduction | Afghanistan | AFG | 2022-01-02 | v8 | TRUE
https://raw.githubusercontent.com/mrc-ide/global-lmic-reports/master/AFG/projections.csv | 2021-03-21 | prevalence | 8339.45 | 8865 | 9539.9 | 9476.91 | 9890.71 | 11098.82 | Additional 50% Reduction | Afghanistan | AFG | 2022-01-02 | v8 | TRUE
https://raw.githubusercontent.com/mrc-ide/global-lmic-reports/master/AFG/projections.csv | 2021-03-21 | cumulative_infections | 1051609.76 | 1089455.9 | 1124664.85 | 1128105.28 | 1146096.33 | 1245541.57 | Additional 50% Reduction | Afghanistan | AFG | 2022-01-02 | v8 | TRUE
https://raw.githubusercontent.com/mrc-ide/global-lmic-reports/master/AFG/projections.csv | 2021-03-21 | cumulative_deaths | 2238.61 | 2331.92 | 2411.03 | 2417.25 | 2457.47 | 2693.34 | Additional 50% Reduction | Afghanistan | AFG | 2022-01-02 | v8 | TRUE
https://raw.githubusercontent.com/mrc-ide/global-lmic-reports/master/AFG/projections.csv | 2021-03-21 | Rt | 1.26 | 1.31 | 1.32 | 1.33 | 1.35 | 1.44 | Additional 50% Reduction | Afghanistan | AFG | 2022-01-02 | v8 | TRUE
https://raw.githubusercontent.com/mrc-ide/global-lmic-reports/master/AFG/projections.csv | 2021-03-21 | Reff | 1.22 | 1.27 | 1.28 | 1.29 | 1.31 | 1.4 | Additional 50% Reduction | Afghanistan | AFG | 2022-01-02 | v8 | TRUE
https://raw.githubusercontent.com/mrc-ide/global-lmic-reports/master/AFG/projections.csv | 2021-03-21 | infections | 1429.24 | 1531.72 | 1665.17 | 1652.25 | 1756.9 | 1949.11 | Maintain Status Quo | Afghanistan | AFG | 2022-01-02 | v8 | TRUE
https://raw.githubusercontent.com/mrc-ide/global-lmic-reports/master/AFG/projections.csv | 2021-03-21 | deaths | 1.31 | 1.49 | 1.53 | 1.56 | 1.61 | 1.8 | Maintain Status Quo | Afghanistan | AFG | 2022-01-02 | v8 | TRUE
https://raw.githubusercontent.com/mrc-ide/global-lmic-reports/master/AFG/projections.csv | 2021-03-21 | hospital_demand | 58.8 | 65.93 | 67.82 | 68.97 | 71.67 | 79.62 | Maintain Status Quo | Afghanistan | AFG | 2022-01-02 | v8 | TRUE
https://raw.githubusercontent.com/mrc-ide/global-lmic-reports/master/AFG/projections.csv | 2021-03-21 | ICU_demand | 21.52 | 24.21 | 24.87 | 25.31 | 26.24 | 29.11 | Maintain Status Quo | Afghanistan | AFG | 2022-01-02 | v8 | TRUE
https://raw.githubusercontent.com/mrc-ide/global-lmic-reports/master/AFG/projections.csv | 2021-03-21 | hospital_incidence | 8.61 | 9.19 | 9.7 | 9.78 | 10.18 | 11.36 | Maintain Status Quo | Afghanistan | AFG | 2022-01-02 | v8 | TRUE
https://raw.githubusercontent.com/mrc-ide/global-lmic-reports/master/AFG/projections.csv | 2021-03-21 | ICU_incidence | 2.47 | 2.64 | 2.79 | 2.81 | 2.92 | 3.26 | Maintain Status Quo | Afghanistan | AFG | 2022-01-02 | v8 | TRUE
https://raw.githubusercontent.com/mrc-ide/global-lmic-reports/master/AFG/projections.csv | 2021-03-21 | prevalence | 8339.45 | 8865 | 9539.9 | 9476.91 | 9890.71 | 11098.82 | Maintain Status Quo | Afghanistan | AFG | 2022-01-02 | v8 | TRUE
https://raw.githubusercontent.com/mrc-ide/global-lmic-reports/master/AFG/projections.csv | 2021-03-21 | cumulative_infections | 1051609.76 | 1089455.9 | 1124664.85 | 1128105.28 | 1146096.33 | 1245541.57 | Maintain Status Quo | Afghanistan | AFG | 2022-01-02 | v8 | TRUE
https://raw.githubusercontent.com/mrc-ide/global-lmic-reports/master/AFG/projections.csv | 2021-03-21 | cumulative_deaths | 2238.61 | 2331.92 | 2411.03 | 2417.25 | 2457.47 | 2693.34 | Maintain Status Quo | Afghanistan | AFG | 2022-01-02 | v8 | TRUE
https://raw.githubusercontent.com/mrc-ide/global-lmic-reports/master/AFG/projections.csv | 2021-03-21 | Rt | 1.26 | 1.31 | 1.32 | 1.33 | 1.35 | 1.44 | Maintain Status Quo | Afghanistan | AFG | 2022-01-02 | v8 | TRUE
https://raw.githubusercontent.com/mrc-ide/global-lmic-reports/master/AFG/projections.csv | 2021-03-21 | Reff | 1.22 | 1.27 | 1.28 | 1.29 | 1.31 | 1.4 | Maintain Status Quo | Afghanistan | AFG | 2022-01-02 | v8 | TRUE
https://raw.githubusercontent.com/mrc-ide/global-lmic-reports/master/AFG/projections.csv | 2021-03-21 | infections | 1429.24 | 1531.72 | 1665.17 | 1652.25 | 1756.9 | 1949.11 | Optimistic | Afghanistan | AFG | 2022-01-02 | v8 | TRUE
https://raw.githubusercontent.com/mrc-ide/global-lmic-reports/master/AFG/projections.csv | 2021-03-21 | deaths | 1.31 | 1.49 | 1.53 | 1.56 | 1.61 | 1.8 | Optimistic | Afghanistan | AFG | 2022-01-02 | v8 | TRUE
https://raw.githubusercontent.com/mrc-ide/global-lmic-reports/master/AFG/projections.csv | 2021-03-21 | hospital_demand | 58.8 | 65.93 | 67.82 | 68.97 | 71.67 | 79.62 | Optimistic | Afghanistan | AFG | 2022-01-02 | v8 | TRUE
https://raw.githubusercontent.com/mrc-ide/global-lmic-reports/master/AFG/projections.csv | 2021-03-21 | ICU_demand | 21.52 | 24.21 | 24.87 | 25.31 | 26.24 | 29.11 | Optimistic | Afghanistan | AFG | 2022-01-02 | v8 | TRUE
https://raw.githubusercontent.com/mrc-ide/global-lmic-reports/master/AFG/projections.csv | 2021-03-21 | hospital_incidence | 8.61 | 9.19 | 9.7 | 9.78 | 10.18 | 11.36 | Optimistic | Afghanistan | AFG | 2022-01-02 | v8 | TRUE
https://raw.githubusercontent.com/mrc-ide/global-lmic-reports/master/AFG/projections.csv | 2021-03-21 | ICU_incidence | 2.47 | 2.64 | 2.79 | 2.81 | 2.92 | 3.26 | Optimistic | Afghanistan | AFG | 2022-01-02 | v8 | TRUE
https://raw.githubusercontent.com/mrc-ide/global-lmic-reports/master/AFG/projections.csv | 2021-03-21 | prevalence | 8339.45 | 8865 | 9539.9 | 9476.91 | 9890.71 | 11098.82 | Optimistic | Afghanistan | AFG | 2022-01-02 | v8 | TRUE
https://raw.githubusercontent.com/mrc-ide/global-lmic-reports/master/AFG/projections.csv | 2021-03-21 | cumulative_infections | 1051609.76 | 1089455.9 | 1124664.85 | 1128105.28 | 1146096.33 | 1245541.57 | Optimistic | Afghanistan | AFG | 2022-01-02 | v8 | TRUE
https://raw.githubusercontent.com/mrc-ide/global-lmic-reports/master/AFG/projections.csv | 2021-03-21 | cumulative_deaths | 2238.61 | 2331.92 | 2411.03 | 2417.25 | 2457.47 | 2693.34 | Optimistic | Afghanistan | AFG | 2022-01-02 | v8 | TRUE
https://raw.githubusercontent.com/mrc-ide/global-lmic-reports/master/AFG/projections.csv | 2021-03-21 | Rt | 1.26 | 1.31 | 1.32 | 1.33 | 1.35 | 1.44 | Optimistic | Afghanistan | AFG | 2022-01-02 | v8 | TRUE
https://raw.githubusercontent.com/mrc-ide/global-lmic-reports/master/AFG/projections.csv | 2021-03-21 | Reff | 1.22 | 1.27 | 1.28 | 1.29 | 1.31 | 1.4 | Optimistic | Afghanistan | AFG | 2022-01-02 | v8 | TRUE
https://raw.githubusercontent.com/mrc-ide/global-lmic-reports/master/AFG/projections.csv | 2021-03-21 | infections | 1429.24 | 1531.72 | 1665.17 | 1652.25 | 1756.9 | 1949.11 | Pessimistic | Afghanistan | AFG | 2022-01-02 | v8 | TRUE
https://raw.githubusercontent.com/mrc-ide/global-lmic-reports/master/AFG/projections.csv | 2021-03-21 | deaths | 1.31 | 1.49 | 1.53 | 1.56 | 1.61 | 1.8 | Pessimistic | Afghanistan | AFG | 2022-01-02 | v8 | TRUE
https://raw.githubusercontent.com/mrc-ide/global-lmic-reports/master/AFG/projections.csv | 2021-03-21 | hospital_demand | 58.8 | 65.93 | 67.82 | 68.97 | 71.67 | 79.62 | Pessimistic | Afghanistan | AFG | 2022-01-02 | v8 | TRUE
https://raw.githubusercontent.com/mrc-ide/global-lmic-reports/master/AFG/projections.csv | 2021-03-21 | ICU_demand | 21.52 | 24.21 | 24.87 | 25.31 | 26.24 | 29.11 | Pessimistic | Afghanistan | AFG | 2022-01-02 | v8 | TRUE
https://raw.githubusercontent.com/mrc-ide/global-lmic-reports/master/AFG/projections.csv | 2021-03-21 | hospital_incidence | 8.61 | 9.19 | 9.7 | 9.78 | 10.18 | 11.36 | Pessimistic | Afghanistan | AFG | 2022-01-02 | v8 | TRUE
https://raw.githubusercontent.com/mrc-ide/global-lmic-reports/master/AFG/projections.csv | 2021-03-21 | ICU_incidence | 2.47 | 2.64 | 2.79 | 2.81 | 2.92 | 3.26 | Pessimistic | Afghanistan | AFG | 2022-01-02 | v8 | TRUE
https://raw.githubusercontent.com/mrc-ide/global-lmic-reports/master/AFG/projections.csv | 2021-03-21 | prevalence | 8339.45 | 8865 | 9539.9 | 9476.91 | 9890.71 | 11098.82 | Pessimistic | Afghanistan | AFG | 2022-01-02 | v8 | TRUE
https://raw.githubusercontent.com/mrc-ide/global-lmic-reports/master/AFG/projections.csv | 2021-03-21 | cumulative_infections | 1051609.76 | 1089455.9 | 1124664.85 | 1128105.28 | 1146096.33 | 1245541.57 | Pessimistic | Afghanistan | AFG | 2022-01-02 | v8 | TRUE
https://raw.githubusercontent.com/mrc-ide/global-lmic-reports/master/AFG/projections.csv | 2021-03-21 | cumulative_deaths | 2238.61 | 2331.92 | 2411.03 | 2417.25 | 2457.47 | 2693.34 | Pessimistic | Afghanistan | AFG | 2022-01-02 | v8 | TRUE
https://raw.githubusercontent.com/mrc-ide/global-lmic-reports/master/AFG/projections.csv | 2021-03-21 | Rt | 1.26 | 1.31 | 1.32 | 1.33 | 1.35 | 1.44 | Pessimistic | Afghanistan | AFG | 2022-01-02 | v8 | TRUE
https://raw.githubusercontent.com/mrc-ide/global-lmic-reports/master/AFG/projections.csv | 2021-03-21 | Reff | 1.22 | 1.27 | 1.28 | 1.29 | 1.31 | 1.4 | Pessimistic | Afghanistan | AFG | 2022-01-02 | v8 | TRUE
https://raw.githubusercontent.com/mrc-ide/global-lmic-reports/master/AFG/projections.csv | 2021-03-21 | infections | 1429.24 | 1531.72 | 1665.17 | 1652.25 | 1756.9 | 1949.11 | Relax Interventions 50% | Afghanistan | AFG | 2022-01-02 | v8 | TRUE
https://raw.githubusercontent.com/mrc-ide/global-lmic-reports/master/AFG/projections.csv | 2021-03-21 | deaths | 1.31 | 1.49 | 1.53 | 1.56 | 1.61 | 1.8 | Relax Interventions 50% | Afghanistan | AFG | 2022-01-02 | v8 | TRUE
https://raw.githubusercontent.com/mrc-ide/global-lmic-reports/master/AFG/projections.csv | 2021-03-21 | hospital_demand | 58.8 | 65.93 | 67.82 | 68.97 | 71.67 | 79.62 | Relax Interventions 50% | Afghanistan | AFG | 2022-01-02 | v8 | TRUE
https://raw.githubusercontent.com/mrc-ide/global-lmic-reports/master/AFG/projections.csv | 2021-03-21 | ICU_demand | 21.52 | 24.21 | 24.87 | 25.31 | 26.24 | 29.11 | Relax Interventions 50% | Afghanistan | AFG | 2022-01-02 | v8 | TRUE
https://raw.githubusercontent.com/mrc-ide/global-lmic-reports/master/AFG/projections.csv | 2021-03-21 | hospital_incidence | 8.61 | 9.19 | 9.7 | 9.78 | 10.18 | 11.36 | Relax Interventions 50% | Afghanistan | AFG | 2022-01-02 | v8 | TRUE
https://raw.githubusercontent.com/mrc-ide/global-lmic-reports/master/AFG/projections.csv | 2021-03-21 | ICU_incidence | 2.47 | 2.64 | 2.79 | 2.81 | 2.92 | 3.26 | Relax Interventions 50% | Afghanistan | AFG | 2022-01-02 | v8 | TRUE
https://raw.githubusercontent.com/mrc-ide/global-lmic-reports/master/AFG/projections.csv | 2021-03-21 | prevalence | 8339.45 | 8865 | 9539.9 | 9476.91 | 9890.71 | 11098.82 | Relax Interventions 50% | Afghanistan | AFG | 2022-01-02 | v8 | TRUE
https://raw.githubusercontent.com/mrc-ide/global-lmic-reports/master/AFG/projections.csv | 2021-03-21 | cumulative_infections | 1051609.76 | 1089455.9 | 1124664.85 | 1128105.28 | 1146096.33 | 1245541.57 | Relax Interventions 50% | Afghanistan | AFG | 2022-01-02 | v8 | TRUE
https://raw.githubusercontent.com/mrc-ide/global-lmic-reports/master/AFG/projections.csv | 2021-03-21 | cumulative_deaths | 2238.61 | 2331.92 | 2411.03 | 2417.25 | 2457.47 | 2693.34 | Relax Interventions 50% | Afghanistan | AFG | 2022-01-02 | v8 | TRUE
https://raw.githubusercontent.com/mrc-ide/global-lmic-reports/master/AFG/projections.csv | 2021-03-21 | Rt | 1.26 | 1.31 | 1.32 | 1.33 | 1.35 | 1.44 | Relax Interventions 50% | Afghanistan | AFG | 2022-01-02 | v8 | TRUE
https://raw.githubusercontent.com/mrc-ide/global-lmic-reports/master/AFG/projections.csv | 2021-03-21 | Reff | 1.22 | 1.27 | 1.28 | 1.29 | 1.31 | 1.4 | Relax Interventions 50% | Afghanistan | AFG | 2022-01-02 | v8 | TRUE
https://raw.githubusercontent.com/mrc-ide/global-lmic-reports/master/AFG/projections.csv | 2021-03-21 | infections | 1478.01 | 1574.43 | 1661.93 | 1660.68 | 1734.72 | 1897.43 | Surged Additional 50% Reduction | Afghanistan | AFG | 2022-01-02 | v8 | TRUE
https://raw.githubusercontent.com/mrc-ide/global-lmic-reports/master/AFG/projections.csv | 2021-03-21 | deaths | 1.4 | 1.47 | 1.54 | 1.55 | 1.62 | 1.73 | Surged Additional 50% Reduction | Afghanistan | AFG | 2022-01-02 | v8 | TRUE
https://raw.githubusercontent.com/mrc-ide/global-lmic-reports/master/AFG/projections.csv | 2021-03-21 | hospital_demand | 62.59 | 64.99 | 68.39 | 68.82 | 71.85 | 76.27 | Surged Additional 50% Reduction | Afghanistan | AFG | 2022-01-02 | v8 | TRUE
https://raw.githubusercontent.com/mrc-ide/global-lmic-reports/master/AFG/projections.csv | 2021-03-21 | ICU_demand | 22.96 | 23.96 | 25.11 | 25.23 | 26.3 | 28.12 | Surged Additional 50% Reduction | Afghanistan | AFG | 2022-01-02 | v8 | TRUE
https://raw.githubusercontent.com/mrc-ide/global-lmic-reports/master/AFG/projections.csv | 2021-03-21 | hospital_incidence | 8.94 | 9.34 | 9.69 | 9.79 | 10.14 | 11.04 | Surged Additional 50% Reduction | Afghanistan | AFG | 2022-01-02 | v8 | TRUE
https://raw.githubusercontent.com/mrc-ide/global-lmic-reports/master/AFG/projections.csv | 2021-03-21 | ICU_incidence | 2.57 | 2.68 | 2.78 | 2.81 | 2.91 | 3.17 | Surged Additional 50% Reduction | Afghanistan | AFG | 2022-01-02 | v8 | TRUE
https://raw.githubusercontent.com/mrc-ide/global-lmic-reports/master/AFG/projections.csv | 2021-03-21 | prevalence | 8596.57 | 9039.19 | 9432.23 | 9500.95 | 9838.75 | 10873.01 | Surged Additional 50% Reduction | Afghanistan | AFG | 2022-01-02 | v8 | TRUE
https://raw.githubusercontent.com/mrc-ide/global-lmic-reports/master/AFG/projections.csv | 2021-03-21 | cumulative_infections | 1044475.18 | 1088624.61 | 1117717.06 | 1116648.11 | 1145030.41 | 1197279.07 | Surged Additional 50% Reduction | Afghanistan | AFG | 2022-01-02 | v8 | TRUE
https://raw.githubusercontent.com/mrc-ide/global-lmic-reports/master/AFG/projections.csv | 2021-03-21 | cumulative_deaths | 2221.08 | 2317.85 | 2379.65 | 2378.69 | 2439.58 | 2552.31 | Surged Additional 50% Reduction | Afghanistan | AFG | 2022-01-02 | v8 | TRUE
https://raw.githubusercontent.com/mrc-ide/global-lmic-reports/master/AFG/projections.csv | 2021-03-21 | Rt | 1.25 | 1.3 | 1.34 | 1.34 | 1.37 | 1.42 | Surged Additional 50% Reduction | Afghanistan | AFG | 2022-01-02 | v8 | TRUE
https://raw.githubusercontent.com/mrc-ide/global-lmic-reports/master/AFG/projections.csv | 2021-03-21 | Reff | 1.21 | 1.27 | 1.31 | 1.3 | 1.34 | 1.38 | Surged Additional 50% Reduction | Afghanistan | AFG | 2022-01-02 | v8 | TRUE
https://raw.githubusercontent.com/mrc-ide/global-lmic-reports/master/AFG/projections.csv | 2021-03-21 | infections | 1478.01 | 1574.43 | 1661.93 | 1660.68 | 1734.72 | 1897.43 | Surged Maintain Status Quo | Afghanistan | AFG | 2022-01-02 | v8 | TRUE
https://raw.githubusercontent.com/mrc-ide/global-lmic-reports/master/AFG/projections.csv | 2021-03-21 | deaths | 1.4 | 1.47 | 1.54 | 1.55 | 1.62 | 1.73 | Surged Maintain Status Quo | Afghanistan | AFG | 2022-01-02 | v8 | TRUE
https://raw.githubusercontent.com/mrc-ide/global-lmic-reports/master/AFG/projections.csv | 2021-03-21 | hospital_demand | 62.59 | 64.99 | 68.39 | 68.82 | 71.85 | 76.27 | Surged Maintain Status Quo | Afghanistan | AFG | 2022-01-02 | v8 | TRUE
https://raw.githubusercontent.com/mrc-ide/global-lmic-reports/master/AFG/projections.csv | 2021-03-21 | ICU_demand | 22.96 | 23.96 | 25.11 | 25.23 | 26.3 | 28.12 | Surged Maintain Status Quo | Afghanistan | AFG | 2022-01-02 | v8 | TRUE
https://raw.githubusercontent.com/mrc-ide/global-lmic-reports/master/AFG/projections.csv | 2021-03-21 | hospital_incidence | 8.94 | 9.34 | 9.69 | 9.79 | 10.14 | 11.04 | Surged Maintain Status Quo | Afghanistan | AFG | 2022-01-02 | v8 | TRUE
https://raw.githubusercontent.com/mrc-ide/global-lmic-reports/master/AFG/projections.csv | 2021-03-21 | ICU_incidence | 2.57 | 2.68 | 2.78 | 2.81 | 2.91 | 3.17 | Surged Maintain Status Quo | Afghanistan | AFG | 2022-01-02 | v8 | TRUE
https://raw.githubusercontent.com/mrc-ide/global-lmic-reports/master/AFG/projections.csv | 2021-03-21 | prevalence | 8596.57 | 9039.19 | 9432.23 | 9500.95 | 9838.75 | 10873.01 | Surged Maintain Status Quo | Afghanistan | AFG | 2022-01-02 | v8 | TRUE
https://raw.githubusercontent.com/mrc-ide/global-lmic-reports/master/AFG/projections.csv | 2021-03-21 | cumulative_infections | 1044475.18 | 1088624.61 | 1117717.06 | 1116648.11 | 1145030.41 | 1197279.07 | Surged Maintain Status Quo | Afghanistan | AFG | 2022-01-02 | v8 | TRUE
https://raw.githubusercontent.com/mrc-ide/global-lmic-reports/master/AFG/projections.csv | 2021-03-21 | cumulative_deaths | 2221.08 | 2317.85 | 2379.65 | 2378.69 | 2439.58 | 2552.31 | Surged Maintain Status Quo | Afghanistan | AFG | 2022-01-02 | v8 | TRUE
https://raw.githubusercontent.com/mrc-ide/global-lmic-reports/master/AFG/projections.csv | 2021-03-21 | Rt | 1.25 | 1.3 | 1.34 | 1.34 | 1.37 | 1.42 | Surged Maintain Status Quo | Afghanistan | AFG | 2022-01-02 | v8 | TRUE
https://raw.githubusercontent.com/mrc-ide/global-lmic-reports/master/AFG/projections.csv | 2021-03-21 | Reff | 1.21 | 1.27 | 1.31 | 1.3 | 1.34 | 1.38 | Surged Maintain Status Quo | Afghanistan | AFG | 2022-01-02 | v8 | TRUE
https://raw.githubusercontent.com/mrc-ide/global-lmic-reports/master/AFG/projections.csv | 2021-03-21 | infections | 1478.01 | 1574.43 | 1661.93 | 1660.68 | 1734.72 | 1897.43 | Surged Optimistic | Afghanistan | AFG | 2022-01-02 | v8 | TRUE
https://raw.githubusercontent.com/mrc-ide/global-lmic-reports/master/AFG/projections.csv | 2021-03-21 | deaths | 1.4 | 1.47 | 1.54 | 1.55 | 1.62 | 1.73 | Surged Optimistic | Afghanistan | AFG | 2022-01-02 | v8 | TRUE
https://raw.githubusercontent.com/mrc-ide/global-lmic-reports/master/AFG/projections.csv | 2021-03-21 | hospital_demand | 62.59 | 64.99 | 68.39 | 68.82 | 71.85 | 76.27 | Surged Optimistic | Afghanistan | AFG | 2022-01-02 | v8 | TRUE
https://raw.githubusercontent.com/mrc-ide/global-lmic-reports/master/AFG/projections.csv | 2021-03-21 | ICU_demand | 22.96 | 23.96 | 25.11 | 25.23 | 26.3 | 28.12 | Surged Optimistic | Afghanistan | AFG | 2022-01-02 | v8 | TRUE
https://raw.githubusercontent.com/mrc-ide/global-lmic-reports/master/AFG/projections.csv | 2021-03-21 | hospital_incidence | 8.94 | 9.34 | 9.69 | 9.79 | 10.14 | 11.04 | Surged Optimistic | Afghanistan | AFG | 2022-01-02 | v8 | TRUE
https://raw.githubusercontent.com/mrc-ide/global-lmic-reports/master/AFG/projections.csv | 2021-03-21 | ICU_incidence | 2.57 | 2.68 | 2.78 | 2.81 | 2.91 | 3.17 | Surged Optimistic | Afghanistan | AFG | 2022-01-02 | v8 | TRUE
https://raw.githubusercontent.com/mrc-ide/global-lmic-reports/master/AFG/projections.csv | 2021-03-21 | prevalence | 8596.57 | 9039.19 | 9432.23 | 9500.95 | 9838.75 | 10873.01 | Surged Optimistic | Afghanistan | AFG | 2022-01-02 | v8 | TRUE
https://raw.githubusercontent.com/mrc-ide/global-lmic-reports/master/AFG/projections.csv | 2021-03-21 | cumulative_infections | 1044475.18 | 1088624.61 | 1117717.06 | 1116648.11 | 1145030.41 | 1197279.07 | Surged Optimistic | Afghanistan | AFG | 2022-01-02 | v8 | TRUE
https://raw.githubusercontent.com/mrc-ide/global-lmic-reports/master/AFG/projections.csv | 2021-03-21 | cumulative_deaths | 2221.08 | 2317.85 | 2379.65 | 2378.69 | 2439.58 | 2552.31 | Surged Optimistic | Afghanistan | AFG | 2022-01-02 | v8 | TRUE
https://raw.githubusercontent.com/mrc-ide/global-lmic-reports/master/AFG/projections.csv | 2021-03-21 | Rt | 1.25 | 1.3 | 1.34 | 1.34 | 1.37 | 1.42 | Surged Optimistic | Afghanistan | AFG | 2022-01-02 | v8 | TRUE
https://raw.githubusercontent.com/mrc-ide/global-lmic-reports/master/AFG/projections.csv | 2021-03-21 | Reff | 1.21 | 1.27 | 1.31 | 1.3 | 1.34 | 1.38 | Surged Optimistic | Afghanistan | AFG | 2022-01-02 | v8 | TRUE
https://raw.githubusercontent.com/mrc-ide/global-lmic-reports/master/AFG/projections.csv | 2021-03-21 | infections | 1478.01 | 1574.43 | 1661.93 | 1660.68 | 1734.72 | 1897.43 | Surged Pessimistic | Afghanistan | AFG | 2022-01-02 | v8 | TRUE
https://raw.githubusercontent.com/mrc-ide/global-lmic-reports/master/AFG/projections.csv | 2021-03-21 | deaths | 1.4 | 1.47 | 1.54 | 1.55 | 1.62 | 1.73 | Surged Pessimistic | Afghanistan | AFG | 2022-01-02 | v8 | TRUE
https://raw.githubusercontent.com/mrc-ide/global-lmic-reports/master/AFG/projections.csv | 2021-03-21 | hospital_demand | 62.59 | 64.99 | 68.39 | 68.82 | 71.85 | 76.27 | Surged Pessimistic | Afghanistan | AFG | 2022-01-02 | v8 | TRUE
https://raw.githubusercontent.com/mrc-ide/global-lmic-reports/master/AFG/projections.csv | 2021-03-21 | ICU_demand | 22.96 | 23.96 | 25.11 | 25.23 | 26.3 | 28.12 | Surged Pessimistic | Afghanistan | AFG | 2022-01-02 | v8 | TRUE
https://raw.githubusercontent.com/mrc-ide/global-lmic-reports/master/AFG/projections.csv | 2021-03-21 | hospital_incidence | 8.94 | 9.34 | 9.69 | 9.79 | 10.14 | 11.04 | Surged Pessimistic | Afghanistan | AFG | 2022-01-02 | v8 | TRUE
https://raw.githubusercontent.com/mrc-ide/global-lmic-reports/master/AFG/projections.csv | 2021-03-21 | ICU_incidence | 2.57 | 2.68 | 2.78 | 2.81 | 2.91 | 3.17 | Surged Pessimistic | Afghanistan | AFG | 2022-01-02 | v8 | TRUE
https://raw.githubusercontent.com/mrc-ide/global-lmic-reports/master/AFG/projections.csv | 2021-03-21 | prevalence | 8596.57 | 9039.19 | 9432.23 | 9500.95 | 9838.75 | 10873.01 | Surged Pessimistic | Afghanistan | AFG | 2022-01-02 | v8 | TRUE
https://raw.githubusercontent.com/mrc-ide/global-lmic-reports/master/AFG/projections.csv | 2021-03-21 | cumulative_infections | 1044475.18 | 1088624.61 | 1117717.06 | 1116648.11 | 1145030.41 | 1197279.07 | Surged Pessimistic | Afghanistan | AFG | 2022-01-02 | v8 | TRUE
https://raw.githubusercontent.com/mrc-ide/global-lmic-reports/master/AFG/projections.csv | 2021-03-21 | cumulative_deaths | 2221.08 | 2317.85 | 2379.65 | 2378.69 | 2439.58 | 2552.31 | Surged Pessimistic | Afghanistan | AFG | 2022-01-02 | v8 | TRUE
https://raw.githubusercontent.com/mrc-ide/global-lmic-reports/master/AFG/projections.csv | 2021-03-21 | Rt | 1.25 | 1.3 | 1.34 | 1.34 | 1.37 | 1.42 | Surged Pessimistic | Afghanistan | AFG | 2022-01-02 | v8 | TRUE
https://raw.githubusercontent.com/mrc-ide/global-lmic-reports/master/AFG/projections.csv | 2021-03-21 | Reff | 1.21 | 1.27 | 1.31 | 1.3 | 1.34 | 1.38 | Surged Pessimistic | Afghanistan | AFG | 2022-01-02 | v8 | TRUE
https://raw.githubusercontent.com/mrc-ide/global-lmic-reports/master/AFG/projections.csv | 2021-03-21 | infections | 1478.01 | 1574.43 | 1661.93 | 1660.68 | 1734.72 | 1897.43 | Surged Relax Interventions 50% | Afghanistan | AFG | 2022-01-02 | v8 | TRUE
https://raw.githubusercontent.com/mrc-ide/global-lmic-reports/master/AFG/projections.csv | 2021-03-21 | deaths | 1.4 | 1.47 | 1.54 | 1.55 | 1.62 | 1.73 | Surged Relax Interventions 50% | Afghanistan | AFG | 2022-01-02 | v8 | TRUE
https://raw.githubusercontent.com/mrc-ide/global-lmic-reports/master/AFG/projections.csv | 2021-03-21 | hospital_demand | 62.59 | 64.99 | 68.39 | 68.82 | 71.85 | 76.27 | Surged Relax Interventions 50% | Afghanistan | AFG | 2022-01-02 | v8 | TRUE
https://raw.githubusercontent.com/mrc-ide/global-lmic-reports/master/AFG/projections.csv | 2021-03-21 | ICU_demand | 22.96 | 23.96 | 25.11 | 25.23 | 26.3 | 28.12 | Surged Relax Interventions 50% | Afghanistan | AFG | 2022-01-02 | v8 | TRUE
https://raw.githubusercontent.com/mrc-ide/global-lmic-reports/master/AFG/projections.csv | 2021-03-21 | hospital_incidence | 8.94 | 9.34 | 9.69 | 9.79 | 10.14 | 11.04 | Surged Relax Interventions 50% | Afghanistan | AFG | 2022-01-02 | v8 | TRUE
https://raw.githubusercontent.com/mrc-ide/global-lmic-reports/master/AFG/projections.csv | 2021-03-21 | ICU_incidence | 2.57 | 2.68 | 2.78 | 2.81 | 2.91 | 3.17 | Surged Relax Interventions 50% | Afghanistan | AFG | 2022-01-02 | v8 | TRUE
https://raw.githubusercontent.com/mrc-ide/global-lmic-reports/master/AFG/projections.csv | 2021-03-21 | prevalence | 8596.57 | 9039.19 | 9432.23 | 9500.95 | 9838.75 | 10873.01 | Surged Relax Interventions 50% | Afghanistan | AFG | 2022-01-02 | v8 | TRUE
https://raw.githubusercontent.com/mrc-ide/global-lmic-reports/master/AFG/projections.csv | 2021-03-21 | cumulative_infections | 1044475.18 | 1088624.61 | 1117717.06 | 1116648.11 | 1145030.41 | 1197279.07 | Surged Relax Interventions 50% | Afghanistan | AFG | 2022-01-02 | v8 | TRUE
https://raw.githubusercontent.com/mrc-ide/global-lmic-reports/master/AFG/projections.csv | 2021-03-21 | cumulative_deaths | 2221.08 | 2317.85 | 2379.65 | 2378.69 | 2439.58 | 2552.31 | Surged Relax Interventions 50% | Afghanistan | AFG | 2022-01-02 | v8 | TRUE
https://raw.githubusercontent.com/mrc-ide/global-lmic-reports/master/AFG/projections.csv | 2021-03-21 | Rt | 1.25 | 1.3 | 1.34 | 1.34 | 1.37 | 1.42 | Surged Relax Interventions 50% | Afghanistan | AFG | 2022-01-02 | v8 | TRUE
https://raw.githubusercontent.com/mrc-ide/global-lmic-reports/master/AFG/projections.csv | 2021-03-21 | Reff | 1.21 | 1.27 | 1.31 | 1.3 | 1.34 | 1.38 | Surged Relax Interventions 50% | Afghanistan | AFG | 2022-01-02 | v8 | TRUE
https://raw.githubusercontent.com/mrc-ide/global-lmic-reports/master/AFG/projections.csv | 2021-03-22 | infections | 1430.96 | 1532.41 | 1668.97 | 1657.1 | 1767.8 | 1965.73 | Additional 50% Reduction | Afghanistan | AFG | 2022-01-02 | v8 | TRUE
https://raw.githubusercontent.com/mrc-ide/global-lmic-reports/master/AFG/projections.csv | 2021-03-22 | deaths | 1.37 | 1.55 | 1.59 | 1.62 | 1.68 | 1.87 | Additional 50% Reduction | Afghanistan | AFG | 2022-01-02 | v8 | TRUE
https://raw.githubusercontent.com/mrc-ide/global-lmic-reports/master/AFG/projections.csv | 2021-03-22 | hospital_demand | 61.84 | 68.89 | 70.91 | 72.17 | 75.05 | 83.3 | Additional 50% Reduction | Afghanistan | AFG | 2022-01-02 | v8 | TRUE
https://raw.githubusercontent.com/mrc-ide/global-lmic-reports/master/AFG/projections.csv | 2021-03-22 | ICU_demand | 22.54 | 25.28 | 25.94 | 26.4 | 27.4 | 30.38 | Additional 50% Reduction | Afghanistan | AFG | 2022-01-02 | v8 | TRUE
https://raw.githubusercontent.com/mrc-ide/global-lmic-reports/master/AFG/projections.csv | 2021-03-22 | hospital_incidence | 9.13 | 9.68 | 10.23 | 10.3 | 10.7 | 11.98 | Additional 50% Reduction | Afghanistan | AFG | 2022-01-02 | v8 | TRUE
https://raw.githubusercontent.com/mrc-ide/global-lmic-reports/master/AFG/projections.csv | 2021-03-22 | ICU_incidence | 2.63 | 2.78 | 2.94 | 2.96 | 3.08 | 3.45 | Additional 50% Reduction | Afghanistan | AFG | 2022-01-02 | v8 | TRUE
https://raw.githubusercontent.com/mrc-ide/global-lmic-reports/master/AFG/projections.csv | 2021-03-22 | prevalence | 8640.99 | 9199.26 | 9992.07 | 9857.73 | 10374.55 | 11570.32 | Additional 50% Reduction | Afghanistan | AFG | 2022-01-02 | v8 | TRUE
https://raw.githubusercontent.com/mrc-ide/global-lmic-reports/master/AFG/projections.csv | 2021-03-22 | cumulative_infections | 1053385.91 | 1091072.67 | 1126427.48 | 1129762.38 | 1147925.72 | 1247318.95 | Additional 50% Reduction | Afghanistan | AFG | 2022-01-02 | v8 | TRUE
https://raw.githubusercontent.com/mrc-ide/global-lmic-reports/master/AFG/projections.csv | 2021-03-22 | cumulative_deaths | 2240.13 | 2333.44 | 2412.64 | 2418.87 | 2459.28 | 2694.93 | Additional 50% Reduction | Afghanistan | AFG | 2022-01-02 | v8 | TRUE
https://raw.githubusercontent.com/mrc-ide/global-lmic-reports/master/AFG/projections.csv | 2021-03-22 | Rt | 1.29 | 1.34 | 1.36 | 1.36 | 1.37 | 1.46 | Additional 50% Reduction | Afghanistan | AFG | 2022-01-02 | v8 | TRUE
https://raw.githubusercontent.com/mrc-ide/global-lmic-reports/master/AFG/projections.csv | 2021-03-22 | Reff | 1.26 | 1.3 | 1.32 | 1.32 | 1.33 | 1.42 | Additional 50% Reduction | Afghanistan | AFG | 2022-01-02 | v8 | TRUE
https://raw.githubusercontent.com/mrc-ide/global-lmic-reports/master/AFG/projections.csv | 2021-03-22 | infections | 1430.96 | 1532.41 | 1668.97 | 1657.1 | 1767.8 | 1965.73 | Maintain Status Quo | Afghanistan | AFG | 2022-01-02 | v8 | TRUE
https://raw.githubusercontent.com/mrc-ide/global-lmic-reports/master/AFG/projections.csv | 2021-03-22 | deaths | 1.37 | 1.55 | 1.59 | 1.62 | 1.68 | 1.87 | Maintain Status Quo | Afghanistan | AFG | 2022-01-02 | v8 | TRUE
https://raw.githubusercontent.com/mrc-ide/global-lmic-reports/master/AFG/projections.csv | 2021-03-22 | hospital_demand | 61.84 | 68.89 | 70.91 | 72.17 | 75.05 | 83.3 | Maintain Status Quo | Afghanistan | AFG | 2022-01-02 | v8 | TRUE
https://raw.githubusercontent.com/mrc-ide/global-lmic-reports/master/AFG/projections.csv | 2021-03-22 | ICU_demand | 22.54 | 25.28 | 25.94 | 26.4 | 27.4 | 30.38 | Maintain Status Quo | Afghanistan | AFG | 2022-01-02 | v8 | TRUE
https://raw.githubusercontent.com/mrc-ide/global-lmic-reports/master/AFG/projections.csv | 2021-03-22 | hospital_incidence | 9.13 | 9.68 | 10.23 | 10.3 | 10.7 | 11.98 | Maintain Status Quo | Afghanistan | AFG | 2022-01-02 | v8 | TRUE
https://raw.githubusercontent.com/mrc-ide/global-lmic-reports/master/AFG/projections.csv | 2021-03-22 | ICU_incidence | 2.63 | 2.78 | 2.94 | 2.96 | 3.08 | 3.45 | Maintain Status Quo | Afghanistan | AFG | 2022-01-02 | v8 | TRUE
https://raw.githubusercontent.com/mrc-ide/global-lmic-reports/master/AFG/projections.csv | 2021-03-22 | prevalence | 8640.99 | 9199.26 | 9992.07 | 9857.73 | 10374.55 | 11570.32 | Maintain Status Quo | Afghanistan | AFG | 2022-01-02 | v8 | TRUE
https://raw.githubusercontent.com/mrc-ide/global-lmic-reports/master/AFG/projections.csv | 2021-03-22 | cumulative_infections | 1053385.91 | 1091072.67 | 1126427.48 | 1129762.38 | 1147925.72 | 1247318.95 | Maintain Status Quo | Afghanistan | AFG | 2022-01-02 | v8 | TRUE
https://raw.githubusercontent.com/mrc-ide/global-lmic-reports/master/AFG/projections.csv | 2021-03-22 | cumulative_deaths | 2240.13 | 2333.44 | 2412.64 | 2418.87 | 2459.28 | 2694.93 | Maintain Status Quo | Afghanistan | AFG | 2022-01-02 | v8 | TRUE
https://raw.githubusercontent.com/mrc-ide/global-lmic-reports/master/AFG/projections.csv | 2021-03-22 | Rt | 1.29 | 1.34 | 1.36 | 1.36 | 1.37 | 1.46 | Maintain Status Quo | Afghanistan | AFG | 2022-01-02 | v8 | TRUE
https://raw.githubusercontent.com/mrc-ide/global-lmic-reports/master/AFG/projections.csv | 2021-03-22 | Reff | 1.26 | 1.3 | 1.32 | 1.32 | 1.33 | 1.42 | Maintain Status Quo | Afghanistan | AFG | 2022-01-02 | v8 | TRUE
https://raw.githubusercontent.com/mrc-ide/global-lmic-reports/master/AFG/projections.csv | 2021-03-22 | infections | 1430.96 | 1532.41 | 1668.97 | 1657.1 | 1767.8 | 1965.73 | Optimistic | Afghanistan | AFG | 2022-01-02 | v8 | TRUE
https://raw.githubusercontent.com/mrc-ide/global-lmic-reports/master/AFG/projections.csv | 2021-03-22 | deaths | 1.37 | 1.55 | 1.59 | 1.62 | 1.68 | 1.87 | Optimistic | Afghanistan | AFG | 2022-01-02 | v8 | TRUE
https://raw.githubusercontent.com/mrc-ide/global-lmic-reports/master/AFG/projections.csv | 2021-03-22 | hospital_demand | 61.84 | 68.89 | 70.91 | 72.17 | 75.05 | 83.3 | Optimistic | Afghanistan | AFG | 2022-01-02 | v8 | TRUE
https://raw.githubusercontent.com/mrc-ide/global-lmic-reports/master/AFG/projections.csv | 2021-03-22 | ICU_demand | 22.54 | 25.28 | 25.94 | 26.4 | 27.4 | 30.38 | Optimistic | Afghanistan | AFG | 2022-01-02 | v8 | TRUE
https://raw.githubusercontent.com/mrc-ide/global-lmic-reports/master/AFG/projections.csv | 2021-03-22 | hospital_incidence | 9.13 | 9.68 | 10.23 | 10.3 | 10.7 | 11.98 | Optimistic | Afghanistan | AFG | 2022-01-02 | v8 | TRUE
https://raw.githubusercontent.com/mrc-ide/global-lmic-reports/master/AFG/projections.csv | 2021-03-22 | ICU_incidence | 2.63 | 2.78 | 2.94 | 2.96 | 3.08 | 3.45 | Optimistic | Afghanistan | AFG | 2022-01-02 | v8 | TRUE
https://raw.githubusercontent.com/mrc-ide/global-lmic-reports/master/AFG/projections.csv | 2021-03-22 | prevalence | 8640.99 | 9199.26 | 9992.07 | 9857.73 | 10374.55 | 11570.32 | Optimistic | Afghanistan | AFG | 2022-01-02 | v8 | TRUE
https://raw.githubusercontent.com/mrc-ide/global-lmic-reports/master/AFG/projections.csv | 2021-03-22 | cumulative_infections | 1053385.91 | 1091072.67 | 1126427.48 | 1129762.38 | 1147925.72 | 1247318.95 | Optimistic | Afghanistan | AFG | 2022-01-02 | v8 | TRUE
https://raw.githubusercontent.com/mrc-ide/global-lmic-reports/master/AFG/projections.csv | 2021-03-22 | cumulative_deaths | 2240.13 | 2333.44 | 2412.64 | 2418.87 | 2459.28 | 2694.93 | Optimistic | Afghanistan | AFG | 2022-01-02 | v8 | TRUE
https://raw.githubusercontent.com/mrc-ide/global-lmic-reports/master/AFG/projections.csv | 2021-03-22 | Rt | 1.29 | 1.34 | 1.36 | 1.36 | 1.37 | 1.46 | Optimistic | Afghanistan | AFG | 2022-01-02 | v8 | TRUE
https://raw.githubusercontent.com/mrc-ide/global-lmic-reports/master/AFG/projections.csv | 2021-03-22 | Reff | 1.26 | 1.3 | 1.32 | 1.32 | 1.33 | 1.42 | Optimistic | Afghanistan | AFG | 2022-01-02 | v8 | TRUE
https://raw.githubusercontent.com/mrc-ide/global-lmic-reports/master/AFG/projections.csv | 2021-03-22 | infections | 1430.96 | 1532.41 | 1668.97 | 1657.1 | 1767.8 | 1965.73 | Pessimistic | Afghanistan | AFG | 2022-01-02 | v8 | TRUE
https://raw.githubusercontent.com/mrc-ide/global-lmic-reports/master/AFG/projections.csv | 2021-03-22 | deaths | 1.37 | 1.55 | 1.59 | 1.62 | 1.68 | 1.87 | Pessimistic | Afghanistan | AFG | 2022-01-02 | v8 | TRUE
https://raw.githubusercontent.com/mrc-ide/global-lmic-reports/master/AFG/projections.csv | 2021-03-22 | hospital_demand | 61.84 | 68.89 | 70.91 | 72.17 | 75.05 | 83.3 | Pessimistic | Afghanistan | AFG | 2022-01-02 | v8 | TRUE
https://raw.githubusercontent.com/mrc-ide/global-lmic-reports/master/AFG/projections.csv | 2021-03-22 | ICU_demand | 22.54 | 25.28 | 25.94 | 26.4 | 27.4 | 30.38 | Pessimistic | Afghanistan | AFG | 2022-01-02 | v8 | TRUE
https://raw.githubusercontent.com/mrc-ide/global-lmic-reports/master/AFG/projections.csv | 2021-03-22 | hospital_incidence | 9.13 | 9.68 | 10.23 | 10.3 | 10.7 | 11.98 | Pessimistic | Afghanistan | AFG | 2022-01-02 | v8 | TRUE
https://raw.githubusercontent.com/mrc-ide/global-lmic-reports/master/AFG/projections.csv | 2021-03-22 | ICU_incidence | 2.63 | 2.78 | 2.94 | 2.96 | 3.08 | 3.45 | Pessimistic | Afghanistan | AFG | 2022-01-02 | v8 | TRUE
https://raw.githubusercontent.com/mrc-ide/global-lmic-reports/master/AFG/projections.csv | 2021-03-22 | prevalence | 8640.99 | 9199.26 | 9992.07 | 9857.73 | 10374.55 | 11570.32 | Pessimistic | Afghanistan | AFG | 2022-01-02 | v8 | TRUE
https://raw.githubusercontent.com/mrc-ide/global-lmic-reports/master/AFG/projections.csv | 2021-03-22 | cumulative_infections | 1053385.91 | 1091072.67 | 1126427.48 | 1129762.38 | 1147925.72 | 1247318.95 | Pessimistic | Afghanistan | AFG | 2022-01-02 | v8 | TRUE
https://raw.githubusercontent.com/mrc-ide/global-lmic-reports/master/AFG/projections.csv | 2021-03-22 | cumulative_deaths | 2240.13 | 2333.44 | 2412.64 | 2418.87 | 2459.28 | 2694.93 | Pessimistic | Afghanistan | AFG | 2022-01-02 | v8 | TRUE
https://raw.githubusercontent.com/mrc-ide/global-lmic-reports/master/AFG/projections.csv | 2021-03-22 | Rt | 1.29 | 1.34 | 1.36 | 1.36 | 1.37 | 1.46 | Pessimistic | Afghanistan | AFG | 2022-01-02 | v8 | TRUE
https://raw.githubusercontent.com/mrc-ide/global-lmic-reports/master/AFG/projections.csv | 2021-03-22 | Reff | 1.26 | 1.3 | 1.32 | 1.32 | 1.33 | 1.42 | Pessimistic | Afghanistan | AFG | 2022-01-02 | v8 | TRUE
https://raw.githubusercontent.com/mrc-ide/global-lmic-reports/master/AFG/projections.csv | 2021-03-22 | infections | 1430.96 | 1532.41 | 1668.97 | 1657.1 | 1767.8 | 1965.73 | Relax Interventions 50% | Afghanistan | AFG | 2022-01-02 | v8 | TRUE
https://raw.githubusercontent.com/mrc-ide/global-lmic-reports/master/AFG/projections.csv | 2021-03-22 | deaths | 1.37 | 1.55 | 1.59 | 1.62 | 1.68 | 1.87 | Relax Interventions 50% | Afghanistan | AFG | 2022-01-02 | v8 | TRUE
https://raw.githubusercontent.com/mrc-ide/global-lmic-reports/master/AFG/projections.csv | 2021-03-22 | hospital_demand | 61.84 | 68.89 | 70.91 | 72.17 | 75.05 | 83.3 | Relax Interventions 50% | Afghanistan | AFG | 2022-01-02 | v8 | TRUE
https://raw.githubusercontent.com/mrc-ide/global-lmic-reports/master/AFG/projections.csv | 2021-03-22 | ICU_demand | 22.54 | 25.28 | 25.94 | 26.4 | 27.4 | 30.38 | Relax Interventions 50% | Afghanistan | AFG | 2022-01-02 | v8 | TRUE
https://raw.githubusercontent.com/mrc-ide/global-lmic-reports/master/AFG/projections.csv | 2021-03-22 | hospital_incidence | 9.13 | 9.68 | 10.23 | 10.3 | 10.7 | 11.98 | Relax Interventions 50% | Afghanistan | AFG | 2022-01-02 | v8 | TRUE
https://raw.githubusercontent.com/mrc-ide/global-lmic-reports/master/AFG/projections.csv | 2021-03-22 | ICU_incidence | 2.63 | 2.78 | 2.94 | 2.96 | 3.08 | 3.45 | Relax Interventions 50% | Afghanistan | AFG | 2022-01-02 | v8 | TRUE
https://raw.githubusercontent.com/mrc-ide/global-lmic-reports/master/AFG/projections.csv | 2021-03-22 | prevalence | 8640.99 | 9199.26 | 9992.07 | 9857.73 | 10374.55 | 11570.32 | Relax Interventions 50% | Afghanistan | AFG | 2022-01-02 | v8 | TRUE
https://raw.githubusercontent.com/mrc-ide/global-lmic-reports/master/AFG/projections.csv | 2021-03-22 | cumulative_infections | 1053385.91 | 1091072.67 | 1126427.48 | 1129762.38 | 1147925.72 | 1247318.95 | Relax Interventions 50% | Afghanistan | AFG | 2022-01-02 | v8 | TRUE
https://raw.githubusercontent.com/mrc-ide/global-lmic-reports/master/AFG/projections.csv | 2021-03-22 | cumulative_deaths | 2240.13 | 2333.44 | 2412.64 | 2418.87 | 2459.28 | 2694.93 | Relax Interventions 50% | Afghanistan | AFG | 2022-01-02 | v8 | TRUE
https://raw.githubusercontent.com/mrc-ide/global-lmic-reports/master/AFG/projections.csv | 2021-03-22 | Rt | 1.29 | 1.34 | 1.36 | 1.36 | 1.37 | 1.46 | Relax Interventions 50% | Afghanistan | AFG | 2022-01-02 | v8 | TRUE
https://raw.githubusercontent.com/mrc-ide/global-lmic-reports/master/AFG/projections.csv | 2021-03-22 | Reff | 1.26 | 1.3 | 1.32 | 1.32 | 1.33 | 1.42 | Relax Interventions 50% | Afghanistan | AFG | 2022-01-02 | v8 | TRUE
https://raw.githubusercontent.com/mrc-ide/global-lmic-reports/master/AFG/projections.csv | 2021-03-22 | infections | 1466.54 | 1588.64 | 1655.45 | 1670.46 | 1751.88 | 1862.28 | Surged Additional 50% Reduction | Afghanistan | AFG | 2022-01-02 | v8 | TRUE
https://raw.githubusercontent.com/mrc-ide/global-lmic-reports/master/AFG/projections.csv | 2021-03-22 | deaths | 1.46 | 1.53 | 1.61 | 1.61 | 1.69 | 1.8 | Surged Additional 50% Reduction | Afghanistan | AFG | 2022-01-02 | v8 | TRUE
https://raw.githubusercontent.com/mrc-ide/global-lmic-reports/master/AFG/projections.csv | 2021-03-22 | hospital_demand | 65.54 | 68.11 | 71.41 | 72.06 | 75.13 | 80.06 | Surged Additional 50% Reduction | Afghanistan | AFG | 2022-01-02 | v8 | TRUE
https://raw.githubusercontent.com/mrc-ide/global-lmic-reports/master/AFG/projections.csv | 2021-03-22 | ICU_demand | 23.98 | 24.91 | 26.16 | 26.33 | 27.42 | 29.22 | Surged Additional 50% Reduction | Afghanistan | AFG | 2022-01-02 | v8 | TRUE
https://raw.githubusercontent.com/mrc-ide/global-lmic-reports/master/AFG/projections.csv | 2021-03-22 | hospital_incidence | 9.41 | 9.85 | 10.21 | 10.31 | 10.68 | 11.67 | Surged Additional 50% Reduction | Afghanistan | AFG | 2022-01-02 | v8 | TRUE
https://raw.githubusercontent.com/mrc-ide/global-lmic-reports/master/AFG/projections.csv | 2021-03-22 | ICU_incidence | 2.7 | 2.83 | 2.94 | 2.96 | 3.07 | 3.36 | Surged Additional 50% Reduction | Afghanistan | AFG | 2022-01-02 | v8 | TRUE
https://raw.githubusercontent.com/mrc-ide/global-lmic-reports/master/AFG/projections.csv | 2021-03-22 | prevalence | 8908.18 | 9439.82 | 9825.31 | 9892.85 | 10301.05 | 11263.42 | Surged Additional 50% Reduction | Afghanistan | AFG | 2022-01-02 | v8 | TRUE
https://raw.githubusercontent.com/mrc-ide/global-lmic-reports/master/AFG/projections.csv | 2021-03-22 | cumulative_infections | 1046264.09 | 1090276.83 | 1119456.42 | 1118318.56 | 1146782.29 | 1198904.52 | Surged Additional 50% Reduction | Afghanistan | AFG | 2022-01-02 | v8 | TRUE
https://raw.githubusercontent.com/mrc-ide/global-lmic-reports/master/AFG/projections.csv | 2021-03-22 | cumulative_deaths | 2222.73 | 2319.49 | 2381.39 | 2380.31 | 2441.16 | 2553.92 | Surged Additional 50% Reduction | Afghanistan | AFG | 2022-01-02 | v8 | TRUE
https://raw.githubusercontent.com/mrc-ide/global-lmic-reports/master/AFG/projections.csv | 2021-03-22 | Rt | 1.29 | 1.34 | 1.37 | 1.37 | 1.4 | 1.43 | Surged Additional 50% Reduction | Afghanistan | AFG | 2022-01-02 | v8 | TRUE
https://raw.githubusercontent.com/mrc-ide/global-lmic-reports/master/AFG/projections.csv | 2021-03-22 | Reff | 1.25 | 1.3 | 1.33 | 1.33 | 1.36 | 1.39 | Surged Additional 50% Reduction | Afghanistan | AFG | 2022-01-02 | v8 | TRUE
https://raw.githubusercontent.com/mrc-ide/global-lmic-reports/master/AFG/projections.csv | 2021-03-22 | infections | 1466.54 | 1588.64 | 1655.45 | 1670.46 | 1751.88 | 1862.28 | Surged Maintain Status Quo | Afghanistan | AFG | 2022-01-02 | v8 | TRUE
https://raw.githubusercontent.com/mrc-ide/global-lmic-reports/master/AFG/projections.csv | 2021-03-22 | deaths | 1.46 | 1.53 | 1.61 | 1.61 | 1.69 | 1.8 | Surged Maintain Status Quo | Afghanistan | AFG | 2022-01-02 | v8 | TRUE
https://raw.githubusercontent.com/mrc-ide/global-lmic-reports/master/AFG/projections.csv | 2021-03-22 | hospital_demand | 65.54 | 68.11 | 71.41 | 72.06 | 75.13 | 80.06 | Surged Maintain Status Quo | Afghanistan | AFG | 2022-01-02 | v8 | TRUE
https://raw.githubusercontent.com/mrc-ide/global-lmic-reports/master/AFG/projections.csv | 2021-03-22 | ICU_demand | 23.98 | 24.91 | 26.16 | 26.33 | 27.42 | 29.22 | Surged Maintain Status Quo | Afghanistan | AFG | 2022-01-02 | v8 | TRUE
https://raw.githubusercontent.com/mrc-ide/global-lmic-reports/master/AFG/projections.csv | 2021-03-22 | hospital_incidence | 9.41 | 9.85 | 10.21 | 10.31 | 10.68 | 11.67 | Surged Maintain Status Quo | Afghanistan | AFG | 2022-01-02 | v8 | TRUE
https://raw.githubusercontent.com/mrc-ide/global-lmic-reports/master/AFG/projections.csv | 2021-03-22 | ICU_incidence | 2.7 | 2.83 | 2.94 | 2.96 | 3.07 | 3.36 | Surged Maintain Status Quo | Afghanistan | AFG | 2022-01-02 | v8 | TRUE
https://raw.githubusercontent.com/mrc-ide/global-lmic-reports/master/AFG/projections.csv | 2021-03-22 | prevalence | 8908.18 | 9439.82 | 9825.31 | 9892.85 | 10301.05 | 11263.42 | Surged Maintain Status Quo | Afghanistan | AFG | 2022-01-02 | v8 | TRUE
https://raw.githubusercontent.com/mrc-ide/global-lmic-reports/master/AFG/projections.csv | 2021-03-22 | cumulative_infections | 1046264.09 | 1090276.83 | 1119456.42 | 1118318.56 | 1146782.29 | 1198904.52 | Surged Maintain Status Quo | Afghanistan | AFG | 2022-01-02 | v8 | TRUE
https://raw.githubusercontent.com/mrc-ide/global-lmic-reports/master/AFG/projections.csv | 2021-03-22 | cumulative_deaths | 2222.73 | 2319.49 | 2381.39 | 2380.31 | 2441.16 | 2553.92 | Surged Maintain Status Quo | Afghanistan | AFG | 2022-01-02 | v8 | TRUE
https://raw.githubusercontent.com/mrc-ide/global-lmic-reports/master/AFG/projections.csv | 2021-03-22 | Rt | 1.29 | 1.34 | 1.37 | 1.37 | 1.4 | 1.43 | Surged Maintain Status Quo | Afghanistan | AFG | 2022-01-02 | v8 | TRUE
https://raw.githubusercontent.com/mrc-ide/global-lmic-reports/master/AFG/projections.csv | 2021-03-22 | Reff | 1.25 | 1.3 | 1.33 | 1.33 | 1.36 | 1.39 | Surged Maintain Status Quo | Afghanistan | AFG | 2022-01-02 | v8 | TRUE
https://raw.githubusercontent.com/mrc-ide/global-lmic-reports/master/AFG/projections.csv | 2021-03-22 | infections | 1466.54 | 1588.64 | 1655.45 | 1670.46 | 1751.88 | 1862.28 | Surged Optimistic | Afghanistan | AFG | 2022-01-02 | v8 | TRUE
https://raw.githubusercontent.com/mrc-ide/global-lmic-reports/master/AFG/projections.csv | 2021-03-22 | deaths | 1.46 | 1.53 | 1.61 | 1.61 | 1.69 | 1.8 | Surged Optimistic | Afghanistan | AFG | 2022-01-02 | v8 | TRUE
https://raw.githubusercontent.com/mrc-ide/global-lmic-reports/master/AFG/projections.csv | 2021-03-22 | hospital_demand | 65.54 | 68.11 | 71.41 | 72.06 | 75.13 | 80.06 | Surged Optimistic | Afghanistan | AFG | 2022-01-02 | v8 | TRUE
https://raw.githubusercontent.com/mrc-ide/global-lmic-reports/master/AFG/projections.csv | 2021-03-22 | ICU_demand | 23.98 | 24.91 | 26.16 | 26.33 | 27.42 | 29.22 | Surged Optimistic | Afghanistan | AFG | 2022-01-02 | v8 | TRUE
https://raw.githubusercontent.com/mrc-ide/global-lmic-reports/master/AFG/projections.csv | 2021-03-22 | hospital_incidence | 9.41 | 9.85 | 10.21 | 10.31 | 10.68 | 11.67 | Surged Optimistic | Afghanistan | AFG | 2022-01-02 | v8 | TRUE
https://raw.githubusercontent.com/mrc-ide/global-lmic-reports/master/AFG/projections.csv | 2021-03-22 | ICU_incidence | 2.7 | 2.83 | 2.94 | 2.96 | 3.07 | 3.36 | Surged Optimistic | Afghanistan | AFG | 2022-01-02 | v8 | TRUE
https://raw.githubusercontent.com/mrc-ide/global-lmic-reports/master/AFG/projections.csv | 2021-03-22 | prevalence | 8908.18 | 9439.82 | 9825.31 | 9892.85 | 10301.05 | 11263.42 | Surged Optimistic | Afghanistan | AFG | 2022-01-02 | v8 | TRUE
https://raw.githubusercontent.com/mrc-ide/global-lmic-reports/master/AFG/projections.csv | 2021-03-22 | cumulative_infections | 1046264.09 | 1090276.83 | 1119456.42 | 1118318.56 | 1146782.29 | 1198904.52 | Surged Optimistic | Afghanistan | AFG | 2022-01-02 | v8 | TRUE
https://raw.githubusercontent.com/mrc-ide/global-lmic-reports/master/AFG/projections.csv | 2021-03-22 | cumulative_deaths | 2222.73 | 2319.49 | 2381.39 | 2380.31 | 2441.16 | 2553.92 | Surged Optimistic | Afghanistan | AFG | 2022-01-02 | v8 | TRUE
https://raw.githubusercontent.com/mrc-ide/global-lmic-reports/master/AFG/projections.csv | 2021-03-22 | Rt | 1.29 | 1.34 | 1.37 | 1.37 | 1.4 | 1.43 | Surged Optimistic | Afghanistan | AFG | 2022-01-02 | v8 | TRUE
https://raw.githubusercontent.com/mrc-ide/global-lmic-reports/master/AFG/projections.csv | 2021-03-22 | Reff | 1.25 | 1.3 | 1.33 | 1.33 | 1.36 | 1.39 | Surged Optimistic | Afghanistan | AFG | 2022-01-02 | v8 | TRUE
https://raw.githubusercontent.com/mrc-ide/global-lmic-reports/master/AFG/projections.csv | 2021-03-22 | infections | 1466.54 | 1588.64 | 1655.45 | 1670.46 | 1751.88 | 1862.28 | Surged Pessimistic | Afghanistan | AFG | 2022-01-02 | v8 | TRUE
https://raw.githubusercontent.com/mrc-ide/global-lmic-reports/master/AFG/projections.csv | 2021-03-22 | deaths | 1.46 | 1.53 | 1.61 | 1.61 | 1.69 | 1.8 | Surged Pessimistic | Afghanistan | AFG | 2022-01-02 | v8 | TRUE
https://raw.githubusercontent.com/mrc-ide/global-lmic-reports/master/AFG/projections.csv | 2021-03-22 | hospital_demand | 65.54 | 68.11 | 71.41 | 72.06 | 75.13 | 80.06 | Surged Pessimistic | Afghanistan | AFG | 2022-01-02 | v8 | TRUE
https://raw.githubusercontent.com/mrc-ide/global-lmic-reports/master/AFG/projections.csv | 2021-03-22 | ICU_demand | 23.98 | 24.91 | 26.16 | 26.33 | 27.42 | 29.22 | Surged Pessimistic | Afghanistan | AFG | 2022-01-02 | v8 | TRUE
https://raw.githubusercontent.com/mrc-ide/global-lmic-reports/master/AFG/projections.csv | 2021-03-22 | hospital_incidence | 9.41 | 9.85 | 10.21 | 10.31 | 10.68 | 11.67 | Surged Pessimistic | Afghanistan | AFG | 2022-01-02 | v8 | TRUE
https://raw.githubusercontent.com/mrc-ide/global-lmic-reports/master/AFG/projections.csv | 2021-03-22 | ICU_incidence | 2.7 | 2.83 | 2.94 | 2.96 | 3.07 | 3.36 | Surged Pessimistic | Afghanistan | AFG | 2022-01-02 | v8 | TRUE
https://raw.githubusercontent.com/mrc-ide/global-lmic-reports/master/AFG/projections.csv | 2021-03-22 | prevalence | 8908.18 | 9439.82 | 9825.31 | 9892.85 | 10301.05 | 11263.42 | Surged Pessimistic | Afghanistan | AFG | 2022-01-02 | v8 | TRUE
https://raw.githubusercontent.com/mrc-ide/global-lmic-reports/master/AFG/projections.csv | 2021-03-22 | cumulative_infections | 1046264.09 | 1090276.83 | 1119456.42 | 1118318.56 | 1146782.29 | 1198904.52 | Surged Pessimistic | Afghanistan | AFG | 2022-01-02 | v8 | TRUE
https://raw.githubusercontent.com/mrc-ide/global-lmic-reports/master/AFG/projections.csv | 2021-03-22 | cumulative_deaths | 2222.73 | 2319.49 | 2381.39 | 2380.31 | 2441.16 | 2553.92 | Surged Pessimistic | Afghanistan | AFG | 2022-01-02 | v8 | TRUE
https://raw.githubusercontent.com/mrc-ide/global-lmic-reports/master/AFG/projections.csv | 2021-03-22 | Rt | 1.29 | 1.34 | 1.37 | 1.37 | 1.4 | 1.43 | Surged Pessimistic | Afghanistan | AFG | 2022-01-02 | v8 | TRUE
https://raw.githubusercontent.com/mrc-ide/global-lmic-reports/master/AFG/projections.csv | 2021-03-22 | Reff | 1.25 | 1.3 | 1.33 | 1.33 | 1.36 | 1.39 | Surged Pessimistic | Afghanistan | AFG | 2022-01-02 | v8 | TRUE
https://raw.githubusercontent.com/mrc-ide/global-lmic-reports/master/AFG/projections.csv | 2021-03-22 | infections | 1466.54 | 1588.64 | 1655.45 | 1670.46 | 1751.88 | 1862.28 | Surged Relax Interventions 50% | Afghanistan | AFG | 2022-01-02 | v8 | TRUE
https://raw.githubusercontent.com/mrc-ide/global-lmic-reports/master/AFG/projections.csv | 2021-03-22 | deaths | 1.46 | 1.53 | 1.61 | 1.61 | 1.69 | 1.8 | Surged Relax Interventions 50% | Afghanistan | AFG | 2022-01-02 | v8 | TRUE
https://raw.githubusercontent.com/mrc-ide/global-lmic-reports/master/AFG/projections.csv | 2021-03-22 | hospital_demand | 65.54 | 68.11 | 71.41 | 72.06 | 75.13 | 80.06 | Surged Relax Interventions 50% | Afghanistan | AFG | 2022-01-02 | v8 | TRUE
https://raw.githubusercontent.com/mrc-ide/global-lmic-reports/master/AFG/projections.csv | 2021-03-22 | ICU_demand | 23.98 | 24.91 | 26.16 | 26.33 | 27.42 | 29.22 | Surged Relax Interventions 50% | Afghanistan | AFG | 2022-01-02 | v8 | TRUE
https://raw.githubusercontent.com/mrc-ide/global-lmic-reports/master/AFG/projections.csv | 2021-03-22 | hospital_incidence | 9.41 | 9.85 | 10.21 | 10.31 | 10.68 | 11.67 | Surged Relax Interventions 50% | Afghanistan | AFG | 2022-01-02 | v8 | TRUE
https://raw.githubusercontent.com/mrc-ide/global-lmic-reports/master/AFG/projections.csv | 2021-03-22 | ICU_incidence | 2.7 | 2.83 | 2.94 | 2.96 | 3.07 | 3.36 | Surged Relax Interventions 50% | Afghanistan | AFG | 2022-01-02 | v8 | TRUE
https://raw.githubusercontent.com/mrc-ide/global-lmic-reports/master/AFG/projections.csv | 2021-03-22 | prevalence | 8908.18 | 9439.82 | 9825.31 | 9892.85 | 10301.05 | 11263.42 | Surged Relax Interventions 50% | Afghanistan | AFG | 2022-01-02 | v8 | TRUE
https://raw.githubusercontent.com/mrc-ide/global-lmic-reports/master/AFG/projections.csv | 2021-03-22 | cumulative_infections | 1046264.09 | 1090276.83 | 1119456.42 | 1118318.56 | 1146782.29 | 1198904.52 | Surged Relax Interventions 50% | Afghanistan | AFG | 2022-01-02 | v8 | TRUE
https://raw.githubusercontent.com/mrc-ide/global-lmic-reports/master/AFG/projections.csv | 2021-03-22 | cumulative_deaths | 2222.73 | 2319.49 | 2381.39 | 2380.31 | 2441.16 | 2553.92 | Surged Relax Interventions 50% | Afghanistan | AFG | 2022-01-02 | v8 | TRUE
https://raw.githubusercontent.com/mrc-ide/global-lmic-reports/master/AFG/projections.csv | 2021-03-22 | Rt | 1.29 | 1.34 | 1.37 | 1.37 | 1.4 | 1.43 | Surged Relax Interventions 50% | Afghanistan | AFG | 2022-01-02 | v8 | TRUE
https://raw.githubusercontent.com/mrc-ide/global-lmic-reports/master/AFG/projections.csv | 2021-03-22 | Reff | 1.25 | 1.3 | 1.33 | 1.33 | 1.36 | 1.39 | Surged Relax Interventions 50% | Afghanistan | AFG | 2022-01-02 | v8 | TRUE
https://raw.githubusercontent.com/mrc-ide/global-lmic-reports/master/AFG/projections.csv | 2021-03-23 | infections | 1521.88 | 1639.15 | 1786.17 | 1777.51 | 1898.68 | 2102.15 | Additional 50% Reduction | Afghanistan | AFG | 2022-01-02 | v8 | TRUE
https://raw.githubusercontent.com/mrc-ide/global-lmic-reports/master/AFG/projections.csv | 2021-03-23 | deaths | 1.43 | 1.61 | 1.66 | 1.69 | 1.75 | 1.95 | Additional 50% Reduction | Afghanistan | AFG | 2022-01-02 | v8 | TRUE
https://raw.githubusercontent.com/mrc-ide/global-lmic-reports/master/AFG/projections.csv | 2021-03-23 | hospital_demand | 65.11 | 71.91 | 74.46 | 75.6 | 78.7 | 87.22 | Additional 50% Reduction | Afghanistan | AFG | 2022-01-02 | v8 | TRUE
https://raw.githubusercontent.com/mrc-ide/global-lmic-reports/master/AFG/projections.csv | 2021-03-23 | ICU_demand | 23.64 | 26.37 | 27.11 | 27.57 | 28.65 | 31.73 | Additional 50% Reduction | Afghanistan | AFG | 2022-01-02 | v8 | TRUE
https://raw.githubusercontent.com/mrc-ide/global-lmic-reports/master/AFG/projections.csv | 2021-03-23 | hospital_incidence | 9.61 | 10.17 | 10.76 | 10.82 | 11.29 | 12.62 | Additional 50% Reduction | Afghanistan | AFG | 2022-01-02 | v8 | TRUE
https://raw.githubusercontent.com/mrc-ide/global-lmic-reports/master/AFG/projections.csv | 2021-03-23 | ICU_incidence | 2.77 | 2.93 | 3.1 | 3.11 | 3.25 | 3.63 | Additional 50% Reduction | Afghanistan | AFG | 2022-01-02 | v8 | TRUE
https://raw.githubusercontent.com/mrc-ide/global-lmic-reports/master/AFG/projections.csv | 2021-03-23 | prevalence | 8983.49 | 9620.77 | 10411.85 | 10295.78 | 10902.35 | 12109.6 | Additional 50% Reduction | Afghanistan | AFG | 2022-01-02 | v8 | TRUE
https://raw.githubusercontent.com/mrc-ide/global-lmic-reports/master/AFG/projections.csv | 2021-03-23 | cumulative_infections | 1055310.53 | 1092804.95 | 1128319.06 | 1131539.89 | 1149883.47 | 1249248.16 | Additional 50% Reduction | Afghanistan | AFG | 2022-01-02 | v8 | TRUE
https://raw.githubusercontent.com/mrc-ide/global-lmic-reports/master/AFG/projections.csv | 2021-03-23 | cumulative_deaths | 2241.73 | 2335.03 | 2414.32 | 2420.56 | 2461.16 | 2696.59 | Additional 50% Reduction | Afghanistan | AFG | 2022-01-02 | v8 | TRUE
https://raw.githubusercontent.com/mrc-ide/global-lmic-reports/master/AFG/projections.csv | 2021-03-23 | Rt | 1.39 | 1.42 | 1.46 | 1.45 | 1.48 | 1.54 | Additional 50% Reduction | Afghanistan | AFG | 2022-01-02 | v8 | TRUE
https://raw.githubusercontent.com/mrc-ide/global-lmic-reports/master/AFG/projections.csv | 2021-03-23 | Reff | 1.35 | 1.38 | 1.42 | 1.41 | 1.44 | 1.5 | Additional 50% Reduction | Afghanistan | AFG | 2022-01-02 | v8 | TRUE
https://raw.githubusercontent.com/mrc-ide/global-lmic-reports/master/AFG/projections.csv | 2021-03-23 | infections | 1521.88 | 1639.15 | 1786.17 | 1777.51 | 1898.68 | 2102.15 | Maintain Status Quo | Afghanistan | AFG | 2022-01-02 | v8 | TRUE
https://raw.githubusercontent.com/mrc-ide/global-lmic-reports/master/AFG/projections.csv | 2021-03-23 | deaths | 1.43 | 1.61 | 1.66 | 1.69 | 1.75 | 1.95 | Maintain Status Quo | Afghanistan | AFG | 2022-01-02 | v8 | TRUE
https://raw.githubusercontent.com/mrc-ide/global-lmic-reports/master/AFG/projections.csv | 2021-03-23 | hospital_demand | 65.11 | 71.91 | 74.46 | 75.6 | 78.7 | 87.22 | Maintain Status Quo | Afghanistan | AFG | 2022-01-02 | v8 | TRUE
https://raw.githubusercontent.com/mrc-ide/global-lmic-reports/master/AFG/projections.csv | 2021-03-23 | ICU_demand | 23.64 | 26.37 | 27.11 | 27.57 | 28.65 | 31.73 | Maintain Status Quo | Afghanistan | AFG | 2022-01-02 | v8 | TRUE
https://raw.githubusercontent.com/mrc-ide/global-lmic-reports/master/AFG/projections.csv | 2021-03-23 | hospital_incidence | 9.61 | 10.17 | 10.76 | 10.82 | 11.29 | 12.62 | Maintain Status Quo | Afghanistan | AFG | 2022-01-02 | v8 | TRUE
https://raw.githubusercontent.com/mrc-ide/global-lmic-reports/master/AFG/projections.csv | 2021-03-23 | ICU_incidence | 2.77 | 2.93 | 3.1 | 3.11 | 3.25 | 3.63 | Maintain Status Quo | Afghanistan | AFG | 2022-01-02 | v8 | TRUE
https://raw.githubusercontent.com/mrc-ide/global-lmic-reports/master/AFG/projections.csv | 2021-03-23 | prevalence | 8983.49 | 9620.77 | 10411.85 | 10295.78 | 10902.35 | 12109.6 | Maintain Status Quo | Afghanistan | AFG | 2022-01-02 | v8 | TRUE
https://raw.githubusercontent.com/mrc-ide/global-lmic-reports/master/AFG/projections.csv | 2021-03-23 | cumulative_infections | 1055310.53 | 1092804.95 | 1128319.06 | 1131539.89 | 1149883.47 | 1249248.16 | Maintain Status Quo | Afghanistan | AFG | 2022-01-02 | v8 | TRUE
https://raw.githubusercontent.com/mrc-ide/global-lmic-reports/master/AFG/projections.csv | 2021-03-23 | cumulative_deaths | 2241.73 | 2335.03 | 2414.32 | 2420.56 | 2461.16 | 2696.59 | Maintain Status Quo | Afghanistan | AFG | 2022-01-02 | v8 | TRUE
https://raw.githubusercontent.com/mrc-ide/global-lmic-reports/master/AFG/projections.csv | 2021-03-23 | Rt | 1.39 | 1.42 | 1.46 | 1.45 | 1.48 | 1.54 | Maintain Status Quo | Afghanistan | AFG | 2022-01-02 | v8 | TRUE
https://raw.githubusercontent.com/mrc-ide/global-lmic-reports/master/AFG/projections.csv | 2021-03-23 | Reff | 1.35 | 1.38 | 1.42 | 1.41 | 1.44 | 1.5 | Maintain Status Quo | Afghanistan | AFG | 2022-01-02 | v8 | TRUE
https://raw.githubusercontent.com/mrc-ide/global-lmic-reports/master/AFG/projections.csv | 2021-03-23 | infections | 1521.88 | 1639.15 | 1786.17 | 1777.51 | 1898.68 | 2102.15 | Optimistic | Afghanistan | AFG | 2022-01-02 | v8 | TRUE
https://raw.githubusercontent.com/mrc-ide/global-lmic-reports/master/AFG/projections.csv | 2021-03-23 | deaths | 1.43 | 1.61 | 1.66 | 1.69 | 1.75 | 1.95 | Optimistic | Afghanistan | AFG | 2022-01-02 | v8 | TRUE
https://raw.githubusercontent.com/mrc-ide/global-lmic-reports/master/AFG/projections.csv | 2021-03-23 | hospital_demand | 65.11 | 71.91 | 74.46 | 75.6 | 78.7 | 87.22 | Optimistic | Afghanistan | AFG | 2022-01-02 | v8 | TRUE
https://raw.githubusercontent.com/mrc-ide/global-lmic-reports/master/AFG/projections.csv | 2021-03-23 | ICU_demand | 23.64 | 26.37 | 27.11 | 27.57 | 28.65 | 31.73 | Optimistic | Afghanistan | AFG | 2022-01-02 | v8 | TRUE
https://raw.githubusercontent.com/mrc-ide/global-lmic-reports/master/AFG/projections.csv | 2021-03-23 | hospital_incidence | 9.61 | 10.17 | 10.76 | 10.82 | 11.29 | 12.62 | Optimistic | Afghanistan | AFG | 2022-01-02 | v8 | TRUE
https://raw.githubusercontent.com/mrc-ide/global-lmic-reports/master/AFG/projections.csv | 2021-03-23 | ICU_incidence | 2.77 | 2.93 | 3.1 | 3.11 | 3.25 | 3.63 | Optimistic | Afghanistan | AFG | 2022-01-02 | v8 | TRUE
https://raw.githubusercontent.com/mrc-ide/global-lmic-reports/master/AFG/projections.csv | 2021-03-23 | prevalence | 8983.49 | 9620.77 | 10411.85 | 10295.78 | 10902.35 | 12109.6 | Optimistic | Afghanistan | AFG | 2022-01-02 | v8 | TRUE
https://raw.githubusercontent.com/mrc-ide/global-lmic-reports/master/AFG/projections.csv | 2021-03-23 | cumulative_infections | 1055310.53 | 1092804.95 | 1128319.06 | 1131539.89 | 1149883.47 | 1249248.16 | Optimistic | Afghanistan | AFG | 2022-01-02 | v8 | TRUE
https://raw.githubusercontent.com/mrc-ide/global-lmic-reports/master/AFG/projections.csv | 2021-03-23 | cumulative_deaths | 2241.73 | 2335.03 | 2414.32 | 2420.56 | 2461.16 | 2696.59 | Optimistic | Afghanistan | AFG | 2022-01-02 | v8 | TRUE
https://raw.githubusercontent.com/mrc-ide/global-lmic-reports/master/AFG/projections.csv | 2021-03-23 | Rt | 1.39 | 1.42 | 1.46 | 1.45 | 1.48 | 1.54 | Optimistic | Afghanistan | AFG | 2022-01-02 | v8 | TRUE
https://raw.githubusercontent.com/mrc-ide/global-lmic-reports/master/AFG/projections.csv | 2021-03-23 | Reff | 1.35 | 1.38 | 1.42 | 1.41 | 1.44 | 1.5 | Optimistic | Afghanistan | AFG | 2022-01-02 | v8 | TRUE
https://raw.githubusercontent.com/mrc-ide/global-lmic-reports/master/AFG/projections.csv | 2021-03-23 | infections | 1521.88 | 1639.15 | 1786.17 | 1777.51 | 1898.68 | 2102.15 | Pessimistic | Afghanistan | AFG | 2022-01-02 | v8 | TRUE
https://raw.githubusercontent.com/mrc-ide/global-lmic-reports/master/AFG/projections.csv | 2021-03-23 | deaths | 1.43 | 1.61 | 1.66 | 1.69 | 1.75 | 1.95 | Pessimistic | Afghanistan | AFG | 2022-01-02 | v8 | TRUE
https://raw.githubusercontent.com/mrc-ide/global-lmic-reports/master/AFG/projections.csv | 2021-03-23 | hospital_demand | 65.11 | 71.91 | 74.46 | 75.6 | 78.7 | 87.22 | Pessimistic | Afghanistan | AFG | 2022-01-02 | v8 | TRUE
https://raw.githubusercontent.com/mrc-ide/global-lmic-reports/master/AFG/projections.csv | 2021-03-23 | ICU_demand | 23.64 | 26.37 | 27.11 | 27.57 | 28.65 | 31.73 | Pessimistic | Afghanistan | AFG | 2022-01-02 | v8 | TRUE
https://raw.githubusercontent.com/mrc-ide/global-lmic-reports/master/AFG/projections.csv | 2021-03-23 | hospital_incidence | 9.61 | 10.17 | 10.76 | 10.82 | 11.29 | 12.62 | Pessimistic | Afghanistan | AFG | 2022-01-02 | v8 | TRUE
https://raw.githubusercontent.com/mrc-ide/global-lmic-reports/master/AFG/projections.csv | 2021-03-23 | ICU_incidence | 2.77 | 2.93 | 3.1 | 3.11 | 3.25 | 3.63 | Pessimistic | Afghanistan | AFG | 2022-01-02 | v8 | TRUE
https://raw.githubusercontent.com/mrc-ide/global-lmic-reports/master/AFG/projections.csv | 2021-03-23 | prevalence | 8983.49 | 9620.77 | 10411.85 | 10295.78 | 10902.35 | 12109.6 | Pessimistic | Afghanistan | AFG | 2022-01-02 | v8 | TRUE
https://raw.githubusercontent.com/mrc-ide/global-lmic-reports/master/AFG/projections.csv | 2021-03-23 | cumulative_infections | 1055310.53 | 1092804.95 | 1128319.06 | 1131539.89 | 1149883.47 | 1249248.16 | Pessimistic | Afghanistan | AFG | 2022-01-02 | v8 | TRUE
https://raw.githubusercontent.com/mrc-ide/global-lmic-reports/master/AFG/projections.csv | 2021-03-23 | cumulative_deaths | 2241.73 | 2335.03 | 2414.32 | 2420.56 | 2461.16 | 2696.59 | Pessimistic | Afghanistan | AFG | 2022-01-02 | v8 | TRUE
https://raw.githubusercontent.com/mrc-ide/global-lmic-reports/master/AFG/projections.csv | 2021-03-23 | Rt | 1.39 | 1.42 | 1.46 | 1.45 | 1.48 | 1.54 | Pessimistic | Afghanistan | AFG | 2022-01-02 | v8 | TRUE
https://raw.githubusercontent.com/mrc-ide/global-lmic-reports/master/AFG/projections.csv | 2021-03-23 | Reff | 1.35 | 1.38 | 1.42 | 1.41 | 1.44 | 1.5 | Pessimistic | Afghanistan | AFG | 2022-01-02 | v8 | TRUE
https://raw.githubusercontent.com/mrc-ide/global-lmic-reports/master/AFG/projections.csv | 2021-03-23 | infections | 1521.88 | 1639.15 | 1786.17 | 1777.51 | 1898.68 | 2102.15 | Relax Interventions 50% | Afghanistan | AFG | 2022-01-02 | v8 | TRUE
https://raw.githubusercontent.com/mrc-ide/global-lmic-reports/master/AFG/projections.csv | 2021-03-23 | deaths | 1.43 | 1.61 | 1.66 | 1.69 | 1.75 | 1.95 | Relax Interventions 50% | Afghanistan | AFG | 2022-01-02 | v8 | TRUE
https://raw.githubusercontent.com/mrc-ide/global-lmic-reports/master/AFG/projections.csv | 2021-03-23 | hospital_demand | 65.11 | 71.91 | 74.46 | 75.6 | 78.7 | 87.22 | Relax Interventions 50% | Afghanistan | AFG | 2022-01-02 | v8 | TRUE
https://raw.githubusercontent.com/mrc-ide/global-lmic-reports/master/AFG/projections.csv | 2021-03-23 | ICU_demand | 23.64 | 26.37 | 27.11 | 27.57 | 28.65 | 31.73 | Relax Interventions 50% | Afghanistan | AFG | 2022-01-02 | v8 | TRUE
https://raw.githubusercontent.com/mrc-ide/global-lmic-reports/master/AFG/projections.csv | 2021-03-23 | hospital_incidence | 9.61 | 10.17 | 10.76 | 10.82 | 11.29 | 12.62 | Relax Interventions 50% | Afghanistan | AFG | 2022-01-02 | v8 | TRUE
https://raw.githubusercontent.com/mrc-ide/global-lmic-reports/master/AFG/projections.csv | 2021-03-23 | ICU_incidence | 2.77 | 2.93 | 3.1 | 3.11 | 3.25 | 3.63 | Relax Interventions 50% | Afghanistan | AFG | 2022-01-02 | v8 | TRUE
https://raw.githubusercontent.com/mrc-ide/global-lmic-reports/master/AFG/projections.csv | 2021-03-23 | prevalence | 8983.49 | 9620.77 | 10411.85 | 10295.78 | 10902.35 | 12109.6 | Relax Interventions 50% | Afghanistan | AFG | 2022-01-02 | v8 | TRUE
https://raw.githubusercontent.com/mrc-ide/global-lmic-reports/master/AFG/projections.csv | 2021-03-23 | cumulative_infections | 1055310.53 | 1092804.95 | 1128319.06 | 1131539.89 | 1149883.47 | 1249248.16 | Relax Interventions 50% | Afghanistan | AFG | 2022-01-02 | v8 | TRUE
https://raw.githubusercontent.com/mrc-ide/global-lmic-reports/master/AFG/projections.csv | 2021-03-23 | cumulative_deaths | 2241.73 | 2335.03 | 2414.32 | 2420.56 | 2461.16 | 2696.59 | Relax Interventions 50% | Afghanistan | AFG | 2022-01-02 | v8 | TRUE
https://raw.githubusercontent.com/mrc-ide/global-lmic-reports/master/AFG/projections.csv | 2021-03-23 | Rt | 1.39 | 1.42 | 1.46 | 1.45 | 1.48 | 1.54 | Relax Interventions 50% | Afghanistan | AFG | 2022-01-02 | v8 | TRUE
https://raw.githubusercontent.com/mrc-ide/global-lmic-reports/master/AFG/projections.csv | 2021-03-23 | Reff | 1.35 | 1.38 | 1.42 | 1.41 | 1.44 | 1.5 | Relax Interventions 50% | Afghanistan | AFG | 2022-01-02 | v8 | TRUE
https://raw.githubusercontent.com/mrc-ide/global-lmic-reports/master/AFG/projections.csv | 2021-03-23 | infections | 1578.4 | 1695.73 | 1784.15 | 1790.77 | 1880.73 | 2014.76 | Surged Additional 50% Reduction | Afghanistan | AFG | 2022-01-02 | v8 | TRUE
https://raw.githubusercontent.com/mrc-ide/global-lmic-reports/master/AFG/projections.csv | 2021-03-23 | deaths | 1.53 | 1.59 | 1.67 | 1.68 | 1.76 | 1.87 | Surged Additional 50% Reduction | Afghanistan | AFG | 2022-01-02 | v8 | TRUE
https://raw.githubusercontent.com/mrc-ide/global-lmic-reports/master/AFG/projections.csv | 2021-03-23 | hospital_demand | 68.73 | 71.46 | 74.71 | 75.52 | 78.4 | 84.18 | Surged Additional 50% Reduction | Afghanistan | AFG | 2022-01-02 | v8 | TRUE
https://raw.githubusercontent.com/mrc-ide/global-lmic-reports/master/AFG/projections.csv | 2021-03-23 | ICU_demand | 25.07 | 26.03 | 27.32 | 27.51 | 28.63 | 30.55 | Surged Additional 50% Reduction | Afghanistan | AFG | 2022-01-02 | v8 | TRUE
https://raw.githubusercontent.com/mrc-ide/global-lmic-reports/master/AFG/projections.csv | 2021-03-23 | hospital_incidence | 9.89 | 10.38 | 10.75 | 10.84 | 11.25 | 12.31 | Surged Additional 50% Reduction | Afghanistan | AFG | 2022-01-02 | v8 | TRUE
https://raw.githubusercontent.com/mrc-ide/global-lmic-reports/master/AFG/projections.csv | 2021-03-23 | ICU_incidence | 2.84 | 2.99 | 3.09 | 3.12 | 3.24 | 3.54 | Surged Additional 50% Reduction | Afghanistan | AFG | 2022-01-02 | v8 | TRUE
https://raw.githubusercontent.com/mrc-ide/global-lmic-reports/master/AFG/projections.csv | 2021-03-23 | prevalence | 9231.85 | 9868.49 | 10309.64 | 10341 | 10787.69 | 11743.04 | Surged Additional 50% Reduction | Afghanistan | AFG | 2022-01-02 | v8 | TRUE
https://raw.githubusercontent.com/mrc-ide/global-lmic-reports/master/AFG/projections.csv | 2021-03-23 | cumulative_infections | 1048189.52 | 1092044.09 | 1121332.35 | 1120109.33 | 1148663.02 | 1200665.75 | Surged Additional 50% Reduction | Afghanistan | AFG | 2022-01-02 | v8 | TRUE
https://raw.githubusercontent.com/mrc-ide/global-lmic-reports/master/AFG/projections.csv | 2021-03-23 | cumulative_deaths | 2224.46 | 2321.2 | 2383.21 | 2381.99 | 2442.82 | 2555.59 | Surged Additional 50% Reduction | Afghanistan | AFG | 2022-01-02 | v8 | TRUE
https://raw.githubusercontent.com/mrc-ide/global-lmic-reports/master/AFG/projections.csv | 2021-03-23 | Rt | 1.4 | 1.42 | 1.46 | 1.46 | 1.48 | 1.52 | Surged Additional 50% Reduction | Afghanistan | AFG | 2022-01-02 | v8 | TRUE
https://raw.githubusercontent.com/mrc-ide/global-lmic-reports/master/AFG/projections.csv | 2021-03-23 | Reff | 1.36 | 1.38 | 1.42 | 1.42 | 1.44 | 1.48 | Surged Additional 50% Reduction | Afghanistan | AFG | 2022-01-02 | v8 | TRUE
https://raw.githubusercontent.com/mrc-ide/global-lmic-reports/master/AFG/projections.csv | 2021-03-23 | infections | 1578.4 | 1695.73 | 1784.15 | 1790.77 | 1880.73 | 2014.76 | Surged Maintain Status Quo | Afghanistan | AFG | 2022-01-02 | v8 | TRUE
https://raw.githubusercontent.com/mrc-ide/global-lmic-reports/master/AFG/projections.csv | 2021-03-23 | deaths | 1.53 | 1.59 | 1.67 | 1.68 | 1.76 | 1.87 | Surged Maintain Status Quo | Afghanistan | AFG | 2022-01-02 | v8 | TRUE
https://raw.githubusercontent.com/mrc-ide/global-lmic-reports/master/AFG/projections.csv | 2021-03-23 | hospital_demand | 68.73 | 71.46 | 74.71 | 75.52 | 78.4 | 84.18 | Surged Maintain Status Quo | Afghanistan | AFG | 2022-01-02 | v8 | TRUE
https://raw.githubusercontent.com/mrc-ide/global-lmic-reports/master/AFG/projections.csv | 2021-03-23 | ICU_demand | 25.07 | 26.03 | 27.32 | 27.51 | 28.63 | 30.55 | Surged Maintain Status Quo | Afghanistan | AFG | 2022-01-02 | v8 | TRUE
https://raw.githubusercontent.com/mrc-ide/global-lmic-reports/master/AFG/projections.csv | 2021-03-23 | hospital_incidence | 9.89 | 10.38 | 10.75 | 10.84 | 11.25 | 12.31 | Surged Maintain Status Quo | Afghanistan | AFG | 2022-01-02 | v8 | TRUE
https://raw.githubusercontent.com/mrc-ide/global-lmic-reports/master/AFG/projections.csv | 2021-03-23 | ICU_incidence | 2.84 | 2.99 | 3.09 | 3.12 | 3.24 | 3.54 | Surged Maintain Status Quo | Afghanistan | AFG | 2022-01-02 | v8 | TRUE
https://raw.githubusercontent.com/mrc-ide/global-lmic-reports/master/AFG/projections.csv | 2021-03-23 | prevalence | 9231.85 | 9868.49 | 10309.64 | 10341 | 10787.69 | 11743.04 | Surged Maintain Status Quo | Afghanistan | AFG | 2022-01-02 | v8 | TRUE
https://raw.githubusercontent.com/mrc-ide/global-lmic-reports/master/AFG/projections.csv | 2021-03-23 | cumulative_infections | 1048189.52 | 1092044.09 | 1121332.35 | 1120109.33 | 1148663.02 | 1200665.75 | Surged Maintain Status Quo | Afghanistan | AFG | 2022-01-02 | v8 | TRUE
https://raw.githubusercontent.com/mrc-ide/global-lmic-reports/master/AFG/projections.csv | 2021-03-23 | cumulative_deaths | 2224.46 | 2321.2 | 2383.21 | 2381.99 | 2442.82 | 2555.59 | Surged Maintain Status Quo | Afghanistan | AFG | 2022-01-02 | v8 | TRUE
https://raw.githubusercontent.com/mrc-ide/global-lmic-reports/master/AFG/projections.csv | 2021-03-23 | Rt | 1.4 | 1.42 | 1.46 | 1.46 | 1.48 | 1.52 | Surged Maintain Status Quo | Afghanistan | AFG | 2022-01-02 | v8 | TRUE
https://raw.githubusercontent.com/mrc-ide/global-lmic-reports/master/AFG/projections.csv | 2021-03-23 | Reff | 1.36 | 1.38 | 1.42 | 1.42 | 1.44 | 1.48 | Surged Maintain Status Quo | Afghanistan | AFG | 2022-01-02 | v8 | TRUE
https://raw.githubusercontent.com/mrc-ide/global-lmic-reports/master/AFG/projections.csv | 2021-03-23 | infections | 1578.4 | 1695.73 | 1784.15 | 1790.77 | 1880.73 | 2014.76 | Surged Optimistic | Afghanistan | AFG | 2022-01-02 | v8 | TRUE
https://raw.githubusercontent.com/mrc-ide/global-lmic-reports/master/AFG/projections.csv | 2021-03-23 | deaths | 1.53 | 1.59 | 1.67 | 1.68 | 1.76 | 1.87 | Surged Optimistic | Afghanistan | AFG | 2022-01-02 | v8 | TRUE
https://raw.githubusercontent.com/mrc-ide/global-lmic-reports/master/AFG/projections.csv | 2021-03-23 | hospital_demand | 68.73 | 71.46 | 74.71 | 75.52 | 78.4 | 84.18 | Surged Optimistic | Afghanistan | AFG | 2022-01-02 | v8 | TRUE
https://raw.githubusercontent.com/mrc-ide/global-lmic-reports/master/AFG/projections.csv | 2021-03-23 | ICU_demand | 25.07 | 26.03 | 27.32 | 27.51 | 28.63 | 30.55 | Surged Optimistic | Afghanistan | AFG | 2022-01-02 | v8 | TRUE
https://raw.githubusercontent.com/mrc-ide/global-lmic-reports/master/AFG/projections.csv | 2021-03-23 | hospital_incidence | 9.89 | 10.38 | 10.75 | 10.84 | 11.25 | 12.31 | Surged Optimistic | Afghanistan | AFG | 2022-01-02 | v8 | TRUE
https://raw.githubusercontent.com/mrc-ide/global-lmic-reports/master/AFG/projections.csv | 2021-03-23 | ICU_incidence | 2.84 | 2.99 | 3.09 | 3.12 | 3.24 | 3.54 | Surged Optimistic | Afghanistan | AFG | 2022-01-02 | v8 | TRUE
https://raw.githubusercontent.com/mrc-ide/global-lmic-reports/master/AFG/projections.csv | 2021-03-23 | prevalence | 9231.85 | 9868.49 | 10309.64 | 10341 | 10787.69 | 11743.04 | Surged Optimistic | Afghanistan | AFG | 2022-01-02 | v8 | TRUE
https://raw.githubusercontent.com/mrc-ide/global-lmic-reports/master/AFG/projections.csv | 2021-03-23 | cumulative_infections | 1048189.52 | 1092044.09 | 1121332.35 | 1120109.33 | 1148663.02 | 1200665.75 | Surged Optimistic | Afghanistan | AFG | 2022-01-02 | v8 | TRUE
https://raw.githubusercontent.com/mrc-ide/global-lmic-reports/master/AFG/projections.csv | 2021-03-23 | cumulative_deaths | 2224.46 | 2321.2 | 2383.21 | 2381.99 | 2442.82 | 2555.59 | Surged Optimistic | Afghanistan | AFG | 2022-01-02 | v8 | TRUE
https://raw.githubusercontent.com/mrc-ide/global-lmic-reports/master/AFG/projections.csv | 2021-03-23 | Rt | 1.4 | 1.42 | 1.46 | 1.46 | 1.48 | 1.52 | Surged Optimistic | Afghanistan | AFG | 2022-01-02 | v8 | TRUE
https://raw.githubusercontent.com/mrc-ide/global-lmic-reports/master/AFG/projections.csv | 2021-03-23 | Reff | 1.36 | 1.38 | 1.42 | 1.42 | 1.44 | 1.48 | Surged Optimistic | Afghanistan | AFG | 2022-01-02 | v8 | TRUE
https://raw.githubusercontent.com/mrc-ide/global-lmic-reports/master/AFG/projections.csv | 2021-03-23 | infections | 1578.4 | 1695.73 | 1784.15 | 1790.77 | 1880.73 | 2014.76 | Surged Pessimistic | Afghanistan | AFG | 2022-01-02 | v8 | TRUE
https://raw.githubusercontent.com/mrc-ide/global-lmic-reports/master/AFG/projections.csv | 2021-03-23 | deaths | 1.53 | 1.59 | 1.67 | 1.68 | 1.76 | 1.87 | Surged Pessimistic | Afghanistan | AFG | 2022-01-02 | v8 | TRUE
https://raw.githubusercontent.com/mrc-ide/global-lmic-reports/master/AFG/projections.csv | 2021-03-23 | hospital_demand | 68.73 | 71.46 | 74.71 | 75.52 | 78.4 | 84.18 | Surged Pessimistic | Afghanistan | AFG | 2022-01-02 | v8 | TRUE
https://raw.githubusercontent.com/mrc-ide/global-lmic-reports/master/AFG/projections.csv | 2021-03-23 | ICU_demand | 25.07 | 26.03 | 27.32 | 27.51 | 28.63 | 30.55 | Surged Pessimistic | Afghanistan | AFG | 2022-01-02 | v8 | TRUE
https://raw.githubusercontent.com/mrc-ide/global-lmic-reports/master/AFG/projections.csv | 2021-03-23 | hospital_incidence | 9.89 | 10.38 | 10.75 | 10.84 | 11.25 | 12.31 | Surged Pessimistic | Afghanistan | AFG | 2022-01-02 | v8 | TRUE
https://raw.githubusercontent.com/mrc-ide/global-lmic-reports/master/AFG/projections.csv | 2021-03-23 | ICU_incidence | 2.84 | 2.99 | 3.09 | 3.12 | 3.24 | 3.54 | Surged Pessimistic | Afghanistan | AFG | 2022-01-02 | v8 | TRUE
https://raw.githubusercontent.com/mrc-ide/global-lmic-reports/master/AFG/projections.csv | 2021-03-23 | prevalence | 9231.85 | 9868.49 | 10309.64 | 10341 | 10787.69 | 11743.04 | Surged Pessimistic | Afghanistan | AFG | 2022-01-02 | v8 | TRUE
https://raw.githubusercontent.com/mrc-ide/global-lmic-reports/master/AFG/projections.csv | 2021-03-23 | cumulative_infections | 1048189.52 | 1092044.09 | 1121332.35 | 1120109.33 | 1148663.02 | 1200665.75 | Surged Pessimistic | Afghanistan | AFG | 2022-01-02 | v8 | TRUE
https://raw.githubusercontent.com/mrc-ide/global-lmic-reports/master/AFG/projections.csv | 2021-03-23 | cumulative_deaths | 2224.46 | 2321.2 | 2383.21 | 2381.99 | 2442.82 | 2555.59 | Surged Pessimistic | Afghanistan | AFG | 2022-01-02 | v8 | TRUE
https://raw.githubusercontent.com/mrc-ide/global-lmic-reports/master/AFG/projections.csv | 2021-03-23 | Rt | 1.4 | 1.42 | 1.46 | 1.46 | 1.48 | 1.52 | Surged Pessimistic | Afghanistan | AFG | 2022-01-02 | v8 | TRUE
https://raw.githubusercontent.com/mrc-ide/global-lmic-reports/master/AFG/projections.csv | 2021-03-23 | Reff | 1.36 | 1.38 | 1.42 | 1.42 | 1.44 | 1.48 | Surged Pessimistic | Afghanistan | AFG | 2022-01-02 | v8 | TRUE
https://raw.githubusercontent.com/mrc-ide/global-lmic-reports/master/AFG/projections.csv | 2021-03-23 | infections | 1578.4 | 1695.73 | 1784.15 | 1790.77 | 1880.73 | 2014.76 | Surged Relax Interventions 50% | Afghanistan | AFG | 2022-01-02 | v8 | TRUE
https://raw.githubusercontent.com/mrc-ide/global-lmic-reports/master/AFG/projections.csv | 2021-03-23 | deaths | 1.53 | 1.59 | 1.67 | 1.68 | 1.76 | 1.87 | Surged Relax Interventions 50% | Afghanistan | AFG | 2022-01-02 | v8 | TRUE
https://raw.githubusercontent.com/mrc-ide/global-lmic-reports/master/AFG/projections.csv | 2021-03-23 | hospital_demand | 68.73 | 71.46 | 74.71 | 75.52 | 78.4 | 84.18 | Surged Relax Interventions 50% | Afghanistan | AFG | 2022-01-02 | v8 | TRUE
https://raw.githubusercontent.com/mrc-ide/global-lmic-reports/master/AFG/projections.csv | 2021-03-23 | ICU_demand | 25.07 | 26.03 | 27.32 | 27.51 | 28.63 | 30.55 | Surged Relax Interventions 50% | Afghanistan | AFG | 2022-01-02 | v8 | TRUE
https://raw.githubusercontent.com/mrc-ide/global-lmic-reports/master/AFG/projections.csv | 2021-03-23 | hospital_incidence | 9.89 | 10.38 | 10.75 | 10.84 | 11.25 | 12.31 | Surged Relax Interventions 50% | Afghanistan | AFG | 2022-01-02 | v8 | TRUE
https://raw.githubusercontent.com/mrc-ide/global-lmic-reports/master/AFG/projections.csv | 2021-03-23 | ICU_incidence | 2.84 | 2.99 | 3.09 | 3.12 | 3.24 | 3.54 | Surged Relax Interventions 50% | Afghanistan | AFG | 2022-01-02 | v8 | TRUE
https://raw.githubusercontent.com/mrc-ide/global-lmic-reports/master/AFG/projections.csv | 2021-03-23 | prevalence | 9231.85 | 9868.49 | 10309.64 | 10341 | 10787.69 | 11743.04 | Surged Relax Interventions 50% | Afghanistan | AFG | 2022-01-02 | v8 | TRUE
https://raw.githubusercontent.com/mrc-ide/global-lmic-reports/master/AFG/projections.csv | 2021-03-23 | cumulative_infections | 1048189.52 | 1092044.09 | 1121332.35 | 1120109.33 | 1148663.02 | 1200665.75 | Surged Relax Interventions 50% | Afghanistan | AFG | 2022-01-02 | v8 | TRUE
https://raw.githubusercontent.com/mrc-ide/global-lmic-reports/master/AFG/projections.csv | 2021-03-23 | cumulative_deaths | 2224.46 | 2321.2 | 2383.21 | 2381.99 | 2442.82 | 2555.59 | Surged Relax Interventions 50% | Afghanistan | AFG | 2022-01-02 | v8 | TRUE
https://raw.githubusercontent.com/mrc-ide/global-lmic-reports/master/AFG/projections.csv | 2021-03-23 | Rt | 1.4 | 1.42 | 1.46 | 1.46 | 1.48 | 1.52 | Surged Relax Interventions 50% | Afghanistan | AFG | 2022-01-02 | v8 | TRUE
https://raw.githubusercontent.com/mrc-ide/global-lmic-reports/master/AFG/projections.csv | 2021-03-23 | Reff | 1.36 | 1.38 | 1.42 | 1.42 | 1.44 | 1.48 | Surged Relax Interventions 50% | Afghanistan | AFG | 2022-01-02 | v8 | TRUE
https://raw.githubusercontent.com/mrc-ide/global-lmic-reports/master/AFG/projections.csv | 2021-03-24 | infections | 1695 | 1841.03 | 1985.49 | 1988.5 | 2107.04 | 2338.26 | Additional 50% Reduction | Afghanistan | AFG | 2022-01-02 | v8 | TRUE
https://raw.githubusercontent.com/mrc-ide/global-lmic-reports/master/AFG/projections.csv | 2021-03-24 | deaths | 1.5 | 1.68 | 1.73 | 1.76 | 1.83 | 2.03 | Additional 50% Reduction | Afghanistan | AFG | 2022-01-02 | v8 | TRUE
https://raw.githubusercontent.com/mrc-ide/global-lmic-reports/master/AFG/projections.csv | 2021-03-24 | hospital_demand | 68.71 | 75.45 | 78.28 | 79.23 | 82.56 | 91.35 | Additional 50% Reduction | Afghanistan | AFG | 2022-01-02 | v8 | TRUE
https://raw.githubusercontent.com/mrc-ide/global-lmic-reports/master/AFG/projections.csv | 2021-03-24 | ICU_demand | 24.86 | 27.46 | 28.33 | 28.82 | 29.98 | 33.17 | Additional 50% Reduction | Afghanistan | AFG | 2022-01-02 | v8 | TRUE
https://raw.githubusercontent.com/mrc-ide/global-lmic-reports/master/AFG/projections.csv | 2021-03-24 | hospital_incidence | 10.06 | 10.65 | 11.34 | 11.35 | 11.89 | 13.26 | Additional 50% Reduction | Afghanistan | AFG | 2022-01-02 | v8 | TRUE
https://raw.githubusercontent.com/mrc-ide/global-lmic-reports/master/AFG/projections.csv | 2021-03-24 | ICU_incidence | 2.9 | 3.07 | 3.27 | 3.27 | 3.42 | 3.82 | Additional 50% Reduction | Afghanistan | AFG | 2022-01-02 | v8 | TRUE
https://raw.githubusercontent.com/mrc-ide/global-lmic-reports/master/AFG/projections.csv | 2021-03-24 | prevalence | 9430.58 | 10132.25 | 10990.39 | 10882.24 | 11538.28 | 12823.41 | Additional 50% Reduction | Afghanistan | AFG | 2022-01-02 | v8 | TRUE
https://raw.githubusercontent.com/mrc-ide/global-lmic-reports/master/AFG/projections.csv | 2021-03-24 | cumulative_infections | 1057496.47 | 1094739.05 | 1130439.22 | 1133528.38 | 1152061.9 | 1251470.99 | Additional 50% Reduction | Afghanistan | AFG | 2022-01-02 | v8 | TRUE
https://raw.githubusercontent.com/mrc-ide/global-lmic-reports/master/AFG/projections.csv | 2021-03-24 | cumulative_deaths | 2243.41 | 2336.69 | 2416.08 | 2422.32 | 2463.11 | 2698.32 | Additional 50% Reduction | Afghanistan | AFG | 2022-01-02 | v8 | TRUE
https://raw.githubusercontent.com/mrc-ide/global-lmic-reports/master/AFG/projections.csv | 2021-03-24 | Rt | 1.39 | 1.43 | 1.46 | 1.46 | 1.48 | 1.55 | Additional 50% Reduction | Afghanistan | AFG | 2022-01-02 | v8 | TRUE
https://raw.githubusercontent.com/mrc-ide/global-lmic-reports/master/AFG/projections.csv | 2021-03-24 | Reff | 1.36 | 1.39 | 1.42 | 1.42 | 1.44 | 1.51 | Additional 50% Reduction | Afghanistan | AFG | 2022-01-02 | v8 | TRUE
https://raw.githubusercontent.com/mrc-ide/global-lmic-reports/master/AFG/projections.csv | 2021-03-24 | infections | 1695 | 1841.03 | 1985.49 | 1988.5 | 2107.04 | 2338.26 | Maintain Status Quo | Afghanistan | AFG | 2022-01-02 | v8 | TRUE
https://raw.githubusercontent.com/mrc-ide/global-lmic-reports/master/AFG/projections.csv | 2021-03-24 | deaths | 1.5 | 1.68 | 1.73 | 1.76 | 1.83 | 2.03 | Maintain Status Quo | Afghanistan | AFG | 2022-01-02 | v8 | TRUE
https://raw.githubusercontent.com/mrc-ide/global-lmic-reports/master/AFG/projections.csv | 2021-03-24 | hospital_demand | 68.71 | 75.45 | 78.28 | 79.23 | 82.56 | 91.35 | Maintain Status Quo | Afghanistan | AFG | 2022-01-02 | v8 | TRUE
https://raw.githubusercontent.com/mrc-ide/global-lmic-reports/master/AFG/projections.csv | 2021-03-24 | ICU_demand | 24.86 | 27.46 | 28.33 | 28.82 | 29.98 | 33.17 | Maintain Status Quo | Afghanistan | AFG | 2022-01-02 | v8 | TRUE
https://raw.githubusercontent.com/mrc-ide/global-lmic-reports/master/AFG/projections.csv | 2021-03-24 | hospital_incidence | 10.06 | 10.65 | 11.34 | 11.35 | 11.89 | 13.26 | Maintain Status Quo | Afghanistan | AFG | 2022-01-02 | v8 | TRUE
https://raw.githubusercontent.com/mrc-ide/global-lmic-reports/master/AFG/projections.csv | 2021-03-24 | ICU_incidence | 2.9 | 3.07 | 3.27 | 3.27 | 3.42 | 3.82 | Maintain Status Quo | Afghanistan | AFG | 2022-01-02 | v8 | TRUE
https://raw.githubusercontent.com/mrc-ide/global-lmic-reports/master/AFG/projections.csv | 2021-03-24 | prevalence | 9430.58 | 10132.25 | 10990.39 | 10882.24 | 11538.28 | 12823.41 | Maintain Status Quo | Afghanistan | AFG | 2022-01-02 | v8 | TRUE
https://raw.githubusercontent.com/mrc-ide/global-lmic-reports/master/AFG/projections.csv | 2021-03-24 | cumulative_infections | 1057496.47 | 1094739.05 | 1130439.22 | 1133528.38 | 1152061.9 | 1251470.99 | Maintain Status Quo | Afghanistan | AFG | 2022-01-02 | v8 | TRUE
https://raw.githubusercontent.com/mrc-ide/global-lmic-reports/master/AFG/projections.csv | 2021-03-24 | cumulative_deaths | 2243.41 | 2336.69 | 2416.08 | 2422.32 | 2463.11 | 2698.32 | Maintain Status Quo | Afghanistan | AFG | 2022-01-02 | v8 | TRUE
https://raw.githubusercontent.com/mrc-ide/global-lmic-reports/master/AFG/projections.csv | 2021-03-24 | Rt | 1.39 | 1.43 | 1.46 | 1.46 | 1.48 | 1.55 | Maintain Status Quo | Afghanistan | AFG | 2022-01-02 | v8 | TRUE
https://raw.githubusercontent.com/mrc-ide/global-lmic-reports/master/AFG/projections.csv | 2021-03-24 | Reff | 1.36 | 1.39 | 1.42 | 1.42 | 1.44 | 1.51 | Maintain Status Quo | Afghanistan | AFG | 2022-01-02 | v8 | TRUE
https://raw.githubusercontent.com/mrc-ide/global-lmic-reports/master/AFG/projections.csv | 2021-03-24 | infections | 1695 | 1841.03 | 1985.49 | 1988.5 | 2107.04 | 2338.26 | Optimistic | Afghanistan | AFG | 2022-01-02 | v8 | TRUE
https://raw.githubusercontent.com/mrc-ide/global-lmic-reports/master/AFG/projections.csv | 2021-03-24 | deaths | 1.5 | 1.68 | 1.73 | 1.76 | 1.83 | 2.03 | Optimistic | Afghanistan | AFG | 2022-01-02 | v8 | TRUE
https://raw.githubusercontent.com/mrc-ide/global-lmic-reports/master/AFG/projections.csv | 2021-03-24 | hospital_demand | 68.71 | 75.45 | 78.28 | 79.23 | 82.56 | 91.35 | Optimistic | Afghanistan | AFG | 2022-01-02 | v8 | TRUE
https://raw.githubusercontent.com/mrc-ide/global-lmic-reports/master/AFG/projections.csv | 2021-03-24 | ICU_demand | 24.86 | 27.46 | 28.33 | 28.82 | 29.98 | 33.17 | Optimistic | Afghanistan | AFG | 2022-01-02 | v8 | TRUE
https://raw.githubusercontent.com/mrc-ide/global-lmic-reports/master/AFG/projections.csv | 2021-03-24 | hospital_incidence | 10.06 | 10.65 | 11.34 | 11.35 | 11.89 | 13.26 | Optimistic | Afghanistan | AFG | 2022-01-02 | v8 | TRUE
https://raw.githubusercontent.com/mrc-ide/global-lmic-reports/master/AFG/projections.csv | 2021-03-24 | ICU_incidence | 2.9 | 3.07 | 3.27 | 3.27 | 3.42 | 3.82 | Optimistic | Afghanistan | AFG | 2022-01-02 | v8 | TRUE
https://raw.githubusercontent.com/mrc-ide/global-lmic-reports/master/AFG/projections.csv | 2021-03-24 | prevalence | 9430.58 | 10132.25 | 10990.39 | 10882.24 | 11538.28 | 12823.41 | Optimistic | Afghanistan | AFG | 2022-01-02 | v8 | TRUE
https://raw.githubusercontent.com/mrc-ide/global-lmic-reports/master/AFG/projections.csv | 2021-03-24 | cumulative_infections | 1057496.47 | 1094739.05 | 1130439.22 | 1133528.38 | 1152061.9 | 1251470.99 | Optimistic | Afghanistan | AFG | 2022-01-02 | v8 | TRUE
https://raw.githubusercontent.com/mrc-ide/global-lmic-reports/master/AFG/projections.csv | 2021-03-24 | cumulative_deaths | 2243.41 | 2336.69 | 2416.08 | 2422.32 | 2463.11 | 2698.32 | Optimistic | Afghanistan | AFG | 2022-01-02 | v8 | TRUE
https://raw.githubusercontent.com/mrc-ide/global-lmic-reports/master/AFG/projections.csv | 2021-03-24 | Rt | 1.39 | 1.43 | 1.46 | 1.46 | 1.48 | 1.55 | Optimistic | Afghanistan | AFG | 2022-01-02 | v8 | TRUE
https://raw.githubusercontent.com/mrc-ide/global-lmic-reports/master/AFG/projections.csv | 2021-03-24 | Reff | 1.36 | 1.39 | 1.42 | 1.42 | 1.44 | 1.51 | Optimistic | Afghanistan | AFG | 2022-01-02 | v8 | TRUE
https://raw.githubusercontent.com/mrc-ide/global-lmic-reports/master/AFG/projections.csv | 2021-03-24 | infections | 1695 | 1841.03 | 1985.49 | 1988.5 | 2107.04 | 2338.26 | Pessimistic | Afghanistan | AFG | 2022-01-02 | v8 | TRUE
https://raw.githubusercontent.com/mrc-ide/global-lmic-reports/master/AFG/projections.csv | 2021-03-24 | deaths | 1.5 | 1.68 | 1.73 | 1.76 | 1.83 | 2.03 | Pessimistic | Afghanistan | AFG | 2022-01-02 | v8 | TRUE
https://raw.githubusercontent.com/mrc-ide/global-lmic-reports/master/AFG/projections.csv | 2021-03-24 | hospital_demand | 68.71 | 75.45 | 78.28 | 79.23 | 82.56 | 91.35 | Pessimistic | Afghanistan | AFG | 2022-01-02 | v8 | TRUE
https://raw.githubusercontent.com/mrc-ide/global-lmic-reports/master/AFG/projections.csv | 2021-03-24 | ICU_demand | 24.86 | 27.46 | 28.33 | 28.82 | 29.98 | 33.17 | Pessimistic | Afghanistan | AFG | 2022-01-02 | v8 | TRUE
https://raw.githubusercontent.com/mrc-ide/global-lmic-reports/master/AFG/projections.csv | 2021-03-24 | hospital_incidence | 10.06 | 10.65 | 11.34 | 11.35 | 11.89 | 13.26 | Pessimistic | Afghanistan | AFG | 2022-01-02 | v8 | TRUE
https://raw.githubusercontent.com/mrc-ide/global-lmic-reports/master/AFG/projections.csv | 2021-03-24 | ICU_incidence | 2.9 | 3.07 | 3.27 | 3.27 | 3.42 | 3.82 | Pessimistic | Afghanistan | AFG | 2022-01-02 | v8 | TRUE
https://raw.githubusercontent.com/mrc-ide/global-lmic-reports/master/AFG/projections.csv | 2021-03-24 | prevalence | 9430.58 | 10132.25 | 10990.39 | 10882.24 | 11538.28 | 12823.41 | Pessimistic | Afghanistan | AFG | 2022-01-02 | v8 | TRUE
https://raw.githubusercontent.com/mrc-ide/global-lmic-reports/master/AFG/projections.csv | 2021-03-24 | cumulative_infections | 1057496.47 | 1094739.05 | 1130439.22 | 1133528.38 | 1152061.9 | 1251470.99 | Pessimistic | Afghanistan | AFG | 2022-01-02 | v8 | TRUE
https://raw.githubusercontent.com/mrc-ide/global-lmic-reports/master/AFG/projections.csv | 2021-03-24 | cumulative_deaths | 2243.41 | 2336.69 | 2416.08 | 2422.32 | 2463.11 | 2698.32 | Pessimistic | Afghanistan | AFG | 2022-01-02 | v8 | TRUE
https://raw.githubusercontent.com/mrc-ide/global-lmic-reports/master/AFG/projections.csv | 2021-03-24 | Rt | 1.39 | 1.43 | 1.46 | 1.46 | 1.48 | 1.55 | Pessimistic | Afghanistan | AFG | 2022-01-02 | v8 | TRUE
https://raw.githubusercontent.com/mrc-ide/global-lmic-reports/master/AFG/projections.csv | 2021-03-24 | Reff | 1.36 | 1.39 | 1.42 | 1.42 | 1.44 | 1.51 | Pessimistic | Afghanistan | AFG | 2022-01-02 | v8 | TRUE
https://raw.githubusercontent.com/mrc-ide/global-lmic-reports/master/AFG/projections.csv | 2021-03-24 | infections | 1695 | 1841.03 | 1985.49 | 1988.5 | 2107.04 | 2338.26 | Relax Interventions 50% | Afghanistan | AFG | 2022-01-02 | v8 | TRUE
https://raw.githubusercontent.com/mrc-ide/global-lmic-reports/master/AFG/projections.csv | 2021-03-24 | deaths | 1.5 | 1.68 | 1.73 | 1.76 | 1.83 | 2.03 | Relax Interventions 50% | Afghanistan | AFG | 2022-01-02 | v8 | TRUE
https://raw.githubusercontent.com/mrc-ide/global-lmic-reports/master/AFG/projections.csv | 2021-03-24 | hospital_demand | 68.71 | 75.45 | 78.28 | 79.23 | 82.56 | 91.35 | Relax Interventions 50% | Afghanistan | AFG | 2022-01-02 | v8 | TRUE
https://raw.githubusercontent.com/mrc-ide/global-lmic-reports/master/AFG/projections.csv | 2021-03-24 | ICU_demand | 24.86 | 27.46 | 28.33 | 28.82 | 29.98 | 33.17 | Relax Interventions 50% | Afghanistan | AFG | 2022-01-02 | v8 | TRUE
https://raw.githubusercontent.com/mrc-ide/global-lmic-reports/master/AFG/projections.csv | 2021-03-24 | hospital_incidence | 10.06 | 10.65 | 11.34 | 11.35 | 11.89 | 13.26 | Relax Interventions 50% | Afghanistan | AFG | 2022-01-02 | v8 | TRUE
https://raw.githubusercontent.com/mrc-ide/global-lmic-reports/master/AFG/projections.csv | 2021-03-24 | ICU_incidence | 2.9 | 3.07 | 3.27 | 3.27 | 3.42 | 3.82 | Relax Interventions 50% | Afghanistan | AFG | 2022-01-02 | v8 | TRUE
https://raw.githubusercontent.com/mrc-ide/global-lmic-reports/master/AFG/projections.csv | 2021-03-24 | prevalence | 9430.58 | 10132.25 | 10990.39 | 10882.24 | 11538.28 | 12823.41 | Relax Interventions 50% | Afghanistan | AFG | 2022-01-02 | v8 | TRUE
https://raw.githubusercontent.com/mrc-ide/global-lmic-reports/master/AFG/projections.csv | 2021-03-24 | cumulative_infections | 1057496.47 | 1094739.05 | 1130439.22 | 1133528.38 | 1152061.9 | 1251470.99 | Relax Interventions 50% | Afghanistan | AFG | 2022-01-02 | v8 | TRUE
https://raw.githubusercontent.com/mrc-ide/global-lmic-reports/master/AFG/projections.csv | 2021-03-24 | cumulative_deaths | 2243.41 | 2336.69 | 2416.08 | 2422.32 | 2463.11 | 2698.32 | Relax Interventions 50% | Afghanistan | AFG | 2022-01-02 | v8 | TRUE
https://raw.githubusercontent.com/mrc-ide/global-lmic-reports/master/AFG/projections.csv | 2021-03-24 | Rt | 1.39 | 1.43 | 1.46 | 1.46 | 1.48 | 1.55 | Relax Interventions 50% | Afghanistan | AFG | 2022-01-02 | v8 | TRUE
https://raw.githubusercontent.com/mrc-ide/global-lmic-reports/master/AFG/projections.csv | 2021-03-24 | Reff | 1.36 | 1.39 | 1.42 | 1.42 | 1.44 | 1.51 | Relax Interventions 50% | Afghanistan | AFG | 2022-01-02 | v8 | TRUE
https://raw.githubusercontent.com/mrc-ide/global-lmic-reports/master/AFG/projections.csv | 2021-03-24 | infections | 1758.37 | 1882.09 | 1989.65 | 1996.99 | 2089.23 | 2286.18 | Surged Additional 50% Reduction | Afghanistan | AFG | 2022-01-02 | v8 | TRUE
https://raw.githubusercontent.com/mrc-ide/global-lmic-reports/master/AFG/projections.csv | 2021-03-24 | deaths | 1.6 | 1.66 | 1.75 | 1.76 | 1.83 | 1.95 | Surged Additional 50% Reduction | Afghanistan | AFG | 2022-01-02 | v8 | TRUE
https://raw.githubusercontent.com/mrc-ide/global-lmic-reports/master/AFG/projections.csv | 2021-03-24 | hospital_demand | 72.25 | 75.38 | 78.24 | 79.19 | 82.22 | 88.54 | Surged Additional 50% Reduction | Afghanistan | AFG | 2022-01-02 | v8 | TRUE
https://raw.githubusercontent.com/mrc-ide/global-lmic-reports/master/AFG/projections.csv | 2021-03-24 | ICU_demand | 26.26 | 27.3 | 28.51 | 28.78 | 29.9 | 32.05 | Surged Additional 50% Reduction | Afghanistan | AFG | 2022-01-02 | v8 | TRUE
https://raw.githubusercontent.com/mrc-ide/global-lmic-reports/master/AFG/projections.csv | 2021-03-24 | hospital_incidence | 10.36 | 10.87 | 11.25 | 11.38 | 11.8 | 12.94 | Surged Additional 50% Reduction | Afghanistan | AFG | 2022-01-02 | v8 | TRUE
https://raw.githubusercontent.com/mrc-ide/global-lmic-reports/master/AFG/projections.csv | 2021-03-24 | ICU_incidence | 2.98 | 3.13 | 3.24 | 3.28 | 3.4 | 3.73 | Surged Additional 50% Reduction | Afghanistan | AFG | 2022-01-02 | v8 | TRUE
https://raw.githubusercontent.com/mrc-ide/global-lmic-reports/master/AFG/projections.csv | 2021-03-24 | prevalence | 9750.99 | 10398.09 | 10941.99 | 10931.67 | 11413.37 | 12491.11 | Surged Additional 50% Reduction | Afghanistan | AFG | 2022-01-02 | v8 | TRUE
https://raw.githubusercontent.com/mrc-ide/global-lmic-reports/master/AFG/projections.csv | 2021-03-24 | cumulative_infections | 1050357.9 | 1094018.77 | 1123435.85 | 1122106.33 | 1150753.19 | 1202686.28 | Surged Additional 50% Reduction | Afghanistan | AFG | 2022-01-02 | v8 | TRUE
https://raw.githubusercontent.com/mrc-ide/global-lmic-reports/master/AFG/projections.csv | 2021-03-24 | cumulative_deaths | 2226.27 | 2322.99 | 2385.11 | 2383.75 | 2444.56 | 2557.34 | Surged Additional 50% Reduction | Afghanistan | AFG | 2022-01-02 | v8 | TRUE
https://raw.githubusercontent.com/mrc-ide/global-lmic-reports/master/AFG/projections.csv | 2021-03-24 | Rt | 1.41 | 1.43 | 1.46 | 1.46 | 1.49 | 1.53 | Surged Additional 50% Reduction | Afghanistan | AFG | 2022-01-02 | v8 | TRUE
https://raw.githubusercontent.com/mrc-ide/global-lmic-reports/master/AFG/projections.csv | 2021-03-24 | Reff | 1.37 | 1.39 | 1.42 | 1.42 | 1.45 | 1.49 | Surged Additional 50% Reduction | Afghanistan | AFG | 2022-01-02 | v8 | TRUE
https://raw.githubusercontent.com/mrc-ide/global-lmic-reports/master/AFG/projections.csv | 2021-03-24 | infections | 1758.37 | 1882.09 | 1989.65 | 1996.99 | 2089.23 | 2286.18 | Surged Maintain Status Quo | Afghanistan | AFG | 2022-01-02 | v8 | TRUE
https://raw.githubusercontent.com/mrc-ide/global-lmic-reports/master/AFG/projections.csv | 2021-03-24 | deaths | 1.6 | 1.66 | 1.75 | 1.76 | 1.83 | 1.95 | Surged Maintain Status Quo | Afghanistan | AFG | 2022-01-02 | v8 | TRUE
https://raw.githubusercontent.com/mrc-ide/global-lmic-reports/master/AFG/projections.csv | 2021-03-24 | hospital_demand | 72.25 | 75.38 | 78.24 | 79.19 | 82.22 | 88.54 | Surged Maintain Status Quo | Afghanistan | AFG | 2022-01-02 | v8 | TRUE
https://raw.githubusercontent.com/mrc-ide/global-lmic-reports/master/AFG/projections.csv | 2021-03-24 | ICU_demand | 26.26 | 27.3 | 28.51 | 28.78 | 29.9 | 32.05 | Surged Maintain Status Quo | Afghanistan | AFG | 2022-01-02 | v8 | TRUE
https://raw.githubusercontent.com/mrc-ide/global-lmic-reports/master/AFG/projections.csv | 2021-03-24 | hospital_incidence | 10.36 | 10.87 | 11.25 | 11.38 | 11.8 | 12.94 | Surged Maintain Status Quo | Afghanistan | AFG | 2022-01-02 | v8 | TRUE
https://raw.githubusercontent.com/mrc-ide/global-lmic-reports/master/AFG/projections.csv | 2021-03-24 | ICU_incidence | 2.98 | 3.13 | 3.24 | 3.28 | 3.4 | 3.73 | Surged Maintain Status Quo | Afghanistan | AFG | 2022-01-02 | v8 | TRUE
https://raw.githubusercontent.com/mrc-ide/global-lmic-reports/master/AFG/projections.csv | 2021-03-24 | prevalence | 9750.99 | 10398.09 | 10941.99 | 10931.67 | 11413.37 | 12491.11 | Surged Maintain Status Quo | Afghanistan | AFG | 2022-01-02 | v8 | TRUE
https://raw.githubusercontent.com/mrc-ide/global-lmic-reports/master/AFG/projections.csv | 2021-03-24 | cumulative_infections | 1050357.9 | 1094018.77 | 1123435.85 | 1122106.33 | 1150753.19 | 1202686.28 | Surged Maintain Status Quo | Afghanistan | AFG | 2022-01-02 | v8 | TRUE
https://raw.githubusercontent.com/mrc-ide/global-lmic-reports/master/AFG/projections.csv | 2021-03-24 | cumulative_deaths | 2226.27 | 2322.99 | 2385.11 | 2383.75 | 2444.56 | 2557.34 | Surged Maintain Status Quo | Afghanistan | AFG | 2022-01-02 | v8 | TRUE
https://raw.githubusercontent.com/mrc-ide/global-lmic-reports/master/AFG/projections.csv | 2021-03-24 | Rt | 1.41 | 1.43 | 1.46 | 1.46 | 1.49 | 1.53 | Surged Maintain Status Quo | Afghanistan | AFG | 2022-01-02 | v8 | TRUE
https://raw.githubusercontent.com/mrc-ide/global-lmic-reports/master/AFG/projections.csv | 2021-03-24 | Reff | 1.37 | 1.39 | 1.42 | 1.42 | 1.45 | 1.49 | Surged Maintain Status Quo | Afghanistan | AFG | 2022-01-02 | v8 | TRUE
https://raw.githubusercontent.com/mrc-ide/global-lmic-reports/master/AFG/projections.csv | 2021-03-24 | infections | 1758.37 | 1882.09 | 1989.65 | 1996.99 | 2089.23 | 2286.18 | Surged Optimistic | Afghanistan | AFG | 2022-01-02 | v8 | TRUE
https://raw.githubusercontent.com/mrc-ide/global-lmic-reports/master/AFG/projections.csv | 2021-03-24 | deaths | 1.6 | 1.66 | 1.75 | 1.76 | 1.83 | 1.95 | Surged Optimistic | Afghanistan | AFG | 2022-01-02 | v8 | TRUE
https://raw.githubusercontent.com/mrc-ide/global-lmic-reports/master/AFG/projections.csv | 2021-03-24 | hospital_demand | 72.25 | 75.38 | 78.24 | 79.19 | 82.22 | 88.54 | Surged Optimistic | Afghanistan | AFG | 2022-01-02 | v8 | TRUE
https://raw.githubusercontent.com/mrc-ide/global-lmic-reports/master/AFG/projections.csv | 2021-03-24 | ICU_demand | 26.26 | 27.3 | 28.51 | 28.78 | 29.9 | 32.05 | Surged Optimistic | Afghanistan | AFG | 2022-01-02 | v8 | TRUE
https://raw.githubusercontent.com/mrc-ide/global-lmic-reports/master/AFG/projections.csv | 2021-03-24 | hospital_incidence | 10.36 | 10.87 | 11.25 | 11.38 | 11.8 | 12.94 | Surged Optimistic | Afghanistan | AFG | 2022-01-02 | v8 | TRUE
https://raw.githubusercontent.com/mrc-ide/global-lmic-reports/master/AFG/projections.csv | 2021-03-24 | ICU_incidence | 2.98 | 3.13 | 3.24 | 3.28 | 3.4 | 3.73 | Surged Optimistic | Afghanistan | AFG | 2022-01-02 | v8 | TRUE
https://raw.githubusercontent.com/mrc-ide/global-lmic-reports/master/AFG/projections.csv | 2021-03-24 | prevalence | 9750.99 | 10398.09 | 10941.99 | 10931.67 | 11413.37 | 12491.11 | Surged Optimistic | Afghanistan | AFG | 2022-01-02 | v8 | TRUE
https://raw.githubusercontent.com/mrc-ide/global-lmic-reports/master/AFG/projections.csv | 2021-03-24 | cumulative_infections | 1050357.9 | 1094018.77 | 1123435.85 | 1122106.33 | 1150753.19 | 1202686.28 | Surged Optimistic | Afghanistan | AFG | 2022-01-02 | v8 | TRUE
https://raw.githubusercontent.com/mrc-ide/global-lmic-reports/master/AFG/projections.csv | 2021-03-24 | cumulative_deaths | 2226.27 | 2322.99 | 2385.11 | 2383.75 | 2444.56 | 2557.34 | Surged Optimistic | Afghanistan | AFG | 2022-01-02 | v8 | TRUE
https://raw.githubusercontent.com/mrc-ide/global-lmic-reports/master/AFG/projections.csv | 2021-03-24 | Rt | 1.41 | 1.43 | 1.46 | 1.46 | 1.49 | 1.53 | Surged Optimistic | Afghanistan | AFG | 2022-01-02 | v8 | TRUE
https://raw.githubusercontent.com/mrc-ide/global-lmic-reports/master/AFG/projections.csv | 2021-03-24 | Reff | 1.37 | 1.39 | 1.42 | 1.42 | 1.45 | 1.49 | Surged Optimistic | Afghanistan | AFG | 2022-01-02 | v8 | TRUE
https://raw.githubusercontent.com/mrc-ide/global-lmic-reports/master/AFG/projections.csv | 2021-03-24 | infections | 1758.37 | 1882.09 | 1989.65 | 1996.99 | 2089.23 | 2286.18 | Surged Pessimistic | Afghanistan | AFG | 2022-01-02 | v8 | TRUE
https://raw.githubusercontent.com/mrc-ide/global-lmic-reports/master/AFG/projections.csv | 2021-03-24 | deaths | 1.6 | 1.66 | 1.75 | 1.76 | 1.83 | 1.95 | Surged Pessimistic | Afghanistan | AFG | 2022-01-02 | v8 | TRUE
https://raw.githubusercontent.com/mrc-ide/global-lmic-reports/master/AFG/projections.csv | 2021-03-24 | hospital_demand | 72.25 | 75.38 | 78.24 | 79.19 | 82.22 | 88.54 | Surged Pessimistic | Afghanistan | AFG | 2022-01-02 | v8 | TRUE
https://raw.githubusercontent.com/mrc-ide/global-lmic-reports/master/AFG/projections.csv | 2021-03-24 | ICU_demand | 26.26 | 27.3 | 28.51 | 28.78 | 29.9 | 32.05 | Surged Pessimistic | Afghanistan | AFG | 2022-01-02 | v8 | TRUE
https://raw.githubusercontent.com/mrc-ide/global-lmic-reports/master/AFG/projections.csv | 2021-03-24 | hospital_incidence | 10.36 | 10.87 | 11.25 | 11.38 | 11.8 | 12.94 | Surged Pessimistic | Afghanistan | AFG | 2022-01-02 | v8 | TRUE
https://raw.githubusercontent.com/mrc-ide/global-lmic-reports/master/AFG/projections.csv | 2021-03-24 | ICU_incidence | 2.98 | 3.13 | 3.24 | 3.28 | 3.4 | 3.73 | Surged Pessimistic | Afghanistan | AFG | 2022-01-02 | v8 | TRUE
https://raw.githubusercontent.com/mrc-ide/global-lmic-reports/master/AFG/projections.csv | 2021-03-24 | prevalence | 9750.99 | 10398.09 | 10941.99 | 10931.67 | 11413.37 | 12491.11 | Surged Pessimistic | Afghanistan | AFG | 2022-01-02 | v8 | TRUE
https://raw.githubusercontent.com/mrc-ide/global-lmic-reports/master/AFG/projections.csv | 2021-03-24 | cumulative_infections | 1050357.9 | 1094018.77 | 1123435.85 | 1122106.33 | 1150753.19 | 1202686.28 | Surged Pessimistic | Afghanistan | AFG | 2022-01-02 | v8 | TRUE
https://raw.githubusercontent.com/mrc-ide/global-lmic-reports/master/AFG/projections.csv | 2021-03-24 | cumulative_deaths | 2226.27 | 2322.99 | 2385.11 | 2383.75 | 2444.56 | 2557.34 | Surged Pessimistic | Afghanistan | AFG | 2022-01-02 | v8 | TRUE
https://raw.githubusercontent.com/mrc-ide/global-lmic-reports/master/AFG/projections.csv | 2021-03-24 | Rt | 1.41 | 1.43 | 1.46 | 1.46 | 1.49 | 1.53 | Surged Pessimistic | Afghanistan | AFG | 2022-01-02 | v8 | TRUE
https://raw.githubusercontent.com/mrc-ide/global-lmic-reports/master/AFG/projections.csv | 2021-03-24 | Reff | 1.37 | 1.39 | 1.42 | 1.42 | 1.45 | 1.49 | Surged Pessimistic | Afghanistan | AFG | 2022-01-02 | v8 | TRUE
https://raw.githubusercontent.com/mrc-ide/global-lmic-reports/master/AFG/projections.csv | 2021-03-24 | infections | 1758.37 | 1882.09 | 1989.65 | 1996.99 | 2089.23 | 2286.18 | Surged Relax Interventions 50% | Afghanistan | AFG | 2022-01-02 | v8 | TRUE
https://raw.githubusercontent.com/mrc-ide/global-lmic-reports/master/AFG/projections.csv | 2021-03-24 | deaths | 1.6 | 1.66 | 1.75 | 1.76 | 1.83 | 1.95 | Surged Relax Interventions 50% | Afghanistan | AFG | 2022-01-02 | v8 | TRUE
https://raw.githubusercontent.com/mrc-ide/global-lmic-reports/master/AFG/projections.csv | 2021-03-24 | hospital_demand | 72.25 | 75.38 | 78.24 | 79.19 | 82.22 | 88.54 | Surged Relax Interventions 50% | Afghanistan | AFG | 2022-01-02 | v8 | TRUE
https://raw.githubusercontent.com/mrc-ide/global-lmic-reports/master/AFG/projections.csv | 2021-03-24 | ICU_demand | 26.26 | 27.3 | 28.51 | 28.78 | 29.9 | 32.05 | Surged Relax Interventions 50% | Afghanistan | AFG | 2022-01-02 | v8 | TRUE
https://raw.githubusercontent.com/mrc-ide/global-lmic-reports/master/AFG/projections.csv | 2021-03-24 | hospital_incidence | 10.36 | 10.87 | 11.25 | 11.38 | 11.8 | 12.94 | Surged Relax Interventions 50% | Afghanistan | AFG | 2022-01-02 | v8 | TRUE
https://raw.githubusercontent.com/mrc-ide/global-lmic-reports/master/AFG/projections.csv | 2021-03-24 | ICU_incidence | 2.98 | 3.13 | 3.24 | 3.28 | 3.4 | 3.73 | Surged Relax Interventions 50% | Afghanistan | AFG | 2022-01-02 | v8 | TRUE
https://raw.githubusercontent.com/mrc-ide/global-lmic-reports/master/AFG/projections.csv | 2021-03-24 | prevalence | 9750.99 | 10398.09 | 10941.99 | 10931.67 | 11413.37 | 12491.11 | Surged Relax Interventions 50% | Afghanistan | AFG | 2022-01-02 | v8 | TRUE
https://raw.githubusercontent.com/mrc-ide/global-lmic-reports/master/AFG/projections.csv | 2021-03-24 | cumulative_infections | 1050357.9 | 1094018.77 | 1123435.85 | 1122106.33 | 1150753.19 | 1202686.28 | Surged Relax Interventions 50% | Afghanistan | AFG | 2022-01-02 | v8 | TRUE
https://raw.githubusercontent.com/mrc-ide/global-lmic-reports/master/AFG/projections.csv | 2021-03-24 | cumulative_deaths | 2226.27 | 2322.99 | 2385.11 | 2383.75 | 2444.56 | 2557.34 | Surged Relax Interventions 50% | Afghanistan | AFG | 2022-01-02 | v8 | TRUE
https://raw.githubusercontent.com/mrc-ide/global-lmic-reports/master/AFG/projections.csv | 2021-03-24 | Rt | 1.41 | 1.43 | 1.46 | 1.46 | 1.49 | 1.53 | Surged Relax Interventions 50% | Afghanistan | AFG | 2022-01-02 | v8 | TRUE
https://raw.githubusercontent.com/mrc-ide/global-lmic-reports/master/AFG/projections.csv | 2021-03-24 | Reff | 1.37 | 1.39 | 1.42 | 1.42 | 1.45 | 1.49 | Surged Relax Interventions 50% | Afghanistan | AFG | 2022-01-02 | v8 | TRUE
https://raw.githubusercontent.com/mrc-ide/global-lmic-reports/master/AFG/projections.csv | 2021-03-25 | infections | 1775.64 | 1931.05 | 2083.91 | 2093.76 | 2227.7 | 2469.15 | Additional 50% Reduction | Afghanistan | AFG | 2022-01-02 | v8 | TRUE
https://raw.githubusercontent.com/mrc-ide/global-lmic-reports/master/AFG/projections.csv | 2021-03-25 | deaths | 1.58 | 1.76 | 1.81 | 1.84 | 1.91 | 2.12 | Additional 50% Reduction | Afghanistan | AFG | 2022-01-02 | v8 | TRUE
https://raw.githubusercontent.com/mrc-ide/global-lmic-reports/master/AFG/projections.csv | 2021-03-25 | hospital_demand | 72.6 | 78.68 | 82.18 | 83.04 | 86.63 | 95.98 | Additional 50% Reduction | Afghanistan | AFG | 2022-01-02 | v8 | TRUE
https://raw.githubusercontent.com/mrc-ide/global-lmic-reports/master/AFG/projections.csv | 2021-03-25 | ICU_demand | 26.18 | 28.7 | 29.72 | 30.15 | 31.39 | 34.68 | Additional 50% Reduction | Afghanistan | AFG | 2022-01-02 | v8 | TRUE
https://raw.githubusercontent.com/mrc-ide/global-lmic-reports/master/AFG/projections.csv | 2021-03-25 | hospital_incidence | 10.49 | 11.14 | 11.98 | 11.89 | 12.44 | 13.93 | Additional 50% Reduction | Afghanistan | AFG | 2022-01-02 | v8 | TRUE
https://raw.githubusercontent.com/mrc-ide/global-lmic-reports/master/AFG/projections.csv | 2021-03-25 | ICU_incidence | 3.03 | 3.21 | 3.46 | 3.43 | 3.59 | 4.02 | Additional 50% Reduction | Afghanistan | AFG | 2022-01-02 | v8 | TRUE
https://raw.githubusercontent.com/mrc-ide/global-lmic-reports/master/AFG/projections.csv | 2021-03-25 | prevalence | 9903.56 | 10709.08 | 11584.88 | 11507.01 | 12210.84 | 13584.35 | Additional 50% Reduction | Afghanistan | AFG | 2022-01-02 | v8 | TRUE
https://raw.githubusercontent.com/mrc-ide/global-lmic-reports/master/AFG/projections.csv | 2021-03-25 | cumulative_infections | 1059820.1 | 1096767.36 | 1132678.5 | 1135622.14 | 1154352.33 | 1253823.58 | Additional 50% Reduction | Afghanistan | AFG | 2022-01-02 | v8 | TRUE
https://raw.githubusercontent.com/mrc-ide/global-lmic-reports/master/AFG/projections.csv | 2021-03-25 | cumulative_deaths | 2245.19 | 2338.43 | 2417.93 | 2424.16 | 2465.15 | 2700.14 | Additional 50% Reduction | Afghanistan | AFG | 2022-01-02 | v8 | TRUE
https://raw.githubusercontent.com/mrc-ide/global-lmic-reports/master/AFG/projections.csv | 2021-03-25 | Rt | 1.37 | 1.4 | 1.43 | 1.43 | 1.45 | 1.52 | Additional 50% Reduction | Afghanistan | AFG | 2022-01-02 | v8 | TRUE
https://raw.githubusercontent.com/mrc-ide/global-lmic-reports/master/AFG/projections.csv | 2021-03-25 | Reff | 1.33 | 1.36 | 1.39 | 1.39 | 1.41 | 1.48 | Additional 50% Reduction | Afghanistan | AFG | 2022-01-02 | v8 | TRUE
https://raw.githubusercontent.com/mrc-ide/global-lmic-reports/master/AFG/projections.csv | 2021-03-25 | infections | 1775.64 | 1931.05 | 2083.91 | 2093.76 | 2227.7 | 2469.15 | Maintain Status Quo | Afghanistan | AFG | 2022-01-02 | v8 | TRUE
https://raw.githubusercontent.com/mrc-ide/global-lmic-reports/master/AFG/projections.csv | 2021-03-25 | deaths | 1.58 | 1.76 | 1.81 | 1.84 | 1.91 | 2.12 | Maintain Status Quo | Afghanistan | AFG | 2022-01-02 | v8 | TRUE
https://raw.githubusercontent.com/mrc-ide/global-lmic-reports/master/AFG/projections.csv | 2021-03-25 | hospital_demand | 72.6 | 78.68 | 82.18 | 83.04 | 86.63 | 95.98 | Maintain Status Quo | Afghanistan | AFG | 2022-01-02 | v8 | TRUE
https://raw.githubusercontent.com/mrc-ide/global-lmic-reports/master/AFG/projections.csv | 2021-03-25 | ICU_demand | 26.18 | 28.7 | 29.72 | 30.15 | 31.39 | 34.68 | Maintain Status Quo | Afghanistan | AFG | 2022-01-02 | v8 | TRUE
https://raw.githubusercontent.com/mrc-ide/global-lmic-reports/master/AFG/projections.csv | 2021-03-25 | hospital_incidence | 10.49 | 11.14 | 11.98 | 11.89 | 12.44 | 13.93 | Maintain Status Quo | Afghanistan | AFG | 2022-01-02 | v8 | TRUE
https://raw.githubusercontent.com/mrc-ide/global-lmic-reports/master/AFG/projections.csv | 2021-03-25 | ICU_incidence | 3.03 | 3.21 | 3.46 | 3.43 | 3.59 | 4.02 | Maintain Status Quo | Afghanistan | AFG | 2022-01-02 | v8 | TRUE
https://raw.githubusercontent.com/mrc-ide/global-lmic-reports/master/AFG/projections.csv | 2021-03-25 | prevalence | 9903.56 | 10709.08 | 11584.88 | 11507.01 | 12210.84 | 13584.35 | Maintain Status Quo | Afghanistan | AFG | 2022-01-02 | v8 | TRUE
https://raw.githubusercontent.com/mrc-ide/global-lmic-reports/master/AFG/projections.csv | 2021-03-25 | cumulative_infections | 1059820.1 | 1096767.36 | 1132678.5 | 1135622.14 | 1154352.33 | 1253823.58 | Maintain Status Quo | Afghanistan | AFG | 2022-01-02 | v8 | TRUE
https://raw.githubusercontent.com/mrc-ide/global-lmic-reports/master/AFG/projections.csv | 2021-03-25 | cumulative_deaths | 2245.19 | 2338.43 | 2417.93 | 2424.16 | 2465.15 | 2700.14 | Maintain Status Quo | Afghanistan | AFG | 2022-01-02 | v8 | TRUE
https://raw.githubusercontent.com/mrc-ide/global-lmic-reports/master/AFG/projections.csv | 2021-03-25 | Rt | 1.37 | 1.4 | 1.43 | 1.43 | 1.45 | 1.52 | Maintain Status Quo | Afghanistan | AFG | 2022-01-02 | v8 | TRUE
https://raw.githubusercontent.com/mrc-ide/global-lmic-reports/master/AFG/projections.csv | 2021-03-25 | Reff | 1.33 | 1.36 | 1.39 | 1.39 | 1.41 | 1.48 | Maintain Status Quo | Afghanistan | AFG | 2022-01-02 | v8 | TRUE
https://raw.githubusercontent.com/mrc-ide/global-lmic-reports/master/AFG/projections.csv | 2021-03-25 | infections | 1775.64 | 1931.05 | 2083.91 | 2093.76 | 2227.7 | 2469.15 | Optimistic | Afghanistan | AFG | 2022-01-02 | v8 | TRUE
https://raw.githubusercontent.com/mrc-ide/global-lmic-reports/master/AFG/projections.csv | 2021-03-25 | deaths | 1.58 | 1.76 | 1.81 | 1.84 | 1.91 | 2.12 | Optimistic | Afghanistan | AFG | 2022-01-02 | v8 | TRUE
https://raw.githubusercontent.com/mrc-ide/global-lmic-reports/master/AFG/projections.csv | 2021-03-25 | hospital_demand | 72.6 | 78.68 | 82.18 | 83.04 | 86.63 | 95.98 | Optimistic | Afghanistan | AFG | 2022-01-02 | v8 | TRUE
https://raw.githubusercontent.com/mrc-ide/global-lmic-reports/master/AFG/projections.csv | 2021-03-25 | ICU_demand | 26.18 | 28.7 | 29.72 | 30.15 | 31.39 | 34.68 | Optimistic | Afghanistan | AFG | 2022-01-02 | v8 | TRUE
https://raw.githubusercontent.com/mrc-ide/global-lmic-reports/master/AFG/projections.csv | 2021-03-25 | hospital_incidence | 10.49 | 11.14 | 11.98 | 11.89 | 12.44 | 13.93 | Optimistic | Afghanistan | AFG | 2022-01-02 | v8 | TRUE
https://raw.githubusercontent.com/mrc-ide/global-lmic-reports/master/AFG/projections.csv | 2021-03-25 | ICU_incidence | 3.03 | 3.21 | 3.46 | 3.43 | 3.59 | 4.02 | Optimistic | Afghanistan | AFG | 2022-01-02 | v8 | TRUE
https://raw.githubusercontent.com/mrc-ide/global-lmic-reports/master/AFG/projections.csv | 2021-03-25 | prevalence | 9903.56 | 10709.08 | 11584.88 | 11507.01 | 12210.84 | 13584.35 | Optimistic | Afghanistan | AFG | 2022-01-02 | v8 | TRUE
https://raw.githubusercontent.com/mrc-ide/global-lmic-reports/master/AFG/projections.csv | 2021-03-25 | cumulative_infections | 1059820.1 | 1096767.36 | 1132678.5 | 1135622.14 | 1154352.33 | 1253823.58 | Optimistic | Afghanistan | AFG | 2022-01-02 | v8 | TRUE
https://raw.githubusercontent.com/mrc-ide/global-lmic-reports/master/AFG/projections.csv | 2021-03-25 | cumulative_deaths | 2245.19 | 2338.43 | 2417.93 | 2424.16 | 2465.15 | 2700.14 | Optimistic | Afghanistan | AFG | 2022-01-02 | v8 | TRUE
https://raw.githubusercontent.com/mrc-ide/global-lmic-reports/master/AFG/projections.csv | 2021-03-25 | Rt | 1.37 | 1.4 | 1.43 | 1.43 | 1.45 | 1.52 | Optimistic | Afghanistan | AFG | 2022-01-02 | v8 | TRUE
https://raw.githubusercontent.com/mrc-ide/global-lmic-reports/master/AFG/projections.csv | 2021-03-25 | Reff | 1.33 | 1.36 | 1.39 | 1.39 | 1.41 | 1.48 | Optimistic | Afghanistan | AFG | 2022-01-02 | v8 | TRUE
https://raw.githubusercontent.com/mrc-ide/global-lmic-reports/master/AFG/projections.csv | 2021-03-25 | infections | 1775.64 | 1931.05 | 2083.91 | 2093.76 | 2227.7 | 2469.15 | Pessimistic | Afghanistan | AFG | 2022-01-02 | v8 | TRUE
https://raw.githubusercontent.com/mrc-ide/global-lmic-reports/master/AFG/projections.csv | 2021-03-25 | deaths | 1.58 | 1.76 | 1.81 | 1.84 | 1.91 | 2.12 | Pessimistic | Afghanistan | AFG | 2022-01-02 | v8 | TRUE
https://raw.githubusercontent.com/mrc-ide/global-lmic-reports/master/AFG/projections.csv | 2021-03-25 | hospital_demand | 72.6 | 78.68 | 82.18 | 83.04 | 86.63 | 95.98 | Pessimistic | Afghanistan | AFG | 2022-01-02 | v8 | TRUE
https://raw.githubusercontent.com/mrc-ide/global-lmic-reports/master/AFG/projections.csv | 2021-03-25 | ICU_demand | 26.18 | 28.7 | 29.72 | 30.15 | 31.39 | 34.68 | Pessimistic | Afghanistan | AFG | 2022-01-02 | v8 | TRUE
https://raw.githubusercontent.com/mrc-ide/global-lmic-reports/master/AFG/projections.csv | 2021-03-25 | hospital_incidence | 10.49 | 11.14 | 11.98 | 11.89 | 12.44 | 13.93 | Pessimistic | Afghanistan | AFG | 2022-01-02 | v8 | TRUE
https://raw.githubusercontent.com/mrc-ide/global-lmic-reports/master/AFG/projections.csv | 2021-03-25 | ICU_incidence | 3.03 | 3.21 | 3.46 | 3.43 | 3.59 | 4.02 | Pessimistic | Afghanistan | AFG | 2022-01-02 | v8 | TRUE
https://raw.githubusercontent.com/mrc-ide/global-lmic-reports/master/AFG/projections.csv | 2021-03-25 | prevalence | 9903.56 | 10709.08 | 11584.88 | 11507.01 | 12210.84 | 13584.35 | Pessimistic | Afghanistan | AFG | 2022-01-02 | v8 | TRUE
https://raw.githubusercontent.com/mrc-ide/global-lmic-reports/master/AFG/projections.csv | 2021-03-25 | cumulative_infections | 1059820.1 | 1096767.36 | 1132678.5 | 1135622.14 | 1154352.33 | 1253823.58 | Pessimistic | Afghanistan | AFG | 2022-01-02 | v8 | TRUE
https://raw.githubusercontent.com/mrc-ide/global-lmic-reports/master/AFG/projections.csv | 2021-03-25 | cumulative_deaths | 2245.19 | 2338.43 | 2417.93 | 2424.16 | 2465.15 | 2700.14 | Pessimistic | Afghanistan | AFG | 2022-01-02 | v8 | TRUE
https://raw.githubusercontent.com/mrc-ide/global-lmic-reports/master/AFG/projections.csv | 2021-03-25 | Rt | 1.37 | 1.4 | 1.43 | 1.43 | 1.45 | 1.52 | Pessimistic | Afghanistan | AFG | 2022-01-02 | v8 | TRUE
https://raw.githubusercontent.com/mrc-ide/global-lmic-reports/master/AFG/projections.csv | 2021-03-25 | Reff | 1.33 | 1.36 | 1.39 | 1.39 | 1.41 | 1.48 | Pessimistic | Afghanistan | AFG | 2022-01-02 | v8 | TRUE
https://raw.githubusercontent.com/mrc-ide/global-lmic-reports/master/AFG/projections.csv | 2021-03-25 | infections | 1775.64 | 1931.05 | 2083.91 | 2093.76 | 2227.7 | 2469.15 | Relax Interventions 50% | Afghanistan | AFG | 2022-01-02 | v8 | TRUE
https://raw.githubusercontent.com/mrc-ide/global-lmic-reports/master/AFG/projections.csv | 2021-03-25 | deaths | 1.58 | 1.76 | 1.81 | 1.84 | 1.91 | 2.12 | Relax Interventions 50% | Afghanistan | AFG | 2022-01-02 | v8 | TRUE
https://raw.githubusercontent.com/mrc-ide/global-lmic-reports/master/AFG/projections.csv | 2021-03-25 | hospital_demand | 72.6 | 78.68 | 82.18 | 83.04 | 86.63 | 95.98 | Relax Interventions 50% | Afghanistan | AFG | 2022-01-02 | v8 | TRUE
https://raw.githubusercontent.com/mrc-ide/global-lmic-reports/master/AFG/projections.csv | 2021-03-25 | ICU_demand | 26.18 | 28.7 | 29.72 | 30.15 | 31.39 | 34.68 | Relax Interventions 50% | Afghanistan | AFG | 2022-01-02 | v8 | TRUE
https://raw.githubusercontent.com/mrc-ide/global-lmic-reports/master/AFG/projections.csv | 2021-03-25 | hospital_incidence | 10.49 | 11.14 | 11.98 | 11.89 | 12.44 | 13.93 | Relax Interventions 50% | Afghanistan | AFG | 2022-01-02 | v8 | TRUE
https://raw.githubusercontent.com/mrc-ide/global-lmic-reports/master/AFG/projections.csv | 2021-03-25 | ICU_incidence | 3.03 | 3.21 | 3.46 | 3.43 | 3.59 | 4.02 | Relax Interventions 50% | Afghanistan | AFG | 2022-01-02 | v8 | TRUE
https://raw.githubusercontent.com/mrc-ide/global-lmic-reports/master/AFG/projections.csv | 2021-03-25 | prevalence | 9903.56 | 10709.08 | 11584.88 | 11507.01 | 12210.84 | 13584.35 | Relax Interventions 50% | Afghanistan | AFG | 2022-01-02 | v8 | TRUE
https://raw.githubusercontent.com/mrc-ide/global-lmic-reports/master/AFG/projections.csv | 2021-03-25 | cumulative_infections | 1059820.1 | 1096767.36 | 1132678.5 | 1135622.14 | 1154352.33 | 1253823.58 | Relax Interventions 50% | Afghanistan | AFG | 2022-01-02 | v8 | TRUE
https://raw.githubusercontent.com/mrc-ide/global-lmic-reports/master/AFG/projections.csv | 2021-03-25 | cumulative_deaths | 2245.19 | 2338.43 | 2417.93 | 2424.16 | 2465.15 | 2700.14 | Relax Interventions 50% | Afghanistan | AFG | 2022-01-02 | v8 | TRUE
https://raw.githubusercontent.com/mrc-ide/global-lmic-reports/master/AFG/projections.csv | 2021-03-25 | Rt | 1.37 | 1.4 | 1.43 | 1.43 | 1.45 | 1.52 | Relax Interventions 50% | Afghanistan | AFG | 2022-01-02 | v8 | TRUE
https://raw.githubusercontent.com/mrc-ide/global-lmic-reports/master/AFG/projections.csv | 2021-03-25 | Reff | 1.33 | 1.36 | 1.39 | 1.39 | 1.41 | 1.48 | Relax Interventions 50% | Afghanistan | AFG | 2022-01-02 | v8 | TRUE
https://raw.githubusercontent.com/mrc-ide/global-lmic-reports/master/AFG/projections.csv | 2021-03-25 | infections | 1843.4 | 1978.92 | 2086.31 | 2103.05 | 2205.36 | 2408.34 | Surged Additional 50% Reduction | Afghanistan | AFG | 2022-01-02 | v8 | TRUE
https://raw.githubusercontent.com/mrc-ide/global-lmic-reports/master/AFG/projections.csv | 2021-03-25 | deaths | 1.67 | 1.74 | 1.82 | 1.84 | 1.92 | 2.04 | Surged Additional 50% Reduction | Afghanistan | AFG | 2022-01-02 | v8 | TRUE
https://raw.githubusercontent.com/mrc-ide/global-lmic-reports/master/AFG/projections.csv | 2021-03-25 | hospital_demand | 75.91 | 79.21 | 82.02 | 83.04 | 86.34 | 93.13 | Surged Additional 50% Reduction | Afghanistan | AFG | 2022-01-02 | v8 | TRUE
https://raw.githubusercontent.com/mrc-ide/global-lmic-reports/master/AFG/projections.csv | 2021-03-25 | ICU_demand | 27.5 | 28.58 | 29.82 | 30.12 | 31.28 | 33.64 | Surged Additional 50% Reduction | Afghanistan | AFG | 2022-01-02 | v8 | TRUE
https://raw.githubusercontent.com/mrc-ide/global-lmic-reports/master/AFG/projections.csv | 2021-03-25 | hospital_incidence | 10.82 | 11.35 | 11.81 | 11.93 | 12.36 | 13.58 | Surged Additional 50% Reduction | Afghanistan | AFG | 2022-01-02 | v8 | TRUE
https://raw.githubusercontent.com/mrc-ide/global-lmic-reports/master/AFG/projections.csv | 2021-03-25 | ICU_incidence | 3.12 | 3.27 | 3.4 | 3.44 | 3.56 | 3.92 | Surged Additional 50% Reduction | Afghanistan | AFG | 2022-01-02 | v8 | TRUE
https://raw.githubusercontent.com/mrc-ide/global-lmic-reports/master/AFG/projections.csv | 2021-03-25 | prevalence | 10301.56 | 10960.31 | 11572.81 | 11560.29 | 12074.86 | 13264.6 | Surged Additional 50% Reduction | Afghanistan | AFG | 2022-01-02 | v8 | TRUE
https://raw.githubusercontent.com/mrc-ide/global-lmic-reports/master/AFG/projections.csv | 2021-03-25 | cumulative_infections | 1052651.79 | 1096095.89 | 1125657.26 | 1124209.38 | 1152964.47 | 1204811.19 | Surged Additional 50% Reduction | Afghanistan | AFG | 2022-01-02 | v8 | TRUE
https://raw.githubusercontent.com/mrc-ide/global-lmic-reports/master/AFG/projections.csv | 2021-03-25 | cumulative_deaths | 2228.16 | 2324.86 | 2387.11 | 2385.58 | 2446.38 | 2559.17 | Surged Additional 50% Reduction | Afghanistan | AFG | 2022-01-02 | v8 | TRUE
https://raw.githubusercontent.com/mrc-ide/global-lmic-reports/master/AFG/projections.csv | 2021-03-25 | Rt | 1.37 | 1.4 | 1.43 | 1.43 | 1.46 | 1.49 | Surged Additional 50% Reduction | Afghanistan | AFG | 2022-01-02 | v8 | TRUE
https://raw.githubusercontent.com/mrc-ide/global-lmic-reports/master/AFG/projections.csv | 2021-03-25 | Reff | 1.33 | 1.36 | 1.4 | 1.39 | 1.42 | 1.45 | Surged Additional 50% Reduction | Afghanistan | AFG | 2022-01-02 | v8 | TRUE
https://raw.githubusercontent.com/mrc-ide/global-lmic-reports/master/AFG/projections.csv | 2021-03-25 | infections | 1843.4 | 1978.92 | 2086.31 | 2103.05 | 2205.36 | 2408.34 | Surged Maintain Status Quo | Afghanistan | AFG | 2022-01-02 | v8 | TRUE
https://raw.githubusercontent.com/mrc-ide/global-lmic-reports/master/AFG/projections.csv | 2021-03-25 | deaths | 1.67 | 1.74 | 1.82 | 1.84 | 1.92 | 2.04 | Surged Maintain Status Quo | Afghanistan | AFG | 2022-01-02 | v8 | TRUE
https://raw.githubusercontent.com/mrc-ide/global-lmic-reports/master/AFG/projections.csv | 2021-03-25 | hospital_demand | 75.91 | 79.21 | 82.02 | 83.04 | 86.34 | 93.13 | Surged Maintain Status Quo | Afghanistan | AFG | 2022-01-02 | v8 | TRUE
https://raw.githubusercontent.com/mrc-ide/global-lmic-reports/master/AFG/projections.csv | 2021-03-25 | ICU_demand | 27.5 | 28.58 | 29.82 | 30.12 | 31.28 | 33.64 | Surged Maintain Status Quo | Afghanistan | AFG | 2022-01-02 | v8 | TRUE
https://raw.githubusercontent.com/mrc-ide/global-lmic-reports/master/AFG/projections.csv | 2021-03-25 | hospital_incidence | 10.82 | 11.35 | 11.81 | 11.93 | 12.36 | 13.58 | Surged Maintain Status Quo | Afghanistan | AFG | 2022-01-02 | v8 | TRUE
https://raw.githubusercontent.com/mrc-ide/global-lmic-reports/master/AFG/projections.csv | 2021-03-25 | ICU_incidence | 3.12 | 3.27 | 3.4 | 3.44 | 3.56 | 3.92 | Surged Maintain Status Quo | Afghanistan | AFG | 2022-01-02 | v8 | TRUE
https://raw.githubusercontent.com/mrc-ide/global-lmic-reports/master/AFG/projections.csv | 2021-03-25 | prevalence | 10301.56 | 10960.31 | 11572.81 | 11560.29 | 12074.86 | 13264.6 | Surged Maintain Status Quo | Afghanistan | AFG | 2022-01-02 | v8 | TRUE
https://raw.githubusercontent.com/mrc-ide/global-lmic-reports/master/AFG/projections.csv | 2021-03-25 | cumulative_infections | 1052651.79 | 1096095.89 | 1125657.26 | 1124209.38 | 1152964.47 | 1204811.19 | Surged Maintain Status Quo | Afghanistan | AFG | 2022-01-02 | v8 | TRUE
https://raw.githubusercontent.com/mrc-ide/global-lmic-reports/master/AFG/projections.csv | 2021-03-25 | cumulative_deaths | 2228.16 | 2324.86 | 2387.11 | 2385.58 | 2446.38 | 2559.17 | Surged Maintain Status Quo | Afghanistan | AFG | 2022-01-02 | v8 | TRUE
https://raw.githubusercontent.com/mrc-ide/global-lmic-reports/master/AFG/projections.csv | 2021-03-25 | Rt | 1.37 | 1.4 | 1.43 | 1.43 | 1.46 | 1.49 | Surged Maintain Status Quo | Afghanistan | AFG | 2022-01-02 | v8 | TRUE
https://raw.githubusercontent.com/mrc-ide/global-lmic-reports/master/AFG/projections.csv | 2021-03-25 | Reff | 1.33 | 1.36 | 1.4 | 1.39 | 1.42 | 1.45 | Surged Maintain Status Quo | Afghanistan | AFG | 2022-01-02 | v8 | TRUE
https://raw.githubusercontent.com/mrc-ide/global-lmic-reports/master/AFG/projections.csv | 2021-03-25 | infections | 1843.4 | 1978.92 | 2086.31 | 2103.05 | 2205.36 | 2408.34 | Surged Optimistic | Afghanistan | AFG | 2022-01-02 | v8 | TRUE
https://raw.githubusercontent.com/mrc-ide/global-lmic-reports/master/AFG/projections.csv | 2021-03-25 | deaths | 1.67 | 1.74 | 1.82 | 1.84 | 1.92 | 2.04 | Surged Optimistic | Afghanistan | AFG | 2022-01-02 | v8 | TRUE
https://raw.githubusercontent.com/mrc-ide/global-lmic-reports/master/AFG/projections.csv | 2021-03-25 | hospital_demand | 75.91 | 79.21 | 82.02 | 83.04 | 86.34 | 93.13 | Surged Optimistic | Afghanistan | AFG | 2022-01-02 | v8 | TRUE
https://raw.githubusercontent.com/mrc-ide/global-lmic-reports/master/AFG/projections.csv | 2021-03-25 | ICU_demand | 27.5 | 28.58 | 29.82 | 30.12 | 31.28 | 33.64 | Surged Optimistic | Afghanistan | AFG | 2022-01-02 | v8 | TRUE
https://raw.githubusercontent.com/mrc-ide/global-lmic-reports/master/AFG/projections.csv | 2021-03-25 | hospital_incidence | 10.82 | 11.35 | 11.81 | 11.93 | 12.36 | 13.58 | Surged Optimistic | Afghanistan | AFG | 2022-01-02 | v8 | TRUE
https://raw.githubusercontent.com/mrc-ide/global-lmic-reports/master/AFG/projections.csv | 2021-03-25 | ICU_incidence | 3.12 | 3.27 | 3.4 | 3.44 | 3.56 | 3.92 | Surged Optimistic | Afghanistan | AFG | 2022-01-02 | v8 | TRUE
https://raw.githubusercontent.com/mrc-ide/global-lmic-reports/master/AFG/projections.csv | 2021-03-25 | prevalence | 10301.56 | 10960.31 | 11572.81 | 11560.29 | 12074.86 | 13264.6 | Surged Optimistic | Afghanistan | AFG | 2022-01-02 | v8 | TRUE
https://raw.githubusercontent.com/mrc-ide/global-lmic-reports/master/AFG/projections.csv | 2021-03-25 | cumulative_infections | 1052651.79 | 1096095.89 | 1125657.26 | 1124209.38 | 1152964.47 | 1204811.19 | Surged Optimistic | Afghanistan | AFG | 2022-01-02 | v8 | TRUE
https://raw.githubusercontent.com/mrc-ide/global-lmic-reports/master/AFG/projections.csv | 2021-03-25 | cumulative_deaths | 2228.16 | 2324.86 | 2387.11 | 2385.58 | 2446.38 | 2559.17 | Surged Optimistic | Afghanistan | AFG | 2022-01-02 | v8 | TRUE
https://raw.githubusercontent.com/mrc-ide/global-lmic-reports/master/AFG/projections.csv | 2021-03-25 | Rt | 1.37 | 1.4 | 1.43 | 1.43 | 1.46 | 1.49 | Surged Optimistic | Afghanistan | AFG | 2022-01-02 | v8 | TRUE
https://raw.githubusercontent.com/mrc-ide/global-lmic-reports/master/AFG/projections.csv | 2021-03-25 | Reff | 1.33 | 1.36 | 1.4 | 1.39 | 1.42 | 1.45 | Surged Optimistic | Afghanistan | AFG | 2022-01-02 | v8 | TRUE
https://raw.githubusercontent.com/mrc-ide/global-lmic-reports/master/AFG/projections.csv | 2021-03-25 | infections | 1843.4 | 1978.92 | 2086.31 | 2103.05 | 2205.36 | 2408.34 | Surged Pessimistic | Afghanistan | AFG | 2022-01-02 | v8 | TRUE
https://raw.githubusercontent.com/mrc-ide/global-lmic-reports/master/AFG/projections.csv | 2021-03-25 | deaths | 1.67 | 1.74 | 1.82 | 1.84 | 1.92 | 2.04 | Surged Pessimistic | Afghanistan | AFG | 2022-01-02 | v8 | TRUE
https://raw.githubusercontent.com/mrc-ide/global-lmic-reports/master/AFG/projections.csv | 2021-03-25 | hospital_demand | 75.91 | 79.21 | 82.02 | 83.04 | 86.34 | 93.13 | Surged Pessimistic | Afghanistan | AFG | 2022-01-02 | v8 | TRUE
https://raw.githubusercontent.com/mrc-ide/global-lmic-reports/master/AFG/projections.csv | 2021-03-25 | ICU_demand | 27.5 | 28.58 | 29.82 | 30.12 | 31.28 | 33.64 | Surged Pessimistic | Afghanistan | AFG | 2022-01-02 | v8 | TRUE
https://raw.githubusercontent.com/mrc-ide/global-lmic-reports/master/AFG/projections.csv | 2021-03-25 | hospital_incidence | 10.82 | 11.35 | 11.81 | 11.93 | 12.36 | 13.58 | Surged Pessimistic | Afghanistan | AFG | 2022-01-02 | v8 | TRUE
https://raw.githubusercontent.com/mrc-ide/global-lmic-reports/master/AFG/projections.csv | 2021-03-25 | ICU_incidence | 3.12 | 3.27 | 3.4 | 3.44 | 3.56 | 3.92 | Surged Pessimistic | Afghanistan | AFG | 2022-01-02 | v8 | TRUE
https://raw.githubusercontent.com/mrc-ide/global-lmic-reports/master/AFG/projections.csv | 2021-03-25 | prevalence | 10301.56 | 10960.31 | 11572.81 | 11560.29 | 12074.86 | 13264.6 | Surged Pessimistic | Afghanistan | AFG | 2022-01-02 | v8 | TRUE
https://raw.githubusercontent.com/mrc-ide/global-lmic-reports/master/AFG/projections.csv | 2021-03-25 | cumulative_infections | 1052651.79 | 1096095.89 | 1125657.26 | 1124209.38 | 1152964.47 | 1204811.19 | Surged Pessimistic | Afghanistan | AFG | 2022-01-02 | v8 | TRUE
https://raw.githubusercontent.com/mrc-ide/global-lmic-reports/master/AFG/projections.csv | 2021-03-25 | cumulative_deaths | 2228.16 | 2324.86 | 2387.11 | 2385.58 | 2446.38 | 2559.17 | Surged Pessimistic | Afghanistan | AFG | 2022-01-02 | v8 | TRUE
https://raw.githubusercontent.com/mrc-ide/global-lmic-reports/master/AFG/projections.csv | 2021-03-25 | Rt | 1.37 | 1.4 | 1.43 | 1.43 | 1.46 | 1.49 | Surged Pessimistic | Afghanistan | AFG | 2022-01-02 | v8 | TRUE
https://raw.githubusercontent.com/mrc-ide/global-lmic-reports/master/AFG/projections.csv | 2021-03-25 | Reff | 1.33 | 1.36 | 1.4 | 1.39 | 1.42 | 1.45 | Surged Pessimistic | Afghanistan | AFG | 2022-01-02 | v8 | TRUE
https://raw.githubusercontent.com/mrc-ide/global-lmic-reports/master/AFG/projections.csv | 2021-03-25 | infections | 1843.4 | 1978.92 | 2086.31 | 2103.05 | 2205.36 | 2408.34 | Surged Relax Interventions 50% | Afghanistan | AFG | 2022-01-02 | v8 | TRUE
https://raw.githubusercontent.com/mrc-ide/global-lmic-reports/master/AFG/projections.csv | 2021-03-25 | deaths | 1.67 | 1.74 | 1.82 | 1.84 | 1.92 | 2.04 | Surged Relax Interventions 50% | Afghanistan | AFG | 2022-01-02 | v8 | TRUE
https://raw.githubusercontent.com/mrc-ide/global-lmic-reports/master/AFG/projections.csv | 2021-03-25 | hospital_demand | 75.91 | 79.21 | 82.02 | 83.04 | 86.34 | 93.13 | Surged Relax Interventions 50% | Afghanistan | AFG | 2022-01-02 | v8 | TRUE
https://raw.githubusercontent.com/mrc-ide/global-lmic-reports/master/AFG/projections.csv | 2021-03-25 | ICU_demand | 27.5 | 28.58 | 29.82 | 30.12 | 31.28 | 33.64 | Surged Relax Interventions 50% | Afghanistan | AFG | 2022-01-02 | v8 | TRUE
https://raw.githubusercontent.com/mrc-ide/global-lmic-reports/master/AFG/projections.csv | 2021-03-25 | hospital_incidence | 10.82 | 11.35 | 11.81 | 11.93 | 12.36 | 13.58 | Surged Relax Interventions 50% | Afghanistan | AFG | 2022-01-02 | v8 | TRUE
https://raw.githubusercontent.com/mrc-ide/global-lmic-reports/master/AFG/projections.csv | 2021-03-25 | ICU_incidence | 3.12 | 3.27 | 3.4 | 3.44 | 3.56 | 3.92 | Surged Relax Interventions 50% | Afghanistan | AFG | 2022-01-02 | v8 | TRUE
https://raw.githubusercontent.com/mrc-ide/global-lmic-reports/master/AFG/projections.csv | 2021-03-25 | prevalence | 10301.56 | 10960.31 | 11572.81 | 11560.29 | 12074.86 | 13264.6 | Surged Relax Interventions 50% | Afghanistan | AFG | 2022-01-02 | v8 | TRUE
https://raw.githubusercontent.com/mrc-ide/global-lmic-reports/master/AFG/projections.csv | 2021-03-25 | cumulative_infections | 1052651.79 | 1096095.89 | 1125657.26 | 1124209.38 | 1152964.47 | 1204811.19 | Surged Relax Interventions 50% | Afghanistan | AFG | 2022-01-02 | v8 | TRUE
https://raw.githubusercontent.com/mrc-ide/global-lmic-reports/master/AFG/projections.csv | 2021-03-25 | cumulative_deaths | 2228.16 | 2324.86 | 2387.11 | 2385.58 | 2446.38 | 2559.17 | Surged Relax Interventions 50% | Afghanistan | AFG | 2022-01-02 | v8 | TRUE
https://raw.githubusercontent.com/mrc-ide/global-lmic-reports/master/AFG/projections.csv | 2021-03-25 | Rt | 1.37 | 1.4 | 1.43 | 1.43 | 1.46 | 1.49 | Surged Relax Interventions 50% | Afghanistan | AFG | 2022-01-02 | v8 | TRUE
https://raw.githubusercontent.com/mrc-ide/global-lmic-reports/master/AFG/projections.csv | 2021-03-25 | Reff | 1.33 | 1.36 | 1.4 | 1.39 | 1.42 | 1.45 | Surged Relax Interventions 50% | Afghanistan | AFG | 2022-01-02 | v8 | TRUE
https://raw.githubusercontent.com/mrc-ide/global-lmic-reports/master/AFG/projections.csv | 2021-03-26 | infections | 1804.06 | 1979.52 | 2149.18 | 2153.42 | 2306.72 | 2551.49 | Additional 50% Reduction | Afghanistan | AFG | 2022-01-02 | v8 | TRUE
https://raw.githubusercontent.com/mrc-ide/global-lmic-reports/master/AFG/projections.csv | 2021-03-26 | deaths | 1.66 | 1.83 | 1.89 | 1.92 | 2 | 2.22 | Additional 50% Reduction | Afghanistan | AFG | 2022-01-02 | v8 | TRUE
https://raw.githubusercontent.com/mrc-ide/global-lmic-reports/master/AFG/projections.csv | 2021-03-26 | hospital_demand | 76.75 | 82.21 | 86.19 | 87.05 | 90.82 | 100.85 | Additional 50% Reduction | Afghanistan | AFG | 2022-01-02 | v8 | TRUE
https://raw.githubusercontent.com/mrc-ide/global-lmic-reports/master/AFG/projections.csv | 2021-03-26 | ICU_demand | 27.61 | 29.97 | 31.2 | 31.55 | 32.89 | 36.36 | Additional 50% Reduction | Afghanistan | AFG | 2022-01-02 | v8 | TRUE
https://raw.githubusercontent.com/mrc-ide/global-lmic-reports/master/AFG/projections.csv | 2021-03-26 | hospital_incidence | 10.94 | 11.64 | 12.62 | 12.47 | 13.09 | 14.63 | Additional 50% Reduction | Afghanistan | AFG | 2022-01-02 | v8 | TRUE
https://raw.githubusercontent.com/mrc-ide/global-lmic-reports/master/AFG/projections.csv | 2021-03-26 | ICU_incidence | 3.16 | 3.36 | 3.64 | 3.6 | 3.78 | 4.22 | Additional 50% Reduction | Afghanistan | AFG | 2022-01-02 | v8 | TRUE
https://raw.githubusercontent.com/mrc-ide/global-lmic-reports/master/AFG/projections.csv | 2021-03-26 | prevalence | 10368.25 | 11250.51 | 12160.04 | 12116.48 | 12926.32 | 14283.71 | Additional 50% Reduction | Afghanistan | AFG | 2022-01-02 | v8 | TRUE
https://raw.githubusercontent.com/mrc-ide/global-lmic-reports/master/AFG/projections.csv | 2021-03-26 | cumulative_infections | 1062227.4 | 1098843.34 | 1134987.44 | 1137775.56 | 1156709.94 | 1256224.62 | Additional 50% Reduction | Afghanistan | AFG | 2022-01-02 | v8 | TRUE
https://raw.githubusercontent.com/mrc-ide/global-lmic-reports/master/AFG/projections.csv | 2021-03-26 | cumulative_deaths | 2247.06 | 2340.27 | 2419.86 | 2426.08 | 2467.28 | 2702.03 | Additional 50% Reduction | Afghanistan | AFG | 2022-01-02 | v8 | TRUE
https://raw.githubusercontent.com/mrc-ide/global-lmic-reports/master/AFG/projections.csv | 2021-03-26 | Rt | 1.12 | 1.14 | 1.15 | 1.16 | 1.17 | 1.19 | Additional 50% Reduction | Afghanistan | AFG | 2022-01-02 | v8 | TRUE
https://raw.githubusercontent.com/mrc-ide/global-lmic-reports/master/AFG/projections.csv | 2021-03-26 | Reff | 1.09 | 1.11 | 1.12 | 1.12 | 1.14 | 1.16 | Additional 50% Reduction | Afghanistan | AFG | 2022-01-02 | v8 | TRUE
https://raw.githubusercontent.com/mrc-ide/global-lmic-reports/master/AFG/projections.csv | 2021-03-26 | infections | 1804.06 | 1979.52 | 2149.18 | 2153.42 | 2306.72 | 2551.49 | Maintain Status Quo | Afghanistan | AFG | 2022-01-02 | v8 | TRUE
https://raw.githubusercontent.com/mrc-ide/global-lmic-reports/master/AFG/projections.csv | 2021-03-26 | deaths | 1.66 | 1.83 | 1.89 | 1.92 | 2 | 2.22 | Maintain Status Quo | Afghanistan | AFG | 2022-01-02 | v8 | TRUE
https://raw.githubusercontent.com/mrc-ide/global-lmic-reports/master/AFG/projections.csv | 2021-03-26 | hospital_demand | 76.75 | 82.21 | 86.19 | 87.05 | 90.82 | 100.85 | Maintain Status Quo | Afghanistan | AFG | 2022-01-02 | v8 | TRUE
https://raw.githubusercontent.com/mrc-ide/global-lmic-reports/master/AFG/projections.csv | 2021-03-26 | ICU_demand | 27.61 | 29.97 | 31.2 | 31.55 | 32.89 | 36.36 | Maintain Status Quo | Afghanistan | AFG | 2022-01-02 | v8 | TRUE
https://raw.githubusercontent.com/mrc-ide/global-lmic-reports/master/AFG/projections.csv | 2021-03-26 | hospital_incidence | 10.94 | 11.64 | 12.62 | 12.47 | 13.09 | 14.63 | Maintain Status Quo | Afghanistan | AFG | 2022-01-02 | v8 | TRUE
https://raw.githubusercontent.com/mrc-ide/global-lmic-reports/master/AFG/projections.csv | 2021-03-26 | ICU_incidence | 3.16 | 3.36 | 3.64 | 3.6 | 3.78 | 4.22 | Maintain Status Quo | Afghanistan | AFG | 2022-01-02 | v8 | TRUE
https://raw.githubusercontent.com/mrc-ide/global-lmic-reports/master/AFG/projections.csv | 2021-03-26 | prevalence | 10368.25 | 11250.51 | 12160.04 | 12116.48 | 12926.32 | 14283.71 | Maintain Status Quo | Afghanistan | AFG | 2022-01-02 | v8 | TRUE
https://raw.githubusercontent.com/mrc-ide/global-lmic-reports/master/AFG/projections.csv | 2021-03-26 | cumulative_infections | 1062227.4 | 1098843.34 | 1134987.44 | 1137775.56 | 1156709.94 | 1256224.62 | Maintain Status Quo | Afghanistan | AFG | 2022-01-02 | v8 | TRUE
https://raw.githubusercontent.com/mrc-ide/global-lmic-reports/master/AFG/projections.csv | 2021-03-26 | cumulative_deaths | 2247.06 | 2340.27 | 2419.86 | 2426.08 | 2467.28 | 2702.03 | Maintain Status Quo | Afghanistan | AFG | 2022-01-02 | v8 | TRUE
https://raw.githubusercontent.com/mrc-ide/global-lmic-reports/master/AFG/projections.csv | 2021-03-26 | Rt | 1.12 | 1.14 | 1.15 | 1.16 | 1.17 | 1.19 | Maintain Status Quo | Afghanistan | AFG | 2022-01-02 | v8 | TRUE
https://raw.githubusercontent.com/mrc-ide/global-lmic-reports/master/AFG/projections.csv | 2021-03-26 | Reff | 1.09 | 1.11 | 1.12 | 1.12 | 1.14 | 1.16 | Maintain Status Quo | Afghanistan | AFG | 2022-01-02 | v8 | TRUE
https://raw.githubusercontent.com/mrc-ide/global-lmic-reports/master/AFG/projections.csv | 2021-03-26 | infections | 1804.06 | 1979.52 | 2149.18 | 2153.42 | 2306.72 | 2551.49 | Optimistic | Afghanistan | AFG | 2022-01-02 | v8 | TRUE
https://raw.githubusercontent.com/mrc-ide/global-lmic-reports/master/AFG/projections.csv | 2021-03-26 | deaths | 1.66 | 1.83 | 1.89 | 1.92 | 2 | 2.22 | Optimistic | Afghanistan | AFG | 2022-01-02 | v8 | TRUE
https://raw.githubusercontent.com/mrc-ide/global-lmic-reports/master/AFG/projections.csv | 2021-03-26 | hospital_demand | 76.75 | 82.21 | 86.19 | 87.05 | 90.82 | 100.85 | Optimistic | Afghanistan | AFG | 2022-01-02 | v8 | TRUE
https://raw.githubusercontent.com/mrc-ide/global-lmic-reports/master/AFG/projections.csv | 2021-03-26 | ICU_demand | 27.61 | 29.97 | 31.2 | 31.55 | 32.89 | 36.36 | Optimistic | Afghanistan | AFG | 2022-01-02 | v8 | TRUE
https://raw.githubusercontent.com/mrc-ide/global-lmic-reports/master/AFG/projections.csv | 2021-03-26 | hospital_incidence | 10.94 | 11.64 | 12.62 | 12.47 | 13.09 | 14.63 | Optimistic | Afghanistan | AFG | 2022-01-02 | v8 | TRUE
https://raw.githubusercontent.com/mrc-ide/global-lmic-reports/master/AFG/projections.csv | 2021-03-26 | ICU_incidence | 3.16 | 3.36 | 3.64 | 3.6 | 3.78 | 4.22 | Optimistic | Afghanistan | AFG | 2022-01-02 | v8 | TRUE
https://raw.githubusercontent.com/mrc-ide/global-lmic-reports/master/AFG/projections.csv | 2021-03-26 | prevalence | 10368.25 | 11250.51 | 12160.04 | 12116.48 | 12926.32 | 14283.71 | Optimistic | Afghanistan | AFG | 2022-01-02 | v8 | TRUE
https://raw.githubusercontent.com/mrc-ide/global-lmic-reports/master/AFG/projections.csv | 2021-03-26 | cumulative_infections | 1062227.4 | 1098843.34 | 1134987.44 | 1137775.56 | 1156709.94 | 1256224.62 | Optimistic | Afghanistan | AFG | 2022-01-02 | v8 | TRUE
https://raw.githubusercontent.com/mrc-ide/global-lmic-reports/master/AFG/projections.csv | 2021-03-26 | cumulative_deaths | 2247.06 | 2340.27 | 2419.86 | 2426.08 | 2467.28 | 2702.03 | Optimistic | Afghanistan | AFG | 2022-01-02 | v8 | TRUE
https://raw.githubusercontent.com/mrc-ide/global-lmic-reports/master/AFG/projections.csv | 2021-03-26 | Rt | 1.12 | 1.14 | 1.15 | 1.16 | 1.17 | 1.19 | Optimistic | Afghanistan | AFG | 2022-01-02 | v8 | TRUE
https://raw.githubusercontent.com/mrc-ide/global-lmic-reports/master/AFG/projections.csv | 2021-03-26 | Reff | 1.09 | 1.11 | 1.12 | 1.12 | 1.14 | 1.16 | Optimistic | Afghanistan | AFG | 2022-01-02 | v8 | TRUE
https://raw.githubusercontent.com/mrc-ide/global-lmic-reports/master/AFG/projections.csv | 2021-03-26 | infections | 1804.06 | 1979.52 | 2149.18 | 2153.42 | 2306.72 | 2551.49 | Pessimistic | Afghanistan | AFG | 2022-01-02 | v8 | TRUE
https://raw.githubusercontent.com/mrc-ide/global-lmic-reports/master/AFG/projections.csv | 2021-03-26 | deaths | 1.66 | 1.83 | 1.89 | 1.92 | 2 | 2.22 | Pessimistic | Afghanistan | AFG | 2022-01-02 | v8 | TRUE
https://raw.githubusercontent.com/mrc-ide/global-lmic-reports/master/AFG/projections.csv | 2021-03-26 | hospital_demand | 76.75 | 82.21 | 86.19 | 87.05 | 90.82 | 100.85 | Pessimistic | Afghanistan | AFG | 2022-01-02 | v8 | TRUE
https://raw.githubusercontent.com/mrc-ide/global-lmic-reports/master/AFG/projections.csv | 2021-03-26 | ICU_demand | 27.61 | 29.97 | 31.2 | 31.55 | 32.89 | 36.36 | Pessimistic | Afghanistan | AFG | 2022-01-02 | v8 | TRUE
https://raw.githubusercontent.com/mrc-ide/global-lmic-reports/master/AFG/projections.csv | 2021-03-26 | hospital_incidence | 10.94 | 11.64 | 12.62 | 12.47 | 13.09 | 14.63 | Pessimistic | Afghanistan | AFG | 2022-01-02 | v8 | TRUE
https://raw.githubusercontent.com/mrc-ide/global-lmic-reports/master/AFG/projections.csv | 2021-03-26 | ICU_incidence | 3.16 | 3.36 | 3.64 | 3.6 | 3.78 | 4.22 | Pessimistic | Afghanistan | AFG | 2022-01-02 | v8 | TRUE
https://raw.githubusercontent.com/mrc-ide/global-lmic-reports/master/AFG/projections.csv | 2021-03-26 | prevalence | 10368.25 | 11250.51 | 12160.04 | 12116.48 | 12926.32 | 14283.71 | Pessimistic | Afghanistan | AFG | 2022-01-02 | v8 | TRUE
https://raw.githubusercontent.com/mrc-ide/global-lmic-reports/master/AFG/projections.csv | 2021-03-26 | cumulative_infections | 1062227.4 | 1098843.34 | 1134987.44 | 1137775.56 | 1156709.94 | 1256224.62 | Pessimistic | Afghanistan | AFG | 2022-01-02 | v8 | TRUE
https://raw.githubusercontent.com/mrc-ide/global-lmic-reports/master/AFG/projections.csv | 2021-03-26 | cumulative_deaths | 2247.06 | 2340.27 | 2419.86 | 2426.08 | 2467.28 | 2702.03 | Pessimistic | Afghanistan | AFG | 2022-01-02 | v8 | TRUE
https://raw.githubusercontent.com/mrc-ide/global-lmic-reports/master/AFG/projections.csv | 2021-03-26 | Rt | 1.12 | 1.14 | 1.15 | 1.16 | 1.17 | 1.19 | Pessimistic | Afghanistan | AFG | 2022-01-02 | v8 | TRUE
https://raw.githubusercontent.com/mrc-ide/global-lmic-reports/master/AFG/projections.csv | 2021-03-26 | Reff | 1.09 | 1.11 | 1.12 | 1.12 | 1.14 | 1.16 | Pessimistic | Afghanistan | AFG | 2022-01-02 | v8 | TRUE
https://raw.githubusercontent.com/mrc-ide/global-lmic-reports/master/AFG/projections.csv | 2021-03-26 | infections | 1804.06 | 1979.52 | 2149.18 | 2153.42 | 2306.72 | 2551.49 | Relax Interventions 50% | Afghanistan | AFG | 2022-01-02 | v8 | TRUE
https://raw.githubusercontent.com/mrc-ide/global-lmic-reports/master/AFG/projections.csv | 2021-03-26 | deaths | 1.66 | 1.83 | 1.89 | 1.92 | 2 | 2.22 | Relax Interventions 50% | Afghanistan | AFG | 2022-01-02 | v8 | TRUE
https://raw.githubusercontent.com/mrc-ide/global-lmic-reports/master/AFG/projections.csv | 2021-03-26 | hospital_demand | 76.75 | 82.21 | 86.19 | 87.05 | 90.82 | 100.85 | Relax Interventions 50% | Afghanistan | AFG | 2022-01-02 | v8 | TRUE
https://raw.githubusercontent.com/mrc-ide/global-lmic-reports/master/AFG/projections.csv | 2021-03-26 | ICU_demand | 27.61 | 29.97 | 31.2 | 31.55 | 32.89 | 36.36 | Relax Interventions 50% | Afghanistan | AFG | 2022-01-02 | v8 | TRUE
https://raw.githubusercontent.com/mrc-ide/global-lmic-reports/master/AFG/projections.csv | 2021-03-26 | hospital_incidence | 10.94 | 11.64 | 12.62 | 12.47 | 13.09 | 14.63 | Relax Interventions 50% | Afghanistan | AFG | 2022-01-02 | v8 | TRUE
https://raw.githubusercontent.com/mrc-ide/global-lmic-reports/master/AFG/projections.csv | 2021-03-26 | ICU_incidence | 3.16 | 3.36 | 3.64 | 3.6 | 3.78 | 4.22 | Relax Interventions 50% | Afghanistan | AFG | 2022-01-02 | v8 | TRUE
https://raw.githubusercontent.com/mrc-ide/global-lmic-reports/master/AFG/projections.csv | 2021-03-26 | prevalence | 10368.25 | 11250.51 | 12160.04 | 12116.48 | 12926.32 | 14283.71 | Relax Interventions 50% | Afghanistan | AFG | 2022-01-02 | v8 | TRUE
https://raw.githubusercontent.com/mrc-ide/global-lmic-reports/master/AFG/projections.csv | 2021-03-26 | cumulative_infections | 1062227.4 | 1098843.34 | 1134987.44 | 1137775.56 | 1156709.94 | 1256224.62 | Relax Interventions 50% | Afghanistan | AFG | 2022-01-02 | v8 | TRUE
https://raw.githubusercontent.com/mrc-ide/global-lmic-reports/master/AFG/projections.csv | 2021-03-26 | cumulative_deaths | 2247.06 | 2340.27 | 2419.86 | 2426.08 | 2467.28 | 2702.03 | Relax Interventions 50% | Afghanistan | AFG | 2022-01-02 | v8 | TRUE
https://raw.githubusercontent.com/mrc-ide/global-lmic-reports/master/AFG/projections.csv | 2021-03-26 | Rt | 1.12 | 1.14 | 1.15 | 1.16 | 1.17 | 1.19 | Relax Interventions 50% | Afghanistan | AFG | 2022-01-02 | v8 | TRUE
https://raw.githubusercontent.com/mrc-ide/global-lmic-reports/master/AFG/projections.csv | 2021-03-26 | Reff | 1.09 | 1.11 | 1.12 | 1.12 | 1.14 | 1.16 | Relax Interventions 50% | Afghanistan | AFG | 2022-01-02 | v8 | TRUE
https://raw.githubusercontent.com/mrc-ide/global-lmic-reports/master/AFG/projections.csv | 2021-03-26 | infections | 1904.4 | 2036.79 | 2150.32 | 2167.04 | 2284.75 | 2486.61 | Surged Additional 50% Reduction | Afghanistan | AFG | 2022-01-02 | v8 | TRUE
https://raw.githubusercontent.com/mrc-ide/global-lmic-reports/master/AFG/projections.csv | 2021-03-26 | deaths | 1.75 | 1.82 | 1.9 | 1.92 | 1.99 | 2.14 | Surged Additional 50% Reduction | Afghanistan | AFG | 2022-01-02 | v8 | TRUE
https://raw.githubusercontent.com/mrc-ide/global-lmic-reports/master/AFG/projections.csv | 2021-03-26 | hospital_demand | 79.68 | 82.98 | 86.2 | 87.1 | 90.26 | 97.93 | Surged Additional 50% Reduction | Afghanistan | AFG | 2022-01-02 | v8 | TRUE
https://raw.githubusercontent.com/mrc-ide/global-lmic-reports/master/AFG/projections.csv | 2021-03-26 | ICU_demand | 28.86 | 30.06 | 31.14 | 31.54 | 32.79 | 35.32 | Surged Additional 50% Reduction | Afghanistan | AFG | 2022-01-02 | v8 | TRUE
https://raw.githubusercontent.com/mrc-ide/global-lmic-reports/master/AFG/projections.csv | 2021-03-26 | hospital_incidence | 11.29 | 11.93 | 12.42 | 12.51 | 13.01 | 14.27 | Surged Additional 50% Reduction | Afghanistan | AFG | 2022-01-02 | v8 | TRUE
https://raw.githubusercontent.com/mrc-ide/global-lmic-reports/master/AFG/projections.csv | 2021-03-26 | ICU_incidence | 3.26 | 3.44 | 3.59 | 3.61 | 3.76 | 4.12 | Surged Additional 50% Reduction | Afghanistan | AFG | 2022-01-02 | v8 | TRUE
https://raw.githubusercontent.com/mrc-ide/global-lmic-reports/master/AFG/projections.csv | 2021-03-26 | prevalence | 10830.9 | 11525.59 | 12163.53 | 12176.94 | 12735.07 | 13970.94 | Surged Additional 50% Reduction | Afghanistan | AFG | 2022-01-02 | v8 | TRUE
https://raw.githubusercontent.com/mrc-ide/global-lmic-reports/master/AFG/projections.csv | 2021-03-26 | cumulative_infections | 1055018.45 | 1098228.84 | 1127953.4 | 1126376.42 | 1155258.24 | 1206978.97 | Surged Additional 50% Reduction | Afghanistan | AFG | 2022-01-02 | v8 | TRUE
https://raw.githubusercontent.com/mrc-ide/global-lmic-reports/master/AFG/projections.csv | 2021-03-26 | cumulative_deaths | 2230.16 | 2326.81 | 2389.2 | 2387.5 | 2448.29 | 2561.09 | Surged Additional 50% Reduction | Afghanistan | AFG | 2022-01-02 | v8 | TRUE
https://raw.githubusercontent.com/mrc-ide/global-lmic-reports/master/AFG/projections.csv | 2021-03-26 | Rt | 1.11 | 1.14 | 1.16 | 1.16 | 1.17 | 1.21 | Surged Additional 50% Reduction | Afghanistan | AFG | 2022-01-02 | v8 | TRUE
https://raw.githubusercontent.com/mrc-ide/global-lmic-reports/master/AFG/projections.csv | 2021-03-26 | Reff | 1.07 | 1.11 | 1.13 | 1.13 | 1.14 | 1.18 | Surged Additional 50% Reduction | Afghanistan | AFG | 2022-01-02 | v8 | TRUE
https://raw.githubusercontent.com/mrc-ide/global-lmic-reports/master/AFG/projections.csv | 2021-03-26 | infections | 1904.4 | 2036.79 | 2150.32 | 2167.04 | 2284.75 | 2486.61 | Surged Maintain Status Quo | Afghanistan | AFG | 2022-01-02 | v8 | TRUE
https://raw.githubusercontent.com/mrc-ide/global-lmic-reports/master/AFG/projections.csv | 2021-03-26 | deaths | 1.75 | 1.82 | 1.9 | 1.92 | 1.99 | 2.14 | Surged Maintain Status Quo | Afghanistan | AFG | 2022-01-02 | v8 | TRUE
https://raw.githubusercontent.com/mrc-ide/global-lmic-reports/master/AFG/projections.csv | 2021-03-26 | hospital_demand | 79.68 | 82.98 | 86.2 | 87.1 | 90.26 | 97.93 | Surged Maintain Status Quo | Afghanistan | AFG | 2022-01-02 | v8 | TRUE
https://raw.githubusercontent.com/mrc-ide/global-lmic-reports/master/AFG/projections.csv | 2021-03-26 | ICU_demand | 28.86 | 30.06 | 31.14 | 31.54 | 32.79 | 35.32 | Surged Maintain Status Quo | Afghanistan | AFG | 2022-01-02 | v8 | TRUE
https://raw.githubusercontent.com/mrc-ide/global-lmic-reports/master/AFG/projections.csv | 2021-03-26 | hospital_incidence | 11.29 | 11.93 | 12.42 | 12.51 | 13.01 | 14.27 | Surged Maintain Status Quo | Afghanistan | AFG | 2022-01-02 | v8 | TRUE
https://raw.githubusercontent.com/mrc-ide/global-lmic-reports/master/AFG/projections.csv | 2021-03-26 | ICU_incidence | 3.26 | 3.44 | 3.59 | 3.61 | 3.76 | 4.12 | Surged Maintain Status Quo | Afghanistan | AFG | 2022-01-02 | v8 | TRUE
https://raw.githubusercontent.com/mrc-ide/global-lmic-reports/master/AFG/projections.csv | 2021-03-26 | prevalence | 10830.9 | 11525.59 | 12163.53 | 12176.94 | 12735.07 | 13970.94 | Surged Maintain Status Quo | Afghanistan | AFG | 2022-01-02 | v8 | TRUE
https://raw.githubusercontent.com/mrc-ide/global-lmic-reports/master/AFG/projections.csv | 2021-03-26 | cumulative_infections | 1055018.45 | 1098228.84 | 1127953.4 | 1126376.42 | 1155258.24 | 1206978.97 | Surged Maintain Status Quo | Afghanistan | AFG | 2022-01-02 | v8 | TRUE
https://raw.githubusercontent.com/mrc-ide/global-lmic-reports/master/AFG/projections.csv | 2021-03-26 | cumulative_deaths | 2230.16 | 2326.81 | 2389.2 | 2387.5 | 2448.29 | 2561.09 | Surged Maintain Status Quo | Afghanistan | AFG | 2022-01-02 | v8 | TRUE
https://raw.githubusercontent.com/mrc-ide/global-lmic-reports/master/AFG/projections.csv | 2021-03-26 | Rt | 1.11 | 1.14 | 1.16 | 1.16 | 1.17 | 1.21 | Surged Maintain Status Quo | Afghanistan | AFG | 2022-01-02 | v8 | TRUE
https://raw.githubusercontent.com/mrc-ide/global-lmic-reports/master/AFG/projections.csv | 2021-03-26 | Reff | 1.07 | 1.11 | 1.13 | 1.13 | 1.14 | 1.18 | Surged Maintain Status Quo | Afghanistan | AFG | 2022-01-02 | v8 | TRUE
https://raw.githubusercontent.com/mrc-ide/global-lmic-reports/master/AFG/projections.csv | 2021-03-26 | infections | 1904.4 | 2036.79 | 2150.32 | 2167.04 | 2284.75 | 2486.61 | Surged Optimistic | Afghanistan | AFG | 2022-01-02 | v8 | TRUE
https://raw.githubusercontent.com/mrc-ide/global-lmic-reports/master/AFG/projections.csv | 2021-03-26 | deaths | 1.75 | 1.82 | 1.9 | 1.92 | 1.99 | 2.14 | Surged Optimistic | Afghanistan | AFG | 2022-01-02 | v8 | TRUE
https://raw.githubusercontent.com/mrc-ide/global-lmic-reports/master/AFG/projections.csv | 2021-03-26 | hospital_demand | 79.68 | 82.98 | 86.2 | 87.1 | 90.26 | 97.93 | Surged Optimistic | Afghanistan | AFG | 2022-01-02 | v8 | TRUE
https://raw.githubusercontent.com/mrc-ide/global-lmic-reports/master/AFG/projections.csv | 2021-03-26 | ICU_demand | 28.86 | 30.06 | 31.14 | 31.54 | 32.79 | 35.32 | Surged Optimistic | Afghanistan | AFG | 2022-01-02 | v8 | TRUE
https://raw.githubusercontent.com/mrc-ide/global-lmic-reports/master/AFG/projections.csv | 2021-03-26 | hospital_incidence | 11.29 | 11.93 | 12.42 | 12.51 | 13.01 | 14.27 | Surged Optimistic | Afghanistan | AFG | 2022-01-02 | v8 | TRUE
https://raw.githubusercontent.com/mrc-ide/global-lmic-reports/master/AFG/projections.csv | 2021-03-26 | ICU_incidence | 3.26 | 3.44 | 3.59 | 3.61 | 3.76 | 4.12 | Surged Optimistic | Afghanistan | AFG | 2022-01-02 | v8 | TRUE
https://raw.githubusercontent.com/mrc-ide/global-lmic-reports/master/AFG/projections.csv | 2021-03-26 | prevalence | 10830.9 | 11525.59 | 12163.53 | 12176.94 | 12735.07 | 13970.94 | Surged Optimistic | Afghanistan | AFG | 2022-01-02 | v8 | TRUE
https://raw.githubusercontent.com/mrc-ide/global-lmic-reports/master/AFG/projections.csv | 2021-03-26 | cumulative_infections | 1055018.45 | 1098228.84 | 1127953.4 | 1126376.42 | 1155258.24 | 1206978.97 | Surged Optimistic | Afghanistan | AFG | 2022-01-02 | v8 | TRUE
https://raw.githubusercontent.com/mrc-ide/global-lmic-reports/master/AFG/projections.csv | 2021-03-26 | cumulative_deaths | 2230.16 | 2326.81 | 2389.2 | 2387.5 | 2448.29 | 2561.09 | Surged Optimistic | Afghanistan | AFG | 2022-01-02 | v8 | TRUE
https://raw.githubusercontent.com/mrc-ide/global-lmic-reports/master/AFG/projections.csv | 2021-03-26 | Rt | 1.11 | 1.14 | 1.16 | 1.16 | 1.17 | 1.21 | Surged Optimistic | Afghanistan | AFG | 2022-01-02 | v8 | TRUE
https://raw.githubusercontent.com/mrc-ide/global-lmic-reports/master/AFG/projections.csv | 2021-03-26 | Reff | 1.07 | 1.11 | 1.13 | 1.13 | 1.14 | 1.18 | Surged Optimistic | Afghanistan | AFG | 2022-01-02 | v8 | TRUE
https://raw.githubusercontent.com/mrc-ide/global-lmic-reports/master/AFG/projections.csv | 2021-03-26 | infections | 1904.4 | 2036.79 | 2150.32 | 2167.04 | 2284.75 | 2486.61 | Surged Pessimistic | Afghanistan | AFG | 2022-01-02 | v8 | TRUE
https://raw.githubusercontent.com/mrc-ide/global-lmic-reports/master/AFG/projections.csv | 2021-03-26 | deaths | 1.75 | 1.82 | 1.9 | 1.92 | 1.99 | 2.14 | Surged Pessimistic | Afghanistan | AFG | 2022-01-02 | v8 | TRUE
https://raw.githubusercontent.com/mrc-ide/global-lmic-reports/master/AFG/projections.csv | 2021-03-26 | hospital_demand | 79.68 | 82.98 | 86.2 | 87.1 | 90.26 | 97.93 | Surged Pessimistic | Afghanistan | AFG | 2022-01-02 | v8 | TRUE
https://raw.githubusercontent.com/mrc-ide/global-lmic-reports/master/AFG/projections.csv | 2021-03-26 | ICU_demand | 28.86 | 30.06 | 31.14 | 31.54 | 32.79 | 35.32 | Surged Pessimistic | Afghanistan | AFG | 2022-01-02 | v8 | TRUE
https://raw.githubusercontent.com/mrc-ide/global-lmic-reports/master/AFG/projections.csv | 2021-03-26 | hospital_incidence | 11.29 | 11.93 | 12.42 | 12.51 | 13.01 | 14.27 | Surged Pessimistic | Afghanistan | AFG | 2022-01-02 | v8 | TRUE
https://raw.githubusercontent.com/mrc-ide/global-lmic-reports/master/AFG/projections.csv | 2021-03-26 | ICU_incidence | 3.26 | 3.44 | 3.59 | 3.61 | 3.76 | 4.12 | Surged Pessimistic | Afghanistan | AFG | 2022-01-02 | v8 | TRUE
https://raw.githubusercontent.com/mrc-ide/global-lmic-reports/master/AFG/projections.csv | 2021-03-26 | prevalence | 10830.9 | 11525.59 | 12163.53 | 12176.94 | 12735.07 | 13970.94 | Surged Pessimistic | Afghanistan | AFG | 2022-01-02 | v8 | TRUE
https://raw.githubusercontent.com/mrc-ide/global-lmic-reports/master/AFG/projections.csv | 2021-03-26 | cumulative_infections | 1055018.45 | 1098228.84 | 1127953.4 | 1126376.42 | 1155258.24 | 1206978.97 | Surged Pessimistic | Afghanistan | AFG | 2022-01-02 | v8 | TRUE
https://raw.githubusercontent.com/mrc-ide/global-lmic-reports/master/AFG/projections.csv | 2021-03-26 | cumulative_deaths | 2230.16 | 2326.81 | 2389.2 | 2387.5 | 2448.29 | 2561.09 | Surged Pessimistic | Afghanistan | AFG | 2022-01-02 | v8 | TRUE
https://raw.githubusercontent.com/mrc-ide/global-lmic-reports/master/AFG/projections.csv | 2021-03-26 | Rt | 1.11 | 1.14 | 1.16 | 1.16 | 1.17 | 1.21 | Surged Pessimistic | Afghanistan | AFG | 2022-01-02 | v8 | TRUE
https://raw.githubusercontent.com/mrc-ide/global-lmic-reports/master/AFG/projections.csv | 2021-03-26 | Reff | 1.07 | 1.11 | 1.13 | 1.13 | 1.14 | 1.18 | Surged Pessimistic | Afghanistan | AFG | 2022-01-02 | v8 | TRUE
https://raw.githubusercontent.com/mrc-ide/global-lmic-reports/master/AFG/projections.csv | 2021-03-26 | infections | 1904.4 | 2036.79 | 2150.32 | 2167.04 | 2284.75 | 2486.61 | Surged Relax Interventions 50% | Afghanistan | AFG | 2022-01-02 | v8 | TRUE
https://raw.githubusercontent.com/mrc-ide/global-lmic-reports/master/AFG/projections.csv | 2021-03-26 | deaths | 1.75 | 1.82 | 1.9 | 1.92 | 1.99 | 2.14 | Surged Relax Interventions 50% | Afghanistan | AFG | 2022-01-02 | v8 | TRUE
https://raw.githubusercontent.com/mrc-ide/global-lmic-reports/master/AFG/projections.csv | 2021-03-26 | hospital_demand | 79.68 | 82.98 | 86.2 | 87.1 | 90.26 | 97.93 | Surged Relax Interventions 50% | Afghanistan | AFG | 2022-01-02 | v8 | TRUE
https://raw.githubusercontent.com/mrc-ide/global-lmic-reports/master/AFG/projections.csv | 2021-03-26 | ICU_demand | 28.86 | 30.06 | 31.14 | 31.54 | 32.79 | 35.32 | Surged Relax Interventions 50% | Afghanistan | AFG | 2022-01-02 | v8 | TRUE
https://raw.githubusercontent.com/mrc-ide/global-lmic-reports/master/AFG/projections.csv | 2021-03-26 | hospital_incidence | 11.29 | 11.93 | 12.42 | 12.51 | 13.01 | 14.27 | Surged Relax Interventions 50% | Afghanistan | AFG | 2022-01-02 | v8 | TRUE
https://raw.githubusercontent.com/mrc-ide/global-lmic-reports/master/AFG/projections.csv | 2021-03-26 | ICU_incidence | 3.26 | 3.44 | 3.59 | 3.61 | 3.76 | 4.12 | Surged Relax Interventions 50% | Afghanistan | AFG | 2022-01-02 | v8 | TRUE
https://raw.githubusercontent.com/mrc-ide/global-lmic-reports/master/AFG/projections.csv | 2021-03-26 | prevalence | 10830.9 | 11525.59 | 12163.53 | 12176.94 | 12735.07 | 13970.94 | Surged Relax Interventions 50% | Afghanistan | AFG | 2022-01-02 | v8 | TRUE
https://raw.githubusercontent.com/mrc-ide/global-lmic-reports/master/AFG/projections.csv | 2021-03-26 | cumulative_infections | 1055018.45 | 1098228.84 | 1127953.4 | 1126376.42 | 1155258.24 | 1206978.97 | Surged Relax Interventions 50% | Afghanistan | AFG | 2022-01-02 | v8 | TRUE
https://raw.githubusercontent.com/mrc-ide/global-lmic-reports/master/AFG/projections.csv | 2021-03-26 | cumulative_deaths | 2230.16 | 2326.81 | 2389.2 | 2387.5 | 2448.29 | 2561.09 | Surged Relax Interventions 50% | Afghanistan | AFG | 2022-01-02 | v8 | TRUE
https://raw.githubusercontent.com/mrc-ide/global-lmic-reports/master/AFG/projections.csv | 2021-03-26 | Rt | 1.11 | 1.14 | 1.16 | 1.16 | 1.17 | 1.21 | Surged Relax Interventions 50% | Afghanistan | AFG | 2022-01-02 | v8 | TRUE
https://raw.githubusercontent.com/mrc-ide/global-lmic-reports/master/AFG/projections.csv | 2021-03-26 | Reff | 1.07 | 1.11 | 1.13 | 1.13 | 1.14 | 1.18 | Surged Relax Interventions 50% | Afghanistan | AFG | 2022-01-02 | v8 | TRUE
https://raw.githubusercontent.com/mrc-ide/global-lmic-reports/master/AFG/projections.csv | 2021-03-27 | infections | 1614.89 | 1716.81 | 1828.76 | 1829.86 | 1921.34 | 2109.43 | Additional 50% Reduction | Afghanistan | AFG | 2022-01-02 | v8 | TRUE
https://raw.githubusercontent.com/mrc-ide/global-lmic-reports/master/AFG/projections.csv | 2021-03-27 | deaths | 1.75 | 1.92 | 1.99 | 2.01 | 2.1 | 2.32 | Additional 50% Reduction | Afghanistan | AFG | 2022-01-02 | v8 | TRUE
https://raw.githubusercontent.com/mrc-ide/global-lmic-reports/master/AFG/projections.csv | 2021-03-27 | hospital_demand | 81.17 | 86.11 | 90.62 | 91.27 | 94.95 | 105.97 | Additional 50% Reduction | Afghanistan | AFG | 2022-01-02 | v8 | TRUE
https://raw.githubusercontent.com/mrc-ide/global-lmic-reports/master/AFG/projections.csv | 2021-03-27 | ICU_demand | 29.14 | 31.31 | 32.72 | 33.04 | 34.47 | 38.18 | Additional 50% Reduction | Afghanistan | AFG | 2022-01-02 | v8 | TRUE
https://raw.githubusercontent.com/mrc-ide/global-lmic-reports/master/AFG/projections.csv | 2021-03-27 | hospital_incidence | 11.41 | 12.26 | 13.2 | 13.08 | 13.79 | 15.38 | Additional 50% Reduction | Afghanistan | AFG | 2022-01-02 | v8 | TRUE
https://raw.githubusercontent.com/mrc-ide/global-lmic-reports/master/AFG/projections.csv | 2021-03-27 | ICU_incidence | 3.3 | 3.54 | 3.81 | 3.78 | 3.99 | 4.45 | Additional 50% Reduction | Afghanistan | AFG | 2022-01-02 | v8 | TRUE
https://raw.githubusercontent.com/mrc-ide/global-lmic-reports/master/AFG/projections.csv | 2021-03-27 | prevalence | 10571.61 | 11458.1 | 12396.31 | 12321.64 | 13121.76 | 14467.48 | Additional 50% Reduction | Afghanistan | AFG | 2022-01-02 | v8 | TRUE
https://raw.githubusercontent.com/mrc-ide/global-lmic-reports/master/AFG/projections.csv | 2021-03-27 | cumulative_infections | 1064152.36 | 1100701.21 | 1136904.34 | 1139605.42 | 1158679.27 | 1258211.43 | Additional 50% Reduction | Afghanistan | AFG | 2022-01-02 | v8 | TRUE
https://raw.githubusercontent.com/mrc-ide/global-lmic-reports/master/AFG/projections.csv | 2021-03-27 | cumulative_deaths | 2249.03 | 2342.19 | 2421.9 | 2428.1 | 2469.5 | 2704.13 | Additional 50% Reduction | Afghanistan | AFG | 2022-01-02 | v8 | TRUE
https://raw.githubusercontent.com/mrc-ide/global-lmic-reports/master/AFG/projections.csv | 2021-03-27 | Rt | 1.12 | 1.14 | 1.15 | 1.15 | 1.17 | 1.19 | Additional 50% Reduction | Afghanistan | AFG | 2022-01-02 | v8 | TRUE
https://raw.githubusercontent.com/mrc-ide/global-lmic-reports/master/AFG/projections.csv | 2021-03-27 | Reff | 1.08 | 1.11 | 1.12 | 1.12 | 1.14 | 1.16 | Additional 50% Reduction | Afghanistan | AFG | 2022-01-02 | v8 | TRUE
https://raw.githubusercontent.com/mrc-ide/global-lmic-reports/master/AFG/projections.csv | 2021-03-27 | infections | 1614.89 | 1716.81 | 1828.76 | 1829.86 | 1921.34 | 2109.43 | Maintain Status Quo | Afghanistan | AFG | 2022-01-02 | v8 | TRUE
https://raw.githubusercontent.com/mrc-ide/global-lmic-reports/master/AFG/projections.csv | 2021-03-27 | deaths | 1.75 | 1.92 | 1.99 | 2.01 | 2.1 | 2.32 | Maintain Status Quo | Afghanistan | AFG | 2022-01-02 | v8 | TRUE
https://raw.githubusercontent.com/mrc-ide/global-lmic-reports/master/AFG/projections.csv | 2021-03-27 | hospital_demand | 81.17 | 86.11 | 90.62 | 91.27 | 94.95 | 105.97 | Maintain Status Quo | Afghanistan | AFG | 2022-01-02 | v8 | TRUE
https://raw.githubusercontent.com/mrc-ide/global-lmic-reports/master/AFG/projections.csv | 2021-03-27 | ICU_demand | 29.14 | 31.31 | 32.72 | 33.04 | 34.47 | 38.18 | Maintain Status Quo | Afghanistan | AFG | 2022-01-02 | v8 | TRUE
https://raw.githubusercontent.com/mrc-ide/global-lmic-reports/master/AFG/projections.csv | 2021-03-27 | hospital_incidence | 11.41 | 12.26 | 13.2 | 13.08 | 13.79 | 15.38 | Maintain Status Quo | Afghanistan | AFG | 2022-01-02 | v8 | TRUE
https://raw.githubusercontent.com/mrc-ide/global-lmic-reports/master/AFG/projections.csv | 2021-03-27 | ICU_incidence | 3.3 | 3.54 | 3.81 | 3.78 | 3.99 | 4.45 | Maintain Status Quo | Afghanistan | AFG | 2022-01-02 | v8 | TRUE
https://raw.githubusercontent.com/mrc-ide/global-lmic-reports/master/AFG/projections.csv | 2021-03-27 | prevalence | 10571.61 | 11458.1 | 12396.31 | 12321.64 | 13121.76 | 14467.48 | Maintain Status Quo | Afghanistan | AFG | 2022-01-02 | v8 | TRUE
https://raw.githubusercontent.com/mrc-ide/global-lmic-reports/master/AFG/projections.csv | 2021-03-27 | cumulative_infections | 1064152.36 | 1100701.21 | 1136904.34 | 1139605.42 | 1158679.27 | 1258211.43 | Maintain Status Quo | Afghanistan | AFG | 2022-01-02 | v8 | TRUE
https://raw.githubusercontent.com/mrc-ide/global-lmic-reports/master/AFG/projections.csv | 2021-03-27 | cumulative_deaths | 2249.03 | 2342.19 | 2421.9 | 2428.1 | 2469.5 | 2704.13 | Maintain Status Quo | Afghanistan | AFG | 2022-01-02 | v8 | TRUE
https://raw.githubusercontent.com/mrc-ide/global-lmic-reports/master/AFG/projections.csv | 2021-03-27 | Rt | 1.12 | 1.14 | 1.15 | 1.15 | 1.17 | 1.19 | Maintain Status Quo | Afghanistan | AFG | 2022-01-02 | v8 | TRUE
https://raw.githubusercontent.com/mrc-ide/global-lmic-reports/master/AFG/projections.csv | 2021-03-27 | Reff | 1.08 | 1.11 | 1.12 | 1.12 | 1.14 | 1.16 | Maintain Status Quo | Afghanistan | AFG | 2022-01-02 | v8 | TRUE
https://raw.githubusercontent.com/mrc-ide/global-lmic-reports/master/AFG/projections.csv | 2021-03-27 | infections | 1614.89 | 1716.81 | 1828.76 | 1829.86 | 1921.34 | 2109.43 | Optimistic | Afghanistan | AFG | 2022-01-02 | v8 | TRUE
https://raw.githubusercontent.com/mrc-ide/global-lmic-reports/master/AFG/projections.csv | 2021-03-27 | deaths | 1.75 | 1.92 | 1.99 | 2.01 | 2.1 | 2.32 | Optimistic | Afghanistan | AFG | 2022-01-02 | v8 | TRUE
https://raw.githubusercontent.com/mrc-ide/global-lmic-reports/master/AFG/projections.csv | 2021-03-27 | hospital_demand | 81.17 | 86.11 | 90.62 | 91.27 | 94.95 | 105.97 | Optimistic | Afghanistan | AFG | 2022-01-02 | v8 | TRUE
https://raw.githubusercontent.com/mrc-ide/global-lmic-reports/master/AFG/projections.csv | 2021-03-27 | ICU_demand | 29.14 | 31.31 | 32.72 | 33.04 | 34.47 | 38.18 | Optimistic | Afghanistan | AFG | 2022-01-02 | v8 | TRUE
https://raw.githubusercontent.com/mrc-ide/global-lmic-reports/master/AFG/projections.csv | 2021-03-27 | hospital_incidence | 11.41 | 12.26 | 13.2 | 13.08 | 13.79 | 15.38 | Optimistic | Afghanistan | AFG | 2022-01-02 | v8 | TRUE
https://raw.githubusercontent.com/mrc-ide/global-lmic-reports/master/AFG/projections.csv | 2021-03-27 | ICU_incidence | 3.3 | 3.54 | 3.81 | 3.78 | 3.99 | 4.45 | Optimistic | Afghanistan | AFG | 2022-01-02 | v8 | TRUE
https://raw.githubusercontent.com/mrc-ide/global-lmic-reports/master/AFG/projections.csv | 2021-03-27 | prevalence | 10571.61 | 11458.1 | 12396.31 | 12321.64 | 13121.76 | 14467.48 | Optimistic | Afghanistan | AFG | 2022-01-02 | v8 | TRUE
https://raw.githubusercontent.com/mrc-ide/global-lmic-reports/master/AFG/projections.csv | 2021-03-27 | cumulative_infections | 1064152.36 | 1100701.21 | 1136904.34 | 1139605.42 | 1158679.27 | 1258211.43 | Optimistic | Afghanistan | AFG | 2022-01-02 | v8 | TRUE
https://raw.githubusercontent.com/mrc-ide/global-lmic-reports/master/AFG/projections.csv | 2021-03-27 | cumulative_deaths | 2249.03 | 2342.19 | 2421.9 | 2428.1 | 2469.5 | 2704.13 | Optimistic | Afghanistan | AFG | 2022-01-02 | v8 | TRUE
https://raw.githubusercontent.com/mrc-ide/global-lmic-reports/master/AFG/projections.csv | 2021-03-27 | Rt | 1.12 | 1.14 | 1.15 | 1.15 | 1.17 | 1.19 | Optimistic | Afghanistan | AFG | 2022-01-02 | v8 | TRUE
https://raw.githubusercontent.com/mrc-ide/global-lmic-reports/master/AFG/projections.csv | 2021-03-27 | Reff | 1.08 | 1.11 | 1.12 | 1.12 | 1.14 | 1.16 | Optimistic | Afghanistan | AFG | 2022-01-02 | v8 | TRUE
https://raw.githubusercontent.com/mrc-ide/global-lmic-reports/master/AFG/projections.csv | 2021-03-27 | infections | 1614.89 | 1716.81 | 1828.76 | 1829.86 | 1921.34 | 2109.43 | Pessimistic | Afghanistan | AFG | 2022-01-02 | v8 | TRUE
https://raw.githubusercontent.com/mrc-ide/global-lmic-reports/master/AFG/projections.csv | 2021-03-27 | deaths | 1.75 | 1.92 | 1.99 | 2.01 | 2.1 | 2.32 | Pessimistic | Afghanistan | AFG | 2022-01-02 | v8 | TRUE
https://raw.githubusercontent.com/mrc-ide/global-lmic-reports/master/AFG/projections.csv | 2021-03-27 | hospital_demand | 81.17 | 86.11 | 90.62 | 91.27 | 94.95 | 105.97 | Pessimistic | Afghanistan | AFG | 2022-01-02 | v8 | TRUE
https://raw.githubusercontent.com/mrc-ide/global-lmic-reports/master/AFG/projections.csv | 2021-03-27 | ICU_demand | 29.14 | 31.31 | 32.72 | 33.04 | 34.47 | 38.18 | Pessimistic | Afghanistan | AFG | 2022-01-02 | v8 | TRUE
https://raw.githubusercontent.com/mrc-ide/global-lmic-reports/master/AFG/projections.csv | 2021-03-27 | hospital_incidence | 11.41 | 12.26 | 13.2 | 13.08 | 13.79 | 15.38 | Pessimistic | Afghanistan | AFG | 2022-01-02 | v8 | TRUE
https://raw.githubusercontent.com/mrc-ide/global-lmic-reports/master/AFG/projections.csv | 2021-03-27 | ICU_incidence | 3.3 | 3.54 | 3.81 | 3.78 | 3.99 | 4.45 | Pessimistic | Afghanistan | AFG | 2022-01-02 | v8 | TRUE
https://raw.githubusercontent.com/mrc-ide/global-lmic-reports/master/AFG/projections.csv | 2021-03-27 | prevalence | 10571.61 | 11458.1 | 12396.31 | 12321.64 | 13121.76 | 14467.48 | Pessimistic | Afghanistan | AFG | 2022-01-02 | v8 | TRUE
https://raw.githubusercontent.com/mrc-ide/global-lmic-reports/master/AFG/projections.csv | 2021-03-27 | cumulative_infections | 1064152.36 | 1100701.21 | 1136904.34 | 1139605.42 | 1158679.27 | 1258211.43 | Pessimistic | Afghanistan | AFG | 2022-01-02 | v8 | TRUE
https://raw.githubusercontent.com/mrc-ide/global-lmic-reports/master/AFG/projections.csv | 2021-03-27 | cumulative_deaths | 2249.03 | 2342.19 | 2421.9 | 2428.1 | 2469.5 | 2704.13 | Pessimistic | Afghanistan | AFG | 2022-01-02 | v8 | TRUE
https://raw.githubusercontent.com/mrc-ide/global-lmic-reports/master/AFG/projections.csv | 2021-03-27 | Rt | 1.12 | 1.14 | 1.15 | 1.15 | 1.17 | 1.19 | Pessimistic | Afghanistan | AFG | 2022-01-02 | v8 | TRUE
https://raw.githubusercontent.com/mrc-ide/global-lmic-reports/master/AFG/projections.csv | 2021-03-27 | Reff | 1.08 | 1.11 | 1.12 | 1.12 | 1.14 | 1.16 | Pessimistic | Afghanistan | AFG | 2022-01-02 | v8 | TRUE
https://raw.githubusercontent.com/mrc-ide/global-lmic-reports/master/AFG/projections.csv | 2021-03-27 | infections | 1614.89 | 1716.81 | 1828.76 | 1829.86 | 1921.34 | 2109.43 | Relax Interventions 50% | Afghanistan | AFG | 2022-01-02 | v8 | TRUE
https://raw.githubusercontent.com/mrc-ide/global-lmic-reports/master/AFG/projections.csv | 2021-03-27 | deaths | 1.75 | 1.92 | 1.99 | 2.01 | 2.1 | 2.32 | Relax Interventions 50% | Afghanistan | AFG | 2022-01-02 | v8 | TRUE
https://raw.githubusercontent.com/mrc-ide/global-lmic-reports/master/AFG/projections.csv | 2021-03-27 | hospital_demand | 81.17 | 86.11 | 90.62 | 91.27 | 94.95 | 105.97 | Relax Interventions 50% | Afghanistan | AFG | 2022-01-02 | v8 | TRUE
https://raw.githubusercontent.com/mrc-ide/global-lmic-reports/master/AFG/projections.csv | 2021-03-27 | ICU_demand | 29.14 | 31.31 | 32.72 | 33.04 | 34.47 | 38.18 | Relax Interventions 50% | Afghanistan | AFG | 2022-01-02 | v8 | TRUE
https://raw.githubusercontent.com/mrc-ide/global-lmic-reports/master/AFG/projections.csv | 2021-03-27 | hospital_incidence | 11.41 | 12.26 | 13.2 | 13.08 | 13.79 | 15.38 | Relax Interventions 50% | Afghanistan | AFG | 2022-01-02 | v8 | TRUE
https://raw.githubusercontent.com/mrc-ide/global-lmic-reports/master/AFG/projections.csv | 2021-03-27 | ICU_incidence | 3.3 | 3.54 | 3.81 | 3.78 | 3.99 | 4.45 | Relax Interventions 50% | Afghanistan | AFG | 2022-01-02 | v8 | TRUE
https://raw.githubusercontent.com/mrc-ide/global-lmic-reports/master/AFG/projections.csv | 2021-03-27 | prevalence | 10571.61 | 11458.1 | 12396.31 | 12321.64 | 13121.76 | 14467.48 | Relax Interventions 50% | Afghanistan | AFG | 2022-01-02 | v8 | TRUE
https://raw.githubusercontent.com/mrc-ide/global-lmic-reports/master/AFG/projections.csv | 2021-03-27 | cumulative_infections | 1064152.36 | 1100701.21 | 1136904.34 | 1139605.42 | 1158679.27 | 1258211.43 | Relax Interventions 50% | Afghanistan | AFG | 2022-01-02 | v8 | TRUE
https://raw.githubusercontent.com/mrc-ide/global-lmic-reports/master/AFG/projections.csv | 2021-03-27 | cumulative_deaths | 2249.03 | 2342.19 | 2421.9 | 2428.1 | 2469.5 | 2704.13 | Relax Interventions 50% | Afghanistan | AFG | 2022-01-02 | v8 | TRUE
https://raw.githubusercontent.com/mrc-ide/global-lmic-reports/master/AFG/projections.csv | 2021-03-27 | Rt | 1.12 | 1.14 | 1.15 | 1.15 | 1.17 | 1.19 | Relax Interventions 50% | Afghanistan | AFG | 2022-01-02 | v8 | TRUE
https://raw.githubusercontent.com/mrc-ide/global-lmic-reports/master/AFG/projections.csv | 2021-03-27 | Reff | 1.08 | 1.11 | 1.12 | 1.12 | 1.14 | 1.16 | Relax Interventions 50% | Afghanistan | AFG | 2022-01-02 | v8 | TRUE
https://raw.githubusercontent.com/mrc-ide/global-lmic-reports/master/AFG/projections.csv | 2021-03-27 | infections | 1626.51 | 1759.19 | 1856.2 | 1843.23 | 1930.22 | 2066.69 | Surged Additional 50% Reduction | Afghanistan | AFG | 2022-01-02 | v8 | TRUE
https://raw.githubusercontent.com/mrc-ide/global-lmic-reports/master/AFG/projections.csv | 2021-03-27 | deaths | 1.84 | 1.91 | 1.99 | 2.01 | 2.09 | 2.25 | Surged Additional 50% Reduction | Afghanistan | AFG | 2022-01-02 | v8 | TRUE
https://raw.githubusercontent.com/mrc-ide/global-lmic-reports/master/AFG/projections.csv | 2021-03-27 | hospital_demand | 83.62 | 87.37 | 90.56 | 91.36 | 94.54 | 102.98 | Surged Additional 50% Reduction | Afghanistan | AFG | 2022-01-02 | v8 | TRUE
https://raw.githubusercontent.com/mrc-ide/global-lmic-reports/master/AFG/projections.csv | 2021-03-27 | ICU_demand | 30.27 | 31.46 | 32.67 | 33.04 | 34.24 | 37.1 | Surged Additional 50% Reduction | Afghanistan | AFG | 2022-01-02 | v8 | TRUE
https://raw.githubusercontent.com/mrc-ide/global-lmic-reports/master/AFG/projections.csv | 2021-03-27 | hospital_incidence | 11.76 | 12.53 | 13.1 | 13.13 | 13.71 | 15.01 | Surged Additional 50% Reduction | Afghanistan | AFG | 2022-01-02 | v8 | TRUE
https://raw.githubusercontent.com/mrc-ide/global-lmic-reports/master/AFG/projections.csv | 2021-03-27 | ICU_incidence | 3.4 | 3.62 | 3.79 | 3.8 | 3.96 | 4.34 | Surged Additional 50% Reduction | Afghanistan | AFG | 2022-01-02 | v8 | TRUE
https://raw.githubusercontent.com/mrc-ide/global-lmic-reports/master/AFG/projections.csv | 2021-03-27 | prevalence | 10959.03 | 11718.77 | 12356.06 | 12388.12 | 12982.1 | 14160.81 | Surged Additional 50% Reduction | Afghanistan | AFG | 2022-01-02 | v8 | TRUE
https://raw.githubusercontent.com/mrc-ide/global-lmic-reports/master/AFG/projections.csv | 2021-03-27 | cumulative_infections | 1056970.4 | 1100045.7 | 1129810.63 | 1128219.65 | 1157187.15 | 1208833.25 | Surged Additional 50% Reduction | Afghanistan | AFG | 2022-01-02 | v8 | TRUE
https://raw.githubusercontent.com/mrc-ide/global-lmic-reports/master/AFG/projections.csv | 2021-03-27 | cumulative_deaths | 2232.25 | 2328.86 | 2391.35 | 2389.52 | 2450.3 | 2563.09 | Surged Additional 50% Reduction | Afghanistan | AFG | 2022-01-02 | v8 | TRUE
https://raw.githubusercontent.com/mrc-ide/global-lmic-reports/master/AFG/projections.csv | 2021-03-27 | Rt | 1.1 | 1.14 | 1.16 | 1.16 | 1.17 | 1.21 | Surged Additional 50% Reduction | Afghanistan | AFG | 2022-01-02 | v8 | TRUE
https://raw.githubusercontent.com/mrc-ide/global-lmic-reports/master/AFG/projections.csv | 2021-03-27 | Reff | 1.07 | 1.11 | 1.13 | 1.12 | 1.14 | 1.18 | Surged Additional 50% Reduction | Afghanistan | AFG | 2022-01-02 | v8 | TRUE
https://raw.githubusercontent.com/mrc-ide/global-lmic-reports/master/AFG/projections.csv | 2021-03-27 | infections | 1626.51 | 1759.19 | 1856.2 | 1843.23 | 1930.22 | 2066.69 | Surged Maintain Status Quo | Afghanistan | AFG | 2022-01-02 | v8 | TRUE
https://raw.githubusercontent.com/mrc-ide/global-lmic-reports/master/AFG/projections.csv | 2021-03-27 | deaths | 1.84 | 1.91 | 1.99 | 2.01 | 2.09 | 2.25 | Surged Maintain Status Quo | Afghanistan | AFG | 2022-01-02 | v8 | TRUE
https://raw.githubusercontent.com/mrc-ide/global-lmic-reports/master/AFG/projections.csv | 2021-03-27 | hospital_demand | 83.62 | 87.37 | 90.56 | 91.36 | 94.54 | 102.98 | Surged Maintain Status Quo | Afghanistan | AFG | 2022-01-02 | v8 | TRUE
https://raw.githubusercontent.com/mrc-ide/global-lmic-reports/master/AFG/projections.csv | 2021-03-27 | ICU_demand | 30.27 | 31.46 | 32.67 | 33.04 | 34.24 | 37.1 | Surged Maintain Status Quo | Afghanistan | AFG | 2022-01-02 | v8 | TRUE
https://raw.githubusercontent.com/mrc-ide/global-lmic-reports/master/AFG/projections.csv | 2021-03-27 | hospital_incidence | 11.76 | 12.53 | 13.1 | 13.13 | 13.71 | 15.01 | Surged Maintain Status Quo | Afghanistan | AFG | 2022-01-02 | v8 | TRUE
https://raw.githubusercontent.com/mrc-ide/global-lmic-reports/master/AFG/projections.csv | 2021-03-27 | ICU_incidence | 3.4 | 3.62 | 3.79 | 3.8 | 3.96 | 4.34 | Surged Maintain Status Quo | Afghanistan | AFG | 2022-01-02 | v8 | TRUE
https://raw.githubusercontent.com/mrc-ide/global-lmic-reports/master/AFG/projections.csv | 2021-03-27 | prevalence | 10959.03 | 11718.77 | 12356.06 | 12388.12 | 12982.1 | 14160.81 | Surged Maintain Status Quo | Afghanistan | AFG | 2022-01-02 | v8 | TRUE
https://raw.githubusercontent.com/mrc-ide/global-lmic-reports/master/AFG/projections.csv | 2021-03-27 | cumulative_infections | 1056970.4 | 1100045.7 | 1129810.63 | 1128219.65 | 1157187.15 | 1208833.25 | Surged Maintain Status Quo | Afghanistan | AFG | 2022-01-02 | v8 | TRUE
https://raw.githubusercontent.com/mrc-ide/global-lmic-reports/master/AFG/projections.csv | 2021-03-27 | cumulative_deaths | 2232.25 | 2328.86 | 2391.35 | 2389.52 | 2450.3 | 2563.09 | Surged Maintain Status Quo | Afghanistan | AFG | 2022-01-02 | v8 | TRUE
https://raw.githubusercontent.com/mrc-ide/global-lmic-reports/master/AFG/projections.csv | 2021-03-27 | Rt | 1.1 | 1.14 | 1.16 | 1.16 | 1.17 | 1.21 | Surged Maintain Status Quo | Afghanistan | AFG | 2022-01-02 | v8 | TRUE
https://raw.githubusercontent.com/mrc-ide/global-lmic-reports/master/AFG/projections.csv | 2021-03-27 | Reff | 1.07 | 1.11 | 1.13 | 1.12 | 1.14 | 1.18 | Surged Maintain Status Quo | Afghanistan | AFG | 2022-01-02 | v8 | TRUE
https://raw.githubusercontent.com/mrc-ide/global-lmic-reports/master/AFG/projections.csv | 2021-03-27 | infections | 1626.51 | 1759.19 | 1856.2 | 1843.23 | 1930.22 | 2066.69 | Surged Optimistic | Afghanistan | AFG | 2022-01-02 | v8 | TRUE
https://raw.githubusercontent.com/mrc-ide/global-lmic-reports/master/AFG/projections.csv | 2021-03-27 | deaths | 1.84 | 1.91 | 1.99 | 2.01 | 2.09 | 2.25 | Surged Optimistic | Afghanistan | AFG | 2022-01-02 | v8 | TRUE
https://raw.githubusercontent.com/mrc-ide/global-lmic-reports/master/AFG/projections.csv | 2021-03-27 | hospital_demand | 83.62 | 87.37 | 90.56 | 91.36 | 94.54 | 102.98 | Surged Optimistic | Afghanistan | AFG | 2022-01-02 | v8 | TRUE
https://raw.githubusercontent.com/mrc-ide/global-lmic-reports/master/AFG/projections.csv | 2021-03-27 | ICU_demand | 30.27 | 31.46 | 32.67 | 33.04 | 34.24 | 37.1 | Surged Optimistic | Afghanistan | AFG | 2022-01-02 | v8 | TRUE
https://raw.githubusercontent.com/mrc-ide/global-lmic-reports/master/AFG/projections.csv | 2021-03-27 | hospital_incidence | 11.76 | 12.53 | 13.1 | 13.13 | 13.71 | 15.01 | Surged Optimistic | Afghanistan | AFG | 2022-01-02 | v8 | TRUE
https://raw.githubusercontent.com/mrc-ide/global-lmic-reports/master/AFG/projections.csv | 2021-03-27 | ICU_incidence | 3.4 | 3.62 | 3.79 | 3.8 | 3.96 | 4.34 | Surged Optimistic | Afghanistan | AFG | 2022-01-02 | v8 | TRUE
https://raw.githubusercontent.com/mrc-ide/global-lmic-reports/master/AFG/projections.csv | 2021-03-27 | prevalence | 10959.03 | 11718.77 | 12356.06 | 12388.12 | 12982.1 | 14160.81 | Surged Optimistic | Afghanistan | AFG | 2022-01-02 | v8 | TRUE
https://raw.githubusercontent.com/mrc-ide/global-lmic-reports/master/AFG/projections.csv | 2021-03-27 | cumulative_infections | 1056970.4 | 1100045.7 | 1129810.63 | 1128219.65 | 1157187.15 | 1208833.25 | Surged Optimistic | Afghanistan | AFG | 2022-01-02 | v8 | TRUE
https://raw.githubusercontent.com/mrc-ide/global-lmic-reports/master/AFG/projections.csv | 2021-03-27 | cumulative_deaths | 2232.25 | 2328.86 | 2391.35 | 2389.52 | 2450.3 | 2563.09 | Surged Optimistic | Afghanistan | AFG | 2022-01-02 | v8 | TRUE
https://raw.githubusercontent.com/mrc-ide/global-lmic-reports/master/AFG/projections.csv | 2021-03-27 | Rt | 1.1 | 1.14 | 1.16 | 1.16 | 1.17 | 1.21 | Surged Optimistic | Afghanistan | AFG | 2022-01-02 | v8 | TRUE
https://raw.githubusercontent.com/mrc-ide/global-lmic-reports/master/AFG/projections.csv | 2021-03-27 | Reff | 1.07 | 1.11 | 1.13 | 1.12 | 1.14 | 1.18 | Surged Optimistic | Afghanistan | AFG | 2022-01-02 | v8 | TRUE
https://raw.githubusercontent.com/mrc-ide/global-lmic-reports/master/AFG/projections.csv | 2021-03-27 | infections | 1626.51 | 1759.19 | 1856.2 | 1843.23 | 1930.22 | 2066.69 | Surged Pessimistic | Afghanistan | AFG | 2022-01-02 | v8 | TRUE
https://raw.githubusercontent.com/mrc-ide/global-lmic-reports/master/AFG/projections.csv | 2021-03-27 | deaths | 1.84 | 1.91 | 1.99 | 2.01 | 2.09 | 2.25 | Surged Pessimistic | Afghanistan | AFG | 2022-01-02 | v8 | TRUE
https://raw.githubusercontent.com/mrc-ide/global-lmic-reports/master/AFG/projections.csv | 2021-03-27 | hospital_demand | 83.62 | 87.37 | 90.56 | 91.36 | 94.54 | 102.98 | Surged Pessimistic | Afghanistan | AFG | 2022-01-02 | v8 | TRUE
https://raw.githubusercontent.com/mrc-ide/global-lmic-reports/master/AFG/projections.csv | 2021-03-27 | ICU_demand | 30.27 | 31.46 | 32.67 | 33.04 | 34.24 | 37.1 | Surged Pessimistic | Afghanistan | AFG | 2022-01-02 | v8 | TRUE
https://raw.githubusercontent.com/mrc-ide/global-lmic-reports/master/AFG/projections.csv | 2021-03-27 | hospital_incidence | 11.76 | 12.53 | 13.1 | 13.13 | 13.71 | 15.01 | Surged Pessimistic | Afghanistan | AFG | 2022-01-02 | v8 | TRUE
https://raw.githubusercontent.com/mrc-ide/global-lmic-reports/master/AFG/projections.csv | 2021-03-27 | ICU_incidence | 3.4 | 3.62 | 3.79 | 3.8 | 3.96 | 4.34 | Surged Pessimistic | Afghanistan | AFG | 2022-01-02 | v8 | TRUE
https://raw.githubusercontent.com/mrc-ide/global-lmic-reports/master/AFG/projections.csv | 2021-03-27 | prevalence | 10959.03 | 11718.77 | 12356.06 | 12388.12 | 12982.1 | 14160.81 | Surged Pessimistic | Afghanistan | AFG | 2022-01-02 | v8 | TRUE
https://raw.githubusercontent.com/mrc-ide/global-lmic-reports/master/AFG/projections.csv | 2021-03-27 | cumulative_infections | 1056970.4 | 1100045.7 | 1129810.63 | 1128219.65 | 1157187.15 | 1208833.25 | Surged Pessimistic | Afghanistan | AFG | 2022-01-02 | v8 | TRUE
https://raw.githubusercontent.com/mrc-ide/global-lmic-reports/master/AFG/projections.csv | 2021-03-27 | cumulative_deaths | 2232.25 | 2328.86 | 2391.35 | 2389.52 | 2450.3 | 2563.09 | Surged Pessimistic | Afghanistan | AFG | 2022-01-02 | v8 | TRUE
https://raw.githubusercontent.com/mrc-ide/global-lmic-reports/master/AFG/projections.csv | 2021-03-27 | Rt | 1.1 | 1.14 | 1.16 | 1.16 | 1.17 | 1.21 | Surged Pessimistic | Afghanistan | AFG | 2022-01-02 | v8 | TRUE
https://raw.githubusercontent.com/mrc-ide/global-lmic-reports/master/AFG/projections.csv | 2021-03-27 | Reff | 1.07 | 1.11 | 1.13 | 1.12 | 1.14 | 1.18 | Surged Pessimistic | Afghanistan | AFG | 2022-01-02 | v8 | TRUE
https://raw.githubusercontent.com/mrc-ide/global-lmic-reports/master/AFG/projections.csv | 2021-03-27 | infections | 1626.51 | 1759.19 | 1856.2 | 1843.23 | 1930.22 | 2066.69 | Surged Relax Interventions 50% | Afghanistan | AFG | 2022-01-02 | v8 | TRUE
https://raw.githubusercontent.com/mrc-ide/global-lmic-reports/master/AFG/projections.csv | 2021-03-27 | deaths | 1.84 | 1.91 | 1.99 | 2.01 | 2.09 | 2.25 | Surged Relax Interventions 50% | Afghanistan | AFG | 2022-01-02 | v8 | TRUE
https://raw.githubusercontent.com/mrc-ide/global-lmic-reports/master/AFG/projections.csv | 2021-03-27 | hospital_demand | 83.62 | 87.37 | 90.56 | 91.36 | 94.54 | 102.98 | Surged Relax Interventions 50% | Afghanistan | AFG | 2022-01-02 | v8 | TRUE
https://raw.githubusercontent.com/mrc-ide/global-lmic-reports/master/AFG/projections.csv | 2021-03-27 | ICU_demand | 30.27 | 31.46 | 32.67 | 33.04 | 34.24 | 37.1 | Surged Relax Interventions 50% | Afghanistan | AFG | 2022-01-02 | v8 | TRUE
https://raw.githubusercontent.com/mrc-ide/global-lmic-reports/master/AFG/projections.csv | 2021-03-27 | hospital_incidence | 11.76 | 12.53 | 13.1 | 13.13 | 13.71 | 15.01 | Surged Relax Interventions 50% | Afghanistan | AFG | 2022-01-02 | v8 | TRUE
https://raw.githubusercontent.com/mrc-ide/global-lmic-reports/master/AFG/projections.csv | 2021-03-27 | ICU_incidence | 3.4 | 3.62 | 3.79 | 3.8 | 3.96 | 4.34 | Surged Relax Interventions 50% | Afghanistan | AFG | 2022-01-02 | v8 | TRUE
https://raw.githubusercontent.com/mrc-ide/global-lmic-reports/master/AFG/projections.csv | 2021-03-27 | prevalence | 10959.03 | 11718.77 | 12356.06 | 12388.12 | 12982.1 | 14160.81 | Surged Relax Interventions 50% | Afghanistan | AFG | 2022-01-02 | v8 | TRUE
https://raw.githubusercontent.com/mrc-ide/global-lmic-reports/master/AFG/projections.csv | 2021-03-27 | cumulative_infections | 1056970.4 | 1100045.7 | 1129810.63 | 1128219.65 | 1157187.15 | 1208833.25 | Surged Relax Interventions 50% | Afghanistan | AFG | 2022-01-02 | v8 | TRUE
https://raw.githubusercontent.com/mrc-ide/global-lmic-reports/master/AFG/projections.csv | 2021-03-27 | cumulative_deaths | 2232.25 | 2328.86 | 2391.35 | 2389.52 | 2450.3 | 2563.09 | Surged Relax Interventions 50% | Afghanistan | AFG | 2022-01-02 | v8 | TRUE
https://raw.githubusercontent.com/mrc-ide/global-lmic-reports/master/AFG/projections.csv | 2021-03-27 | Rt | 1.1 | 1.14 | 1.16 | 1.16 | 1.17 | 1.21 | Surged Relax Interventions 50% | Afghanistan | AFG | 2022-01-02 | v8 | TRUE
https://raw.githubusercontent.com/mrc-ide/global-lmic-reports/master/AFG/projections.csv | 2021-03-27 | Reff | 1.07 | 1.11 | 1.13 | 1.12 | 1.14 | 1.18 | Surged Relax Interventions 50% | Afghanistan | AFG | 2022-01-02 | v8 | TRUE
https://raw.githubusercontent.com/mrc-ide/global-lmic-reports/master/AFG/projections.csv | 2021-03-28 | infections | 1675.37 | 1790.94 | 1903.44 | 1910.51 | 2002.51 | 2206.07 | Additional 50% Reduction | Afghanistan | AFG | 2022-01-02 | v8 | TRUE
https://raw.githubusercontent.com/mrc-ide/global-lmic-reports/master/AFG/projections.csv | 2021-03-28 | deaths | 1.84 | 2 | 2.08 | 2.11 | 2.2 | 2.43 | Additional 50% Reduction | Afghanistan | AFG | 2022-01-02 | v8 | TRUE
https://raw.githubusercontent.com/mrc-ide/global-lmic-reports/master/AFG/projections.csv | 2021-03-28 | hospital_demand | 85.29 | 90.22 | 95.18 | 95.69 | 99.57 | 111.35 | Additional 50% Reduction | Afghanistan | AFG | 2022-01-02 | v8 | TRUE
https://raw.githubusercontent.com/mrc-ide/global-lmic-reports/master/AFG/projections.csv | 2021-03-28 | ICU_demand | 30.78 | 32.76 | 34.34 | 34.61 | 36.09 | 40.09 | Additional 50% Reduction | Afghanistan | AFG | 2022-01-02 | v8 | TRUE
https://raw.githubusercontent.com/mrc-ide/global-lmic-reports/master/AFG/projections.csv | 2021-03-28 | hospital_incidence | 11.89 | 12.79 | 13.82 | 13.7 | 14.48 | 16.13 | Additional 50% Reduction | Afghanistan | AFG | 2022-01-02 | v8 | TRUE
https://raw.githubusercontent.com/mrc-ide/global-lmic-reports/master/AFG/projections.csv | 2021-03-28 | ICU_incidence | 3.44 | 3.7 | 4 | 3.97 | 4.19 | 4.67 | Additional 50% Reduction | Afghanistan | AFG | 2022-01-02 | v8 | TRUE
https://raw.githubusercontent.com/mrc-ide/global-lmic-reports/master/AFG/projections.csv | 2021-03-28 | prevalence | 10786.6 | 11689.34 | 12611.55 | 12533.27 | 13311.22 | 14676.9 | Additional 50% Reduction | Afghanistan | AFG | 2022-01-02 | v8 | TRUE
https://raw.githubusercontent.com/mrc-ide/global-lmic-reports/master/AFG/projections.csv | 2021-03-28 | cumulative_infections | 1066173.84 | 1102636.52 | 1138908.18 | 1141515.93 | 1160732.22 | 1260293.58 | Additional 50% Reduction | Afghanistan | AFG | 2022-01-02 | v8 | TRUE
https://raw.githubusercontent.com/mrc-ide/global-lmic-reports/master/AFG/projections.csv | 2021-03-28 | cumulative_deaths | 2251.11 | 2344.21 | 2424.04 | 2430.2 | 2471.83 | 2706.36 | Additional 50% Reduction | Afghanistan | AFG | 2022-01-02 | v8 | TRUE
https://raw.githubusercontent.com/mrc-ide/global-lmic-reports/master/AFG/projections.csv | 2021-03-28 | Rt | 1.16 | 1.18 | 1.2 | 1.2 | 1.22 | 1.23 | Additional 50% Reduction | Afghanistan | AFG | 2022-01-02 | v8 | TRUE
https://raw.githubusercontent.com/mrc-ide/global-lmic-reports/master/AFG/projections.csv | 2021-03-28 | Reff | 1.13 | 1.15 | 1.16 | 1.16 | 1.18 | 1.2 | Additional 50% Reduction | Afghanistan | AFG | 2022-01-02 | v8 | TRUE
https://raw.githubusercontent.com/mrc-ide/global-lmic-reports/master/AFG/projections.csv | 2021-03-28 | infections | 1675.37 | 1790.94 | 1903.44 | 1910.51 | 2002.51 | 2206.07 | Maintain Status Quo | Afghanistan | AFG | 2022-01-02 | v8 | TRUE
https://raw.githubusercontent.com/mrc-ide/global-lmic-reports/master/AFG/projections.csv | 2021-03-28 | deaths | 1.84 | 2 | 2.08 | 2.11 | 2.2 | 2.43 | Maintain Status Quo | Afghanistan | AFG | 2022-01-02 | v8 | TRUE
https://raw.githubusercontent.com/mrc-ide/global-lmic-reports/master/AFG/projections.csv | 2021-03-28 | hospital_demand | 85.29 | 90.22 | 95.18 | 95.69 | 99.57 | 111.35 | Maintain Status Quo | Afghanistan | AFG | 2022-01-02 | v8 | TRUE
https://raw.githubusercontent.com/mrc-ide/global-lmic-reports/master/AFG/projections.csv | 2021-03-28 | ICU_demand | 30.78 | 32.76 | 34.34 | 34.61 | 36.09 | 40.09 | Maintain Status Quo | Afghanistan | AFG | 2022-01-02 | v8 | TRUE
https://raw.githubusercontent.com/mrc-ide/global-lmic-reports/master/AFG/projections.csv | 2021-03-28 | hospital_incidence | 11.89 | 12.79 | 13.82 | 13.7 | 14.48 | 16.13 | Maintain Status Quo | Afghanistan | AFG | 2022-01-02 | v8 | TRUE
https://raw.githubusercontent.com/mrc-ide/global-lmic-reports/master/AFG/projections.csv | 2021-03-28 | ICU_incidence | 3.44 | 3.7 | 4 | 3.97 | 4.19 | 4.67 | Maintain Status Quo | Afghanistan | AFG | 2022-01-02 | v8 | TRUE
https://raw.githubusercontent.com/mrc-ide/global-lmic-reports/master/AFG/projections.csv | 2021-03-28 | prevalence | 10786.6 | 11689.34 | 12611.55 | 12533.27 | 13311.22 | 14676.9 | Maintain Status Quo | Afghanistan | AFG | 2022-01-02 | v8 | TRUE
https://raw.githubusercontent.com/mrc-ide/global-lmic-reports/master/AFG/projections.csv | 2021-03-28 | cumulative_infections | 1066173.84 | 1102636.52 | 1138908.18 | 1141515.93 | 1160732.22 | 1260293.58 | Maintain Status Quo | Afghanistan | AFG | 2022-01-02 | v8 | TRUE
https://raw.githubusercontent.com/mrc-ide/global-lmic-reports/master/AFG/projections.csv | 2021-03-28 | cumulative_deaths | 2251.11 | 2344.21 | 2424.04 | 2430.2 | 2471.83 | 2706.36 | Maintain Status Quo | Afghanistan | AFG | 2022-01-02 | v8 | TRUE
https://raw.githubusercontent.com/mrc-ide/global-lmic-reports/master/AFG/projections.csv | 2021-03-28 | Rt | 1.16 | 1.18 | 1.2 | 1.2 | 1.22 | 1.23 | Maintain Status Quo | Afghanistan | AFG | 2022-01-02 | v8 | TRUE
https://raw.githubusercontent.com/mrc-ide/global-lmic-reports/master/AFG/projections.csv | 2021-03-28 | Reff | 1.13 | 1.15 | 1.16 | 1.16 | 1.18 | 1.2 | Maintain Status Quo | Afghanistan | AFG | 2022-01-02 | v8 | TRUE
https://raw.githubusercontent.com/mrc-ide/global-lmic-reports/master/AFG/projections.csv | 2021-03-28 | infections | 1675.37 | 1790.94 | 1903.44 | 1910.51 | 2002.51 | 2206.07 | Optimistic | Afghanistan | AFG | 2022-01-02 | v8 | TRUE
https://raw.githubusercontent.com/mrc-ide/global-lmic-reports/master/AFG/projections.csv | 2021-03-28 | deaths | 1.84 | 2 | 2.08 | 2.11 | 2.2 | 2.43 | Optimistic | Afghanistan | AFG | 2022-01-02 | v8 | TRUE
https://raw.githubusercontent.com/mrc-ide/global-lmic-reports/master/AFG/projections.csv | 2021-03-28 | hospital_demand | 85.29 | 90.22 | 95.18 | 95.69 | 99.57 | 111.35 | Optimistic | Afghanistan | AFG | 2022-01-02 | v8 | TRUE
https://raw.githubusercontent.com/mrc-ide/global-lmic-reports/master/AFG/projections.csv | 2021-03-28 | ICU_demand | 30.78 | 32.76 | 34.34 | 34.61 | 36.09 | 40.09 | Optimistic | Afghanistan | AFG | 2022-01-02 | v8 | TRUE
https://raw.githubusercontent.com/mrc-ide/global-lmic-reports/master/AFG/projections.csv | 2021-03-28 | hospital_incidence | 11.89 | 12.79 | 13.82 | 13.7 | 14.48 | 16.13 | Optimistic | Afghanistan | AFG | 2022-01-02 | v8 | TRUE
https://raw.githubusercontent.com/mrc-ide/global-lmic-reports/master/AFG/projections.csv | 2021-03-28 | ICU_incidence | 3.44 | 3.7 | 4 | 3.97 | 4.19 | 4.67 | Optimistic | Afghanistan | AFG | 2022-01-02 | v8 | TRUE
https://raw.githubusercontent.com/mrc-ide/global-lmic-reports/master/AFG/projections.csv | 2021-03-28 | prevalence | 10786.6 | 11689.34 | 12611.55 | 12533.27 | 13311.22 | 14676.9 | Optimistic | Afghanistan | AFG | 2022-01-02 | v8 | TRUE
https://raw.githubusercontent.com/mrc-ide/global-lmic-reports/master/AFG/projections.csv | 2021-03-28 | cumulative_infections | 1066173.84 | 1102636.52 | 1138908.18 | 1141515.93 | 1160732.22 | 1260293.58 | Optimistic | Afghanistan | AFG | 2022-01-02 | v8 | TRUE
https://raw.githubusercontent.com/mrc-ide/global-lmic-reports/master/AFG/projections.csv | 2021-03-28 | cumulative_deaths | 2251.11 | 2344.21 | 2424.04 | 2430.2 | 2471.83 | 2706.36 | Optimistic | Afghanistan | AFG | 2022-01-02 | v8 | TRUE
https://raw.githubusercontent.com/mrc-ide/global-lmic-reports/master/AFG/projections.csv | 2021-03-28 | Rt | 1.16 | 1.18 | 1.2 | 1.2 | 1.22 | 1.23 | Optimistic | Afghanistan | AFG | 2022-01-02 | v8 | TRUE
https://raw.githubusercontent.com/mrc-ide/global-lmic-reports/master/AFG/projections.csv | 2021-03-28 | Reff | 1.13 | 1.15 | 1.16 | 1.16 | 1.18 | 1.2 | Optimistic | Afghanistan | AFG | 2022-01-02 | v8 | TRUE
https://raw.githubusercontent.com/mrc-ide/global-lmic-reports/master/AFG/projections.csv | 2021-03-28 | infections | 1675.37 | 1790.94 | 1903.44 | 1910.51 | 2002.51 | 2206.07 | Pessimistic | Afghanistan | AFG | 2022-01-02 | v8 | TRUE
https://raw.githubusercontent.com/mrc-ide/global-lmic-reports/master/AFG/projections.csv | 2021-03-28 | deaths | 1.84 | 2 | 2.08 | 2.11 | 2.2 | 2.43 | Pessimistic | Afghanistan | AFG | 2022-01-02 | v8 | TRUE
https://raw.githubusercontent.com/mrc-ide/global-lmic-reports/master/AFG/projections.csv | 2021-03-28 | hospital_demand | 85.29 | 90.22 | 95.18 | 95.69 | 99.57 | 111.35 | Pessimistic | Afghanistan | AFG | 2022-01-02 | v8 | TRUE
https://raw.githubusercontent.com/mrc-ide/global-lmic-reports/master/AFG/projections.csv | 2021-03-28 | ICU_demand | 30.78 | 32.76 | 34.34 | 34.61 | 36.09 | 40.09 | Pessimistic | Afghanistan | AFG | 2022-01-02 | v8 | TRUE
https://raw.githubusercontent.com/mrc-ide/global-lmic-reports/master/AFG/projections.csv | 2021-03-28 | hospital_incidence | 11.89 | 12.79 | 13.82 | 13.7 | 14.48 | 16.13 | Pessimistic | Afghanistan | AFG | 2022-01-02 | v8 | TRUE
https://raw.githubusercontent.com/mrc-ide/global-lmic-reports/master/AFG/projections.csv | 2021-03-28 | ICU_incidence | 3.44 | 3.7 | 4 | 3.97 | 4.19 | 4.67 | Pessimistic | Afghanistan | AFG | 2022-01-02 | v8 | TRUE
https://raw.githubusercontent.com/mrc-ide/global-lmic-reports/master/AFG/projections.csv | 2021-03-28 | prevalence | 10786.6 | 11689.34 | 12611.55 | 12533.27 | 13311.22 | 14676.9 | Pessimistic | Afghanistan | AFG | 2022-01-02 | v8 | TRUE
https://raw.githubusercontent.com/mrc-ide/global-lmic-reports/master/AFG/projections.csv | 2021-03-28 | cumulative_infections | 1066173.84 | 1102636.52 | 1138908.18 | 1141515.93 | 1160732.22 | 1260293.58 | Pessimistic | Afghanistan | AFG | 2022-01-02 | v8 | TRUE
https://raw.githubusercontent.com/mrc-ide/global-lmic-reports/master/AFG/projections.csv | 2021-03-28 | cumulative_deaths | 2251.11 | 2344.21 | 2424.04 | 2430.2 | 2471.83 | 2706.36 | Pessimistic | Afghanistan | AFG | 2022-01-02 | v8 | TRUE
https://raw.githubusercontent.com/mrc-ide/global-lmic-reports/master/AFG/projections.csv | 2021-03-28 | Rt | 1.16 | 1.18 | 1.2 | 1.2 | 1.22 | 1.23 | Pessimistic | Afghanistan | AFG | 2022-01-02 | v8 | TRUE
https://raw.githubusercontent.com/mrc-ide/global-lmic-reports/master/AFG/projections.csv | 2021-03-28 | Reff | 1.13 | 1.15 | 1.16 | 1.16 | 1.18 | 1.2 | Pessimistic | Afghanistan | AFG | 2022-01-02 | v8 | TRUE
https://raw.githubusercontent.com/mrc-ide/global-lmic-reports/master/AFG/projections.csv | 2021-03-28 | infections | 1675.37 | 1790.94 | 1903.44 | 1910.51 | 2002.51 | 2206.07 | Relax Interventions 50% | Afghanistan | AFG | 2022-01-02 | v8 | TRUE
https://raw.githubusercontent.com/mrc-ide/global-lmic-reports/master/AFG/projections.csv | 2021-03-28 | deaths | 1.84 | 2 | 2.08 | 2.11 | 2.2 | 2.43 | Relax Interventions 50% | Afghanistan | AFG | 2022-01-02 | v8 | TRUE
https://raw.githubusercontent.com/mrc-ide/global-lmic-reports/master/AFG/projections.csv | 2021-03-28 | hospital_demand | 85.29 | 90.22 | 95.18 | 95.69 | 99.57 | 111.35 | Relax Interventions 50% | Afghanistan | AFG | 2022-01-02 | v8 | TRUE
https://raw.githubusercontent.com/mrc-ide/global-lmic-reports/master/AFG/projections.csv | 2021-03-28 | ICU_demand | 30.78 | 32.76 | 34.34 | 34.61 | 36.09 | 40.09 | Relax Interventions 50% | Afghanistan | AFG | 2022-01-02 | v8 | TRUE
https://raw.githubusercontent.com/mrc-ide/global-lmic-reports/master/AFG/projections.csv | 2021-03-28 | hospital_incidence | 11.89 | 12.79 | 13.82 | 13.7 | 14.48 | 16.13 | Relax Interventions 50% | Afghanistan | AFG | 2022-01-02 | v8 | TRUE
https://raw.githubusercontent.com/mrc-ide/global-lmic-reports/master/AFG/projections.csv | 2021-03-28 | ICU_incidence | 3.44 | 3.7 | 4 | 3.97 | 4.19 | 4.67 | Relax Interventions 50% | Afghanistan | AFG | 2022-01-02 | v8 | TRUE
https://raw.githubusercontent.com/mrc-ide/global-lmic-reports/master/AFG/projections.csv | 2021-03-28 | prevalence | 10786.6 | 11689.34 | 12611.55 | 12533.27 | 13311.22 | 14676.9 | Relax Interventions 50% | Afghanistan | AFG | 2022-01-02 | v8 | TRUE
https://raw.githubusercontent.com/mrc-ide/global-lmic-reports/master/AFG/projections.csv | 2021-03-28 | cumulative_infections | 1066173.84 | 1102636.52 | 1138908.18 | 1141515.93 | 1160732.22 | 1260293.58 | Relax Interventions 50% | Afghanistan | AFG | 2022-01-02 | v8 | TRUE
https://raw.githubusercontent.com/mrc-ide/global-lmic-reports/master/AFG/projections.csv | 2021-03-28 | cumulative_deaths | 2251.11 | 2344.21 | 2424.04 | 2430.2 | 2471.83 | 2706.36 | Relax Interventions 50% | Afghanistan | AFG | 2022-01-02 | v8 | TRUE
https://raw.githubusercontent.com/mrc-ide/global-lmic-reports/master/AFG/projections.csv | 2021-03-28 | Rt | 1.16 | 1.18 | 1.2 | 1.2 | 1.22 | 1.23 | Relax Interventions 50% | Afghanistan | AFG | 2022-01-02 | v8 | TRUE
https://raw.githubusercontent.com/mrc-ide/global-lmic-reports/master/AFG/projections.csv | 2021-03-28 | Reff | 1.13 | 1.15 | 1.16 | 1.16 | 1.18 | 1.2 | Relax Interventions 50% | Afghanistan | AFG | 2022-01-02 | v8 | TRUE
https://raw.githubusercontent.com/mrc-ide/global-lmic-reports/master/AFG/projections.csv | 2021-03-28 | infections | 1686.91 | 1838.2 | 1937.42 | 1924.65 | 2013.38 | 2157.59 | Surged Additional 50% Reduction | Afghanistan | AFG | 2022-01-02 | v8 | TRUE
https://raw.githubusercontent.com/mrc-ide/global-lmic-reports/master/AFG/projections.csv | 2021-03-28 | deaths | 1.93 | 2.01 | 2.08 | 2.11 | 2.19 | 2.36 | Surged Additional 50% Reduction | Afghanistan | AFG | 2022-01-02 | v8 | TRUE
https://raw.githubusercontent.com/mrc-ide/global-lmic-reports/master/AFG/projections.csv | 2021-03-28 | hospital_demand | 87.76 | 91.81 | 95.1 | 95.84 | 99.34 | 108.29 | Surged Additional 50% Reduction | Afghanistan | AFG | 2022-01-02 | v8 | TRUE
https://raw.githubusercontent.com/mrc-ide/global-lmic-reports/master/AFG/projections.csv | 2021-03-28 | ICU_demand | 31.74 | 33.07 | 34.3 | 34.63 | 35.83 | 38.98 | Surged Additional 50% Reduction | Afghanistan | AFG | 2022-01-02 | v8 | TRUE
https://raw.githubusercontent.com/mrc-ide/global-lmic-reports/master/AFG/projections.csv | 2021-03-28 | hospital_incidence | 12.27 | 13.11 | 13.75 | 13.76 | 14.37 | 15.75 | Surged Additional 50% Reduction | Afghanistan | AFG | 2022-01-02 | v8 | TRUE
https://raw.githubusercontent.com/mrc-ide/global-lmic-reports/master/AFG/projections.csv | 2021-03-28 | ICU_incidence | 3.55 | 3.79 | 3.98 | 3.98 | 4.16 | 4.56 | Surged Additional 50% Reduction | Afghanistan | AFG | 2022-01-02 | v8 | TRUE
https://raw.githubusercontent.com/mrc-ide/global-lmic-reports/master/AFG/projections.csv | 2021-03-28 | prevalence | 11088.99 | 11907.76 | 12563.14 | 12605.65 | 13223.85 | 14355.53 | Surged Additional 50% Reduction | Afghanistan | AFG | 2022-01-02 | v8 | TRUE
https://raw.githubusercontent.com/mrc-ide/global-lmic-reports/master/AFG/projections.csv | 2021-03-28 | cumulative_infections | 1059009.31 | 1101936.83 | 1131752.05 | 1130144.3 | 1159208.69 | 1210769.93 | Surged Additional 50% Reduction | Afghanistan | AFG | 2022-01-02 | v8 | TRUE
https://raw.githubusercontent.com/mrc-ide/global-lmic-reports/master/AFG/projections.csv | 2021-03-28 | cumulative_deaths | 2234.45 | 2330.99 | 2393.46 | 2391.62 | 2452.4 | 2565.2 | Surged Additional 50% Reduction | Afghanistan | AFG | 2022-01-02 | v8 | TRUE
https://raw.githubusercontent.com/mrc-ide/global-lmic-reports/master/AFG/projections.csv | 2021-03-28 | Rt | 1.16 | 1.18 | 1.2 | 1.2 | 1.21 | 1.25 | Surged Additional 50% Reduction | Afghanistan | AFG | 2022-01-02 | v8 | TRUE
https://raw.githubusercontent.com/mrc-ide/global-lmic-reports/master/AFG/projections.csv | 2021-03-28 | Reff | 1.12 | 1.15 | 1.17 | 1.16 | 1.18 | 1.22 | Surged Additional 50% Reduction | Afghanistan | AFG | 2022-01-02 | v8 | TRUE
https://raw.githubusercontent.com/mrc-ide/global-lmic-reports/master/AFG/projections.csv | 2021-03-28 | infections | 1686.91 | 1838.2 | 1937.42 | 1924.65 | 2013.38 | 2157.59 | Surged Maintain Status Quo | Afghanistan | AFG | 2022-01-02 | v8 | TRUE
https://raw.githubusercontent.com/mrc-ide/global-lmic-reports/master/AFG/projections.csv | 2021-03-28 | deaths | 1.93 | 2.01 | 2.08 | 2.11 | 2.19 | 2.36 | Surged Maintain Status Quo | Afghanistan | AFG | 2022-01-02 | v8 | TRUE
https://raw.githubusercontent.com/mrc-ide/global-lmic-reports/master/AFG/projections.csv | 2021-03-28 | hospital_demand | 87.76 | 91.81 | 95.1 | 95.84 | 99.34 | 108.29 | Surged Maintain Status Quo | Afghanistan | AFG | 2022-01-02 | v8 | TRUE
https://raw.githubusercontent.com/mrc-ide/global-lmic-reports/master/AFG/projections.csv | 2021-03-28 | ICU_demand | 31.74 | 33.07 | 34.3 | 34.63 | 35.83 | 38.98 | Surged Maintain Status Quo | Afghanistan | AFG | 2022-01-02 | v8 | TRUE
https://raw.githubusercontent.com/mrc-ide/global-lmic-reports/master/AFG/projections.csv | 2021-03-28 | hospital_incidence | 12.27 | 13.11 | 13.75 | 13.76 | 14.37 | 15.75 | Surged Maintain Status Quo | Afghanistan | AFG | 2022-01-02 | v8 | TRUE
https://raw.githubusercontent.com/mrc-ide/global-lmic-reports/master/AFG/projections.csv | 2021-03-28 | ICU_incidence | 3.55 | 3.79 | 3.98 | 3.98 | 4.16 | 4.56 | Surged Maintain Status Quo | Afghanistan | AFG | 2022-01-02 | v8 | TRUE
https://raw.githubusercontent.com/mrc-ide/global-lmic-reports/master/AFG/projections.csv | 2021-03-28 | prevalence | 11088.99 | 11907.76 | 12563.14 | 12605.65 | 13223.85 | 14355.53 | Surged Maintain Status Quo | Afghanistan | AFG | 2022-01-02 | v8 | TRUE
https://raw.githubusercontent.com/mrc-ide/global-lmic-reports/master/AFG/projections.csv | 2021-03-28 | cumulative_infections | 1059009.31 | 1101936.83 | 1131752.05 | 1130144.3 | 1159208.69 | 1210769.93 | Surged Maintain Status Quo | Afghanistan | AFG | 2022-01-02 | v8 | TRUE
https://raw.githubusercontent.com/mrc-ide/global-lmic-reports/master/AFG/projections.csv | 2021-03-28 | cumulative_deaths | 2234.45 | 2330.99 | 2393.46 | 2391.62 | 2452.4 | 2565.2 | Surged Maintain Status Quo | Afghanistan | AFG | 2022-01-02 | v8 | TRUE
https://raw.githubusercontent.com/mrc-ide/global-lmic-reports/master/AFG/projections.csv | 2021-03-28 | Rt | 1.16 | 1.18 | 1.2 | 1.2 | 1.21 | 1.25 | Surged Maintain Status Quo | Afghanistan | AFG | 2022-01-02 | v8 | TRUE
https://raw.githubusercontent.com/mrc-ide/global-lmic-reports/master/AFG/projections.csv | 2021-03-28 | Reff | 1.12 | 1.15 | 1.17 | 1.16 | 1.18 | 1.22 | Surged Maintain Status Quo | Afghanistan | AFG | 2022-01-02 | v8 | TRUE
https://raw.githubusercontent.com/mrc-ide/global-lmic-reports/master/AFG/projections.csv | 2021-03-28 | infections | 1686.91 | 1838.2 | 1937.42 | 1924.65 | 2013.38 | 2157.59 | Surged Optimistic | Afghanistan | AFG | 2022-01-02 | v8 | TRUE
https://raw.githubusercontent.com/mrc-ide/global-lmic-reports/master/AFG/projections.csv | 2021-03-28 | deaths | 1.93 | 2.01 | 2.08 | 2.11 | 2.19 | 2.36 | Surged Optimistic | Afghanistan | AFG | 2022-01-02 | v8 | TRUE
https://raw.githubusercontent.com/mrc-ide/global-lmic-reports/master/AFG/projections.csv | 2021-03-28 | hospital_demand | 87.76 | 91.81 | 95.1 | 95.84 | 99.34 | 108.29 | Surged Optimistic | Afghanistan | AFG | 2022-01-02 | v8 | TRUE
https://raw.githubusercontent.com/mrc-ide/global-lmic-reports/master/AFG/projections.csv | 2021-03-28 | ICU_demand | 31.74 | 33.07 | 34.3 | 34.63 | 35.83 | 38.98 | Surged Optimistic | Afghanistan | AFG | 2022-01-02 | v8 | TRUE
https://raw.githubusercontent.com/mrc-ide/global-lmic-reports/master/AFG/projections.csv | 2021-03-28 | hospital_incidence | 12.27 | 13.11 | 13.75 | 13.76 | 14.37 | 15.75 | Surged Optimistic | Afghanistan | AFG | 2022-01-02 | v8 | TRUE
https://raw.githubusercontent.com/mrc-ide/global-lmic-reports/master/AFG/projections.csv | 2021-03-28 | ICU_incidence | 3.55 | 3.79 | 3.98 | 3.98 | 4.16 | 4.56 | Surged Optimistic | Afghanistan | AFG | 2022-01-02 | v8 | TRUE
https://raw.githubusercontent.com/mrc-ide/global-lmic-reports/master/AFG/projections.csv | 2021-03-28 | prevalence | 11088.99 | 11907.76 | 12563.14 | 12605.65 | 13223.85 | 14355.53 | Surged Optimistic | Afghanistan | AFG | 2022-01-02 | v8 | TRUE
https://raw.githubusercontent.com/mrc-ide/global-lmic-reports/master/AFG/projections.csv | 2021-03-28 | cumulative_infections | 1059009.31 | 1101936.83 | 1131752.05 | 1130144.3 | 1159208.69 | 1210769.93 | Surged Optimistic | Afghanistan | AFG | 2022-01-02 | v8 | TRUE
https://raw.githubusercontent.com/mrc-ide/global-lmic-reports/master/AFG/projections.csv | 2021-03-28 | cumulative_deaths | 2234.45 | 2330.99 | 2393.46 | 2391.62 | 2452.4 | 2565.2 | Surged Optimistic | Afghanistan | AFG | 2022-01-02 | v8 | TRUE
https://raw.githubusercontent.com/mrc-ide/global-lmic-reports/master/AFG/projections.csv | 2021-03-28 | Rt | 1.16 | 1.18 | 1.2 | 1.2 | 1.21 | 1.25 | Surged Optimistic | Afghanistan | AFG | 2022-01-02 | v8 | TRUE
https://raw.githubusercontent.com/mrc-ide/global-lmic-reports/master/AFG/projections.csv | 2021-03-28 | Reff | 1.12 | 1.15 | 1.17 | 1.16 | 1.18 | 1.22 | Surged Optimistic | Afghanistan | AFG | 2022-01-02 | v8 | TRUE
https://raw.githubusercontent.com/mrc-ide/global-lmic-reports/master/AFG/projections.csv | 2021-03-28 | infections | 1686.91 | 1838.2 | 1937.42 | 1924.65 | 2013.38 | 2157.59 | Surged Pessimistic | Afghanistan | AFG | 2022-01-02 | v8 | TRUE
https://raw.githubusercontent.com/mrc-ide/global-lmic-reports/master/AFG/projections.csv | 2021-03-28 | deaths | 1.93 | 2.01 | 2.08 | 2.11 | 2.19 | 2.36 | Surged Pessimistic | Afghanistan | AFG | 2022-01-02 | v8 | TRUE
https://raw.githubusercontent.com/mrc-ide/global-lmic-reports/master/AFG/projections.csv | 2021-03-28 | hospital_demand | 87.76 | 91.81 | 95.1 | 95.84 | 99.34 | 108.29 | Surged Pessimistic | Afghanistan | AFG | 2022-01-02 | v8 | TRUE
https://raw.githubusercontent.com/mrc-ide/global-lmic-reports/master/AFG/projections.csv | 2021-03-28 | ICU_demand | 31.74 | 33.07 | 34.3 | 34.63 | 35.83 | 38.98 | Surged Pessimistic | Afghanistan | AFG | 2022-01-02 | v8 | TRUE
https://raw.githubusercontent.com/mrc-ide/global-lmic-reports/master/AFG/projections.csv | 2021-03-28 | hospital_incidence | 12.27 | 13.11 | 13.75 | 13.76 | 14.37 | 15.75 | Surged Pessimistic | Afghanistan | AFG | 2022-01-02 | v8 | TRUE
https://raw.githubusercontent.com/mrc-ide/global-lmic-reports/master/AFG/projections.csv | 2021-03-28 | ICU_incidence | 3.55 | 3.79 | 3.98 | 3.98 | 4.16 | 4.56 | Surged Pessimistic | Afghanistan | AFG | 2022-01-02 | v8 | TRUE
https://raw.githubusercontent.com/mrc-ide/global-lmic-reports/master/AFG/projections.csv | 2021-03-28 | prevalence | 11088.99 | 11907.76 | 12563.14 | 12605.65 | 13223.85 | 14355.53 | Surged Pessimistic | Afghanistan | AFG | 2022-01-02 | v8 | TRUE
https://raw.githubusercontent.com/mrc-ide/global-lmic-reports/master/AFG/projections.csv | 2021-03-28 | cumulative_infections | 1059009.31 | 1101936.83 | 1131752.05 | 1130144.3 | 1159208.69 | 1210769.93 | Surged Pessimistic | Afghanistan | AFG | 2022-01-02 | v8 | TRUE
https://raw.githubusercontent.com/mrc-ide/global-lmic-reports/master/AFG/projections.csv | 2021-03-28 | cumulative_deaths | 2234.45 | 2330.99 | 2393.46 | 2391.62 | 2452.4 | 2565.2 | Surged Pessimistic | Afghanistan | AFG | 2022-01-02 | v8 | TRUE
https://raw.githubusercontent.com/mrc-ide/global-lmic-reports/master/AFG/projections.csv | 2021-03-28 | Rt | 1.16 | 1.18 | 1.2 | 1.2 | 1.21 | 1.25 | Surged Pessimistic | Afghanistan | AFG | 2022-01-02 | v8 | TRUE
https://raw.githubusercontent.com/mrc-ide/global-lmic-reports/master/AFG/projections.csv | 2021-03-28 | Reff | 1.12 | 1.15 | 1.17 | 1.16 | 1.18 | 1.22 | Surged Pessimistic | Afghanistan | AFG | 2022-01-02 | v8 | TRUE
https://raw.githubusercontent.com/mrc-ide/global-lmic-reports/master/AFG/projections.csv | 2021-03-28 | infections | 1686.91 | 1838.2 | 1937.42 | 1924.65 | 2013.38 | 2157.59 | Surged Relax Interventions 50% | Afghanistan | AFG | 2022-01-02 | v8 | TRUE
https://raw.githubusercontent.com/mrc-ide/global-lmic-reports/master/AFG/projections.csv | 2021-03-28 | deaths | 1.93 | 2.01 | 2.08 | 2.11 | 2.19 | 2.36 | Surged Relax Interventions 50% | Afghanistan | AFG | 2022-01-02 | v8 | TRUE
https://raw.githubusercontent.com/mrc-ide/global-lmic-reports/master/AFG/projections.csv | 2021-03-28 | hospital_demand | 87.76 | 91.81 | 95.1 | 95.84 | 99.34 | 108.29 | Surged Relax Interventions 50% | Afghanistan | AFG | 2022-01-02 | v8 | TRUE
https://raw.githubusercontent.com/mrc-ide/global-lmic-reports/master/AFG/projections.csv | 2021-03-28 | ICU_demand | 31.74 | 33.07 | 34.3 | 34.63 | 35.83 | 38.98 | Surged Relax Interventions 50% | Afghanistan | AFG | 2022-01-02 | v8 | TRUE
https://raw.githubusercontent.com/mrc-ide/global-lmic-reports/master/AFG/projections.csv | 2021-03-28 | hospital_incidence | 12.27 | 13.11 | 13.75 | 13.76 | 14.37 | 15.75 | Surged Relax Interventions 50% | Afghanistan | AFG | 2022-01-02 | v8 | TRUE
https://raw.githubusercontent.com/mrc-ide/global-lmic-reports/master/AFG/projections.csv | 2021-03-28 | ICU_incidence | 3.55 | 3.79 | 3.98 | 3.98 | 4.16 | 4.56 | Surged Relax Interventions 50% | Afghanistan | AFG | 2022-01-02 | v8 | TRUE
https://raw.githubusercontent.com/mrc-ide/global-lmic-reports/master/AFG/projections.csv | 2021-03-28 | prevalence | 11088.99 | 11907.76 | 12563.14 | 12605.65 | 13223.85 | 14355.53 | Surged Relax Interventions 50% | Afghanistan | AFG | 2022-01-02 | v8 | TRUE
https://raw.githubusercontent.com/mrc-ide/global-lmic-reports/master/AFG/projections.csv | 2021-03-28 | cumulative_infections | 1059009.31 | 1101936.83 | 1131752.05 | 1130144.3 | 1159208.69 | 1210769.93 | Surged Relax Interventions 50% | Afghanistan | AFG | 2022-01-02 | v8 | TRUE
https://raw.githubusercontent.com/mrc-ide/global-lmic-reports/master/AFG/projections.csv | 2021-03-28 | cumulative_deaths | 2234.45 | 2330.99 | 2393.46 | 2391.62 | 2452.4 | 2565.2 | Surged Relax Interventions 50% | Afghanistan | AFG | 2022-01-02 | v8 | TRUE
https://raw.githubusercontent.com/mrc-ide/global-lmic-reports/master/AFG/projections.csv | 2021-03-28 | Rt | 1.16 | 1.18 | 1.2 | 1.2 | 1.21 | 1.25 | Surged Relax Interventions 50% | Afghanistan | AFG | 2022-01-02 | v8 | TRUE
https://raw.githubusercontent.com/mrc-ide/global-lmic-reports/master/AFG/projections.csv | 2021-03-28 | Reff | 1.12 | 1.15 | 1.17 | 1.16 | 1.18 | 1.22 | Surged Relax Interventions 50% | Afghanistan | AFG | 2022-01-02 | v8 | TRUE
https://raw.githubusercontent.com/mrc-ide/global-lmic-reports/master/AFG/projections.csv | 2021-03-29 | infections | 1790.49 | 1925.68 | 2034.75 | 2051.95 | 2151.47 | 2373.41 | Additional 50% Reduction | Afghanistan | AFG | 2022-01-02 | v8 | TRUE
https://raw.githubusercontent.com/mrc-ide/global-lmic-reports/master/AFG/projections.csv | 2021-03-29 | deaths | 1.95 | 2.08 | 2.18 | 2.2 | 2.3 | 2.55 | Additional 50% Reduction | Afghanistan | AFG | 2022-01-02 | v8 | TRUE
https://raw.githubusercontent.com/mrc-ide/global-lmic-reports/master/AFG/projections.csv | 2021-03-29 | hospital_demand | 89.02 | 94.38 | 100.12 | 100.28 | 104.88 | 116.93 | Additional 50% Reduction | Afghanistan | AFG | 2022-01-02 | v8 | TRUE
https://raw.githubusercontent.com/mrc-ide/global-lmic-reports/master/AFG/projections.csv | 2021-03-29 | ICU_demand | 32.45 | 34.28 | 36.03 | 36.26 | 37.7 | 42.09 | Additional 50% Reduction | Afghanistan | AFG | 2022-01-02 | v8 | TRUE
https://raw.githubusercontent.com/mrc-ide/global-lmic-reports/master/AFG/projections.csv | 2021-03-29 | hospital_incidence | 12.35 | 13.27 | 14.41 | 14.27 | 15.11 | 16.82 | Additional 50% Reduction | Afghanistan | AFG | 2022-01-02 | v8 | TRUE
https://raw.githubusercontent.com/mrc-ide/global-lmic-reports/master/AFG/projections.csv | 2021-03-29 | ICU_incidence | 3.58 | 3.85 | 4.18 | 4.14 | 4.38 | 4.88 | Additional 50% Reduction | Afghanistan | AFG | 2022-01-02 | v8 | TRUE
https://raw.githubusercontent.com/mrc-ide/global-lmic-reports/master/AFG/projections.csv | 2021-03-29 | prevalence | 11065.88 | 12004.1 | 12873.53 | 12827.01 | 13592.59 | 14966.18 | Additional 50% Reduction | Afghanistan | AFG | 2022-01-02 | v8 | TRUE
https://raw.githubusercontent.com/mrc-ide/global-lmic-reports/master/AFG/projections.csv | 2021-03-29 | cumulative_infections | 1068362.29 | 1104718.97 | 1141016.1 | 1143567.88 | 1162926.79 | 1262571.29 | Additional 50% Reduction | Afghanistan | AFG | 2022-01-02 | v8 | TRUE
https://raw.githubusercontent.com/mrc-ide/global-lmic-reports/master/AFG/projections.csv | 2021-03-29 | cumulative_deaths | 2253.31 | 2346.34 | 2426.28 | 2432.41 | 2474.25 | 2708.69 | Additional 50% Reduction | Afghanistan | AFG | 2022-01-02 | v8 | TRUE
https://raw.githubusercontent.com/mrc-ide/global-lmic-reports/master/AFG/projections.csv | 2021-03-29 | Rt | 1.17 | 1.19 | 1.21 | 1.21 | 1.22 | 1.24 | Additional 50% Reduction | Afghanistan | AFG | 2022-01-02 | v8 | TRUE
https://raw.githubusercontent.com/mrc-ide/global-lmic-reports/master/AFG/projections.csv | 2021-03-29 | Reff | 1.13 | 1.16 | 1.17 | 1.17 | 1.19 | 1.2 | Additional 50% Reduction | Afghanistan | AFG | 2022-01-02 | v8 | TRUE
https://raw.githubusercontent.com/mrc-ide/global-lmic-reports/master/AFG/projections.csv | 2021-03-29 | infections | 1790.49 | 1925.68 | 2034.75 | 2051.95 | 2151.47 | 2373.41 | Maintain Status Quo | Afghanistan | AFG | 2022-01-02 | v8 | TRUE
https://raw.githubusercontent.com/mrc-ide/global-lmic-reports/master/AFG/projections.csv | 2021-03-29 | deaths | 1.95 | 2.08 | 2.18 | 2.2 | 2.3 | 2.55 | Maintain Status Quo | Afghanistan | AFG | 2022-01-02 | v8 | TRUE
https://raw.githubusercontent.com/mrc-ide/global-lmic-reports/master/AFG/projections.csv | 2021-03-29 | hospital_demand | 89.02 | 94.38 | 100.12 | 100.28 | 104.88 | 116.93 | Maintain Status Quo | Afghanistan | AFG | 2022-01-02 | v8 | TRUE
https://raw.githubusercontent.com/mrc-ide/global-lmic-reports/master/AFG/projections.csv | 2021-03-29 | ICU_demand | 32.45 | 34.28 | 36.03 | 36.26 | 37.7 | 42.09 | Maintain Status Quo | Afghanistan | AFG | 2022-01-02 | v8 | TRUE
https://raw.githubusercontent.com/mrc-ide/global-lmic-reports/master/AFG/projections.csv | 2021-03-29 | hospital_incidence | 12.35 | 13.27 | 14.41 | 14.27 | 15.11 | 16.82 | Maintain Status Quo | Afghanistan | AFG | 2022-01-02 | v8 | TRUE
https://raw.githubusercontent.com/mrc-ide/global-lmic-reports/master/AFG/projections.csv | 2021-03-29 | ICU_incidence | 3.58 | 3.85 | 4.18 | 4.14 | 4.38 | 4.88 | Maintain Status Quo | Afghanistan | AFG | 2022-01-02 | v8 | TRUE
https://raw.githubusercontent.com/mrc-ide/global-lmic-reports/master/AFG/projections.csv | 2021-03-29 | prevalence | 11065.88 | 12004.1 | 12873.53 | 12827.01 | 13592.59 | 14966.18 | Maintain Status Quo | Afghanistan | AFG | 2022-01-02 | v8 | TRUE
https://raw.githubusercontent.com/mrc-ide/global-lmic-reports/master/AFG/projections.csv | 2021-03-29 | cumulative_infections | 1068362.29 | 1104718.97 | 1141016.1 | 1143567.88 | 1162926.79 | 1262571.29 | Maintain Status Quo | Afghanistan | AFG | 2022-01-02 | v8 | TRUE
https://raw.githubusercontent.com/mrc-ide/global-lmic-reports/master/AFG/projections.csv | 2021-03-29 | cumulative_deaths | 2253.31 | 2346.34 | 2426.28 | 2432.41 | 2474.25 | 2708.69 | Maintain Status Quo | Afghanistan | AFG | 2022-01-02 | v8 | TRUE
https://raw.githubusercontent.com/mrc-ide/global-lmic-reports/master/AFG/projections.csv | 2021-03-29 | Rt | 1.17 | 1.19 | 1.21 | 1.21 | 1.22 | 1.24 | Maintain Status Quo | Afghanistan | AFG | 2022-01-02 | v8 | TRUE
https://raw.githubusercontent.com/mrc-ide/global-lmic-reports/master/AFG/projections.csv | 2021-03-29 | Reff | 1.13 | 1.16 | 1.17 | 1.17 | 1.19 | 1.2 | Maintain Status Quo | Afghanistan | AFG | 2022-01-02 | v8 | TRUE
https://raw.githubusercontent.com/mrc-ide/global-lmic-reports/master/AFG/projections.csv | 2021-03-29 | infections | 1790.49 | 1925.68 | 2034.75 | 2051.95 | 2151.47 | 2373.41 | Optimistic | Afghanistan | AFG | 2022-01-02 | v8 | TRUE
https://raw.githubusercontent.com/mrc-ide/global-lmic-reports/master/AFG/projections.csv | 2021-03-29 | deaths | 1.95 | 2.08 | 2.18 | 2.2 | 2.3 | 2.55 | Optimistic | Afghanistan | AFG | 2022-01-02 | v8 | TRUE
https://raw.githubusercontent.com/mrc-ide/global-lmic-reports/master/AFG/projections.csv | 2021-03-29 | hospital_demand | 89.02 | 94.38 | 100.12 | 100.28 | 104.88 | 116.93 | Optimistic | Afghanistan | AFG | 2022-01-02 | v8 | TRUE
https://raw.githubusercontent.com/mrc-ide/global-lmic-reports/master/AFG/projections.csv | 2021-03-29 | ICU_demand | 32.45 | 34.28 | 36.03 | 36.26 | 37.7 | 42.09 | Optimistic | Afghanistan | AFG | 2022-01-02 | v8 | TRUE
https://raw.githubusercontent.com/mrc-ide/global-lmic-reports/master/AFG/projections.csv | 2021-03-29 | hospital_incidence | 12.35 | 13.27 | 14.41 | 14.27 | 15.11 | 16.82 | Optimistic | Afghanistan | AFG | 2022-01-02 | v8 | TRUE
https://raw.githubusercontent.com/mrc-ide/global-lmic-reports/master/AFG/projections.csv | 2021-03-29 | ICU_incidence | 3.58 | 3.85 | 4.18 | 4.14 | 4.38 | 4.88 | Optimistic | Afghanistan | AFG | 2022-01-02 | v8 | TRUE
https://raw.githubusercontent.com/mrc-ide/global-lmic-reports/master/AFG/projections.csv | 2021-03-29 | prevalence | 11065.88 | 12004.1 | 12873.53 | 12827.01 | 13592.59 | 14966.18 | Optimistic | Afghanistan | AFG | 2022-01-02 | v8 | TRUE
https://raw.githubusercontent.com/mrc-ide/global-lmic-reports/master/AFG/projections.csv | 2021-03-29 | cumulative_infections | 1068362.29 | 1104718.97 | 1141016.1 | 1143567.88 | 1162926.79 | 1262571.29 | Optimistic | Afghanistan | AFG | 2022-01-02 | v8 | TRUE
https://raw.githubusercontent.com/mrc-ide/global-lmic-reports/master/AFG/projections.csv | 2021-03-29 | cumulative_deaths | 2253.31 | 2346.34 | 2426.28 | 2432.41 | 2474.25 | 2708.69 | Optimistic | Afghanistan | AFG | 2022-01-02 | v8 | TRUE
https://raw.githubusercontent.com/mrc-ide/global-lmic-reports/master/AFG/projections.csv | 2021-03-29 | Rt | 1.17 | 1.19 | 1.21 | 1.21 | 1.22 | 1.24 | Optimistic | Afghanistan | AFG | 2022-01-02 | v8 | TRUE
https://raw.githubusercontent.com/mrc-ide/global-lmic-reports/master/AFG/projections.csv | 2021-03-29 | Reff | 1.13 | 1.16 | 1.17 | 1.17 | 1.19 | 1.2 | Optimistic | Afghanistan | AFG | 2022-01-02 | v8 | TRUE
https://raw.githubusercontent.com/mrc-ide/global-lmic-reports/master/AFG/projections.csv | 2021-03-29 | infections | 1790.49 | 1925.68 | 2034.75 | 2051.95 | 2151.47 | 2373.41 | Pessimistic | Afghanistan | AFG | 2022-01-02 | v8 | TRUE
https://raw.githubusercontent.com/mrc-ide/global-lmic-reports/master/AFG/projections.csv | 2021-03-29 | deaths | 1.95 | 2.08 | 2.18 | 2.2 | 2.3 | 2.55 | Pessimistic | Afghanistan | AFG | 2022-01-02 | v8 | TRUE
https://raw.githubusercontent.com/mrc-ide/global-lmic-reports/master/AFG/projections.csv | 2021-03-29 | hospital_demand | 89.02 | 94.38 | 100.12 | 100.28 | 104.88 | 116.93 | Pessimistic | Afghanistan | AFG | 2022-01-02 | v8 | TRUE
https://raw.githubusercontent.com/mrc-ide/global-lmic-reports/master/AFG/projections.csv | 2021-03-29 | ICU_demand | 32.45 | 34.28 | 36.03 | 36.26 | 37.7 | 42.09 | Pessimistic | Afghanistan | AFG | 2022-01-02 | v8 | TRUE
https://raw.githubusercontent.com/mrc-ide/global-lmic-reports/master/AFG/projections.csv | 2021-03-29 | hospital_incidence | 12.35 | 13.27 | 14.41 | 14.27 | 15.11 | 16.82 | Pessimistic | Afghanistan | AFG | 2022-01-02 | v8 | TRUE
https://raw.githubusercontent.com/mrc-ide/global-lmic-reports/master/AFG/projections.csv | 2021-03-29 | ICU_incidence | 3.58 | 3.85 | 4.18 | 4.14 | 4.38 | 4.88 | Pessimistic | Afghanistan | AFG | 2022-01-02 | v8 | TRUE
https://raw.githubusercontent.com/mrc-ide/global-lmic-reports/master/AFG/projections.csv | 2021-03-29 | prevalence | 11065.88 | 12004.1 | 12873.53 | 12827.01 | 13592.59 | 14966.18 | Pessimistic | Afghanistan | AFG | 2022-01-02 | v8 | TRUE
https://raw.githubusercontent.com/mrc-ide/global-lmic-reports/master/AFG/projections.csv | 2021-03-29 | cumulative_infections | 1068362.29 | 1104718.97 | 1141016.1 | 1143567.88 | 1162926.79 | 1262571.29 | Pessimistic | Afghanistan | AFG | 2022-01-02 | v8 | TRUE
https://raw.githubusercontent.com/mrc-ide/global-lmic-reports/master/AFG/projections.csv | 2021-03-29 | cumulative_deaths | 2253.31 | 2346.34 | 2426.28 | 2432.41 | 2474.25 | 2708.69 | Pessimistic | Afghanistan | AFG | 2022-01-02 | v8 | TRUE
https://raw.githubusercontent.com/mrc-ide/global-lmic-reports/master/AFG/projections.csv | 2021-03-29 | Rt | 1.17 | 1.19 | 1.21 | 1.21 | 1.22 | 1.24 | Pessimistic | Afghanistan | AFG | 2022-01-02 | v8 | TRUE
https://raw.githubusercontent.com/mrc-ide/global-lmic-reports/master/AFG/projections.csv | 2021-03-29 | Reff | 1.13 | 1.16 | 1.17 | 1.17 | 1.19 | 1.2 | Pessimistic | Afghanistan | AFG | 2022-01-02 | v8 | TRUE
https://raw.githubusercontent.com/mrc-ide/global-lmic-reports/master/AFG/projections.csv | 2021-03-29 | infections | 1790.49 | 1925.68 | 2034.75 | 2051.95 | 2151.47 | 2373.41 | Relax Interventions 50% | Afghanistan | AFG | 2022-01-02 | v8 | TRUE
https://raw.githubusercontent.com/mrc-ide/global-lmic-reports/master/AFG/projections.csv | 2021-03-29 | deaths | 1.95 | 2.08 | 2.18 | 2.2 | 2.3 | 2.55 | Relax Interventions 50% | Afghanistan | AFG | 2022-01-02 | v8 | TRUE
https://raw.githubusercontent.com/mrc-ide/global-lmic-reports/master/AFG/projections.csv | 2021-03-29 | hospital_demand | 89.02 | 94.38 | 100.12 | 100.28 | 104.88 | 116.93 | Relax Interventions 50% | Afghanistan | AFG | 2022-01-02 | v8 | TRUE
https://raw.githubusercontent.com/mrc-ide/global-lmic-reports/master/AFG/projections.csv | 2021-03-29 | ICU_demand | 32.45 | 34.28 | 36.03 | 36.26 | 37.7 | 42.09 | Relax Interventions 50% | Afghanistan | AFG | 2022-01-02 | v8 | TRUE
https://raw.githubusercontent.com/mrc-ide/global-lmic-reports/master/AFG/projections.csv | 2021-03-29 | hospital_incidence | 12.35 | 13.27 | 14.41 | 14.27 | 15.11 | 16.82 | Relax Interventions 50% | Afghanistan | AFG | 2022-01-02 | v8 | TRUE
https://raw.githubusercontent.com/mrc-ide/global-lmic-reports/master/AFG/projections.csv | 2021-03-29 | ICU_incidence | 3.58 | 3.85 | 4.18 | 4.14 | 4.38 | 4.88 | Relax Interventions 50% | Afghanistan | AFG | 2022-01-02 | v8 | TRUE
https://raw.githubusercontent.com/mrc-ide/global-lmic-reports/master/AFG/projections.csv | 2021-03-29 | prevalence | 11065.88 | 12004.1 | 12873.53 | 12827.01 | 13592.59 | 14966.18 | Relax Interventions 50% | Afghanistan | AFG | 2022-01-02 | v8 | TRUE
https://raw.githubusercontent.com/mrc-ide/global-lmic-reports/master/AFG/projections.csv | 2021-03-29 | cumulative_infections | 1068362.29 | 1104718.97 | 1141016.1 | 1143567.88 | 1162926.79 | 1262571.29 | Relax Interventions 50% | Afghanistan | AFG | 2022-01-02 | v8 | TRUE
https://raw.githubusercontent.com/mrc-ide/global-lmic-reports/master/AFG/projections.csv | 2021-03-29 | cumulative_deaths | 2253.31 | 2346.34 | 2426.28 | 2432.41 | 2474.25 | 2708.69 | Relax Interventions 50% | Afghanistan | AFG | 2022-01-02 | v8 | TRUE
https://raw.githubusercontent.com/mrc-ide/global-lmic-reports/master/AFG/projections.csv | 2021-03-29 | Rt | 1.17 | 1.19 | 1.21 | 1.21 | 1.22 | 1.24 | Relax Interventions 50% | Afghanistan | AFG | 2022-01-02 | v8 | TRUE
https://raw.githubusercontent.com/mrc-ide/global-lmic-reports/master/AFG/projections.csv | 2021-03-29 | Reff | 1.13 | 1.16 | 1.17 | 1.17 | 1.19 | 1.2 | Relax Interventions 50% | Afghanistan | AFG | 2022-01-02 | v8 | TRUE
https://raw.githubusercontent.com/mrc-ide/global-lmic-reports/master/AFG/projections.csv | 2021-03-29 | infections | 1818.44 | 1971.46 | 2048.81 | 2063.31 | 2140.61 | 2294.97 | Surged Additional 50% Reduction | Afghanistan | AFG | 2022-01-02 | v8 | TRUE
https://raw.githubusercontent.com/mrc-ide/global-lmic-reports/master/AFG/projections.csv | 2021-03-29 | deaths | 2.02 | 2.1 | 2.18 | 2.21 | 2.29 | 2.48 | Surged Additional 50% Reduction | Afghanistan | AFG | 2022-01-02 | v8 | TRUE
https://raw.githubusercontent.com/mrc-ide/global-lmic-reports/master/AFG/projections.csv | 2021-03-29 | hospital_demand | 91.82 | 96.31 | 99.46 | 100.49 | 104.19 | 113.81 | Surged Additional 50% Reduction | Afghanistan | AFG | 2022-01-02 | v8 | TRUE
https://raw.githubusercontent.com/mrc-ide/global-lmic-reports/master/AFG/projections.csv | 2021-03-29 | ICU_demand | 33.28 | 34.77 | 35.99 | 36.3 | 37.54 | 40.95 | Surged Additional 50% Reduction | Afghanistan | AFG | 2022-01-02 | v8 | TRUE
https://raw.githubusercontent.com/mrc-ide/global-lmic-reports/master/AFG/projections.csv | 2021-03-29 | hospital_incidence | 12.76 | 13.62 | 14.36 | 14.34 | 14.97 | 16.43 | Surged Additional 50% Reduction | Afghanistan | AFG | 2022-01-02 | v8 | TRUE
https://raw.githubusercontent.com/mrc-ide/global-lmic-reports/master/AFG/projections.csv | 2021-03-29 | ICU_incidence | 3.7 | 3.95 | 4.16 | 4.16 | 4.34 | 4.76 | Surged Additional 50% Reduction | Afghanistan | AFG | 2022-01-02 | v8 | TRUE
https://raw.githubusercontent.com/mrc-ide/global-lmic-reports/master/AFG/projections.csv | 2021-03-29 | prevalence | 11299.15 | 12199.49 | 12842.58 | 12901.63 | 13537.42 | 14623.25 | Surged Additional 50% Reduction | Afghanistan | AFG | 2022-01-02 | v8 | TRUE
https://raw.githubusercontent.com/mrc-ide/global-lmic-reports/master/AFG/projections.csv | 2021-03-29 | cumulative_infections | 1061206.27 | 1103967.15 | 1133837.59 | 1132207.61 | 1161372.17 | 1212883.85 | Surged Additional 50% Reduction | Afghanistan | AFG | 2022-01-02 | v8 | TRUE
https://raw.githubusercontent.com/mrc-ide/global-lmic-reports/master/AFG/projections.csv | 2021-03-29 | cumulative_deaths | 2236.76 | 2333.22 | 2395.68 | 2393.83 | 2454.62 | 2567.4 | Surged Additional 50% Reduction | Afghanistan | AFG | 2022-01-02 | v8 | TRUE
https://raw.githubusercontent.com/mrc-ide/global-lmic-reports/master/AFG/projections.csv | 2021-03-29 | Rt | 1.16 | 1.19 | 1.21 | 1.21 | 1.22 | 1.26 | Surged Additional 50% Reduction | Afghanistan | AFG | 2022-01-02 | v8 | TRUE
https://raw.githubusercontent.com/mrc-ide/global-lmic-reports/master/AFG/projections.csv | 2021-03-29 | Reff | 1.13 | 1.16 | 1.17 | 1.17 | 1.18 | 1.23 | Surged Additional 50% Reduction | Afghanistan | AFG | 2022-01-02 | v8 | TRUE
https://raw.githubusercontent.com/mrc-ide/global-lmic-reports/master/AFG/projections.csv | 2021-03-29 | infections | 1818.44 | 1971.46 | 2048.81 | 2063.31 | 2140.61 | 2294.97 | Surged Maintain Status Quo | Afghanistan | AFG | 2022-01-02 | v8 | TRUE
https://raw.githubusercontent.com/mrc-ide/global-lmic-reports/master/AFG/projections.csv | 2021-03-29 | deaths | 2.02 | 2.1 | 2.18 | 2.21 | 2.29 | 2.48 | Surged Maintain Status Quo | Afghanistan | AFG | 2022-01-02 | v8 | TRUE
https://raw.githubusercontent.com/mrc-ide/global-lmic-reports/master/AFG/projections.csv | 2021-03-29 | hospital_demand | 91.82 | 96.31 | 99.46 | 100.49 | 104.19 | 113.81 | Surged Maintain Status Quo | Afghanistan | AFG | 2022-01-02 | v8 | TRUE
https://raw.githubusercontent.com/mrc-ide/global-lmic-reports/master/AFG/projections.csv | 2021-03-29 | ICU_demand | 33.28 | 34.77 | 35.99 | 36.3 | 37.54 | 40.95 | Surged Maintain Status Quo | Afghanistan | AFG | 2022-01-02 | v8 | TRUE
https://raw.githubusercontent.com/mrc-ide/global-lmic-reports/master/AFG/projections.csv | 2021-03-29 | hospital_incidence | 12.76 | 13.62 | 14.36 | 14.34 | 14.97 | 16.43 | Surged Maintain Status Quo | Afghanistan | AFG | 2022-01-02 | v8 | TRUE
https://raw.githubusercontent.com/mrc-ide/global-lmic-reports/master/AFG/projections.csv | 2021-03-29 | ICU_incidence | 3.7 | 3.95 | 4.16 | 4.16 | 4.34 | 4.76 | Surged Maintain Status Quo | Afghanistan | AFG | 2022-01-02 | v8 | TRUE
https://raw.githubusercontent.com/mrc-ide/global-lmic-reports/master/AFG/projections.csv | 2021-03-29 | prevalence | 11299.15 | 12199.49 | 12842.58 | 12901.63 | 13537.42 | 14623.25 | Surged Maintain Status Quo | Afghanistan | AFG | 2022-01-02 | v8 | TRUE
https://raw.githubusercontent.com/mrc-ide/global-lmic-reports/master/AFG/projections.csv | 2021-03-29 | cumulative_infections | 1061206.27 | 1103967.15 | 1133837.59 | 1132207.61 | 1161372.17 | 1212883.85 | Surged Maintain Status Quo | Afghanistan | AFG | 2022-01-02 | v8 | TRUE
https://raw.githubusercontent.com/mrc-ide/global-lmic-reports/master/AFG/projections.csv | 2021-03-29 | cumulative_deaths | 2236.76 | 2333.22 | 2395.68 | 2393.83 | 2454.62 | 2567.4 | Surged Maintain Status Quo | Afghanistan | AFG | 2022-01-02 | v8 | TRUE
https://raw.githubusercontent.com/mrc-ide/global-lmic-reports/master/AFG/projections.csv | 2021-03-29 | Rt | 1.16 | 1.19 | 1.21 | 1.21 | 1.22 | 1.26 | Surged Maintain Status Quo | Afghanistan | AFG | 2022-01-02 | v8 | TRUE
https://raw.githubusercontent.com/mrc-ide/global-lmic-reports/master/AFG/projections.csv | 2021-03-29 | Reff | 1.13 | 1.16 | 1.17 | 1.17 | 1.18 | 1.23 | Surged Maintain Status Quo | Afghanistan | AFG | 2022-01-02 | v8 | TRUE
https://raw.githubusercontent.com/mrc-ide/global-lmic-reports/master/AFG/projections.csv | 2021-03-29 | infections | 1818.44 | 1971.46 | 2048.81 | 2063.31 | 2140.61 | 2294.97 | Surged Optimistic | Afghanistan | AFG | 2022-01-02 | v8 | TRUE
https://raw.githubusercontent.com/mrc-ide/global-lmic-reports/master/AFG/projections.csv | 2021-03-29 | deaths | 2.02 | 2.1 | 2.18 | 2.21 | 2.29 | 2.48 | Surged Optimistic | Afghanistan | AFG | 2022-01-02 | v8 | TRUE
https://raw.githubusercontent.com/mrc-ide/global-lmic-reports/master/AFG/projections.csv | 2021-03-29 | hospital_demand | 91.82 | 96.31 | 99.46 | 100.49 | 104.19 | 113.81 | Surged Optimistic | Afghanistan | AFG | 2022-01-02 | v8 | TRUE
https://raw.githubusercontent.com/mrc-ide/global-lmic-reports/master/AFG/projections.csv | 2021-03-29 | ICU_demand | 33.28 | 34.77 | 35.99 | 36.3 | 37.54 | 40.95 | Surged Optimistic | Afghanistan | AFG | 2022-01-02 | v8 | TRUE
https://raw.githubusercontent.com/mrc-ide/global-lmic-reports/master/AFG/projections.csv | 2021-03-29 | hospital_incidence | 12.76 | 13.62 | 14.36 | 14.34 | 14.97 | 16.43 | Surged Optimistic | Afghanistan | AFG | 2022-01-02 | v8 | TRUE
https://raw.githubusercontent.com/mrc-ide/global-lmic-reports/master/AFG/projections.csv | 2021-03-29 | ICU_incidence | 3.7 | 3.95 | 4.16 | 4.16 | 4.34 | 4.76 | Surged Optimistic | Afghanistan | AFG | 2022-01-02 | v8 | TRUE
https://raw.githubusercontent.com/mrc-ide/global-lmic-reports/master/AFG/projections.csv | 2021-03-29 | prevalence | 11299.15 | 12199.49 | 12842.58 | 12901.63 | 13537.42 | 14623.25 | Surged Optimistic | Afghanistan | AFG | 2022-01-02 | v8 | TRUE
https://raw.githubusercontent.com/mrc-ide/global-lmic-reports/master/AFG/projections.csv | 2021-03-29 | cumulative_infections | 1061206.27 | 1103967.15 | 1133837.59 | 1132207.61 | 1161372.17 | 1212883.85 | Surged Optimistic | Afghanistan | AFG | 2022-01-02 | v8 | TRUE
https://raw.githubusercontent.com/mrc-ide/global-lmic-reports/master/AFG/projections.csv | 2021-03-29 | cumulative_deaths | 2236.76 | 2333.22 | 2395.68 | 2393.83 | 2454.62 | 2567.4 | Surged Optimistic | Afghanistan | AFG | 2022-01-02 | v8 | TRUE
https://raw.githubusercontent.com/mrc-ide/global-lmic-reports/master/AFG/projections.csv | 2021-03-29 | Rt | 1.16 | 1.19 | 1.21 | 1.21 | 1.22 | 1.26 | Surged Optimistic | Afghanistan | AFG | 2022-01-02 | v8 | TRUE
https://raw.githubusercontent.com/mrc-ide/global-lmic-reports/master/AFG/projections.csv | 2021-03-29 | Reff | 1.13 | 1.16 | 1.17 | 1.17 | 1.18 | 1.23 | Surged Optimistic | Afghanistan | AFG | 2022-01-02 | v8 | TRUE
https://raw.githubusercontent.com/mrc-ide/global-lmic-reports/master/AFG/projections.csv | 2021-03-29 | infections | 1818.44 | 1971.46 | 2048.81 | 2063.31 | 2140.61 | 2294.97 | Surged Pessimistic | Afghanistan | AFG | 2022-01-02 | v8 | TRUE
https://raw.githubusercontent.com/mrc-ide/global-lmic-reports/master/AFG/projections.csv | 2021-03-29 | deaths | 2.02 | 2.1 | 2.18 | 2.21 | 2.29 | 2.48 | Surged Pessimistic | Afghanistan | AFG | 2022-01-02 | v8 | TRUE
https://raw.githubusercontent.com/mrc-ide/global-lmic-reports/master/AFG/projections.csv | 2021-03-29 | hospital_demand | 91.82 | 96.31 | 99.46 | 100.49 | 104.19 | 113.81 | Surged Pessimistic | Afghanistan | AFG | 2022-01-02 | v8 | TRUE
https://raw.githubusercontent.com/mrc-ide/global-lmic-reports/master/AFG/projections.csv | 2021-03-29 | ICU_demand | 33.28 | 34.77 | 35.99 | 36.3 | 37.54 | 40.95 | Surged Pessimistic | Afghanistan | AFG | 2022-01-02 | v8 | TRUE
https://raw.githubusercontent.com/mrc-ide/global-lmic-reports/master/AFG/projections.csv | 2021-03-29 | hospital_incidence | 12.76 | 13.62 | 14.36 | 14.34 | 14.97 | 16.43 | Surged Pessimistic | Afghanistan | AFG | 2022-01-02 | v8 | TRUE
https://raw.githubusercontent.com/mrc-ide/global-lmic-reports/master/AFG/projections.csv | 2021-03-29 | ICU_incidence | 3.7 | 3.95 | 4.16 | 4.16 | 4.34 | 4.76 | Surged Pessimistic | Afghanistan | AFG | 2022-01-02 | v8 | TRUE
https://raw.githubusercontent.com/mrc-ide/global-lmic-reports/master/AFG/projections.csv | 2021-03-29 | prevalence | 11299.15 | 12199.49 | 12842.58 | 12901.63 | 13537.42 | 14623.25 | Surged Pessimistic | Afghanistan | AFG | 2022-01-02 | v8 | TRUE
https://raw.githubusercontent.com/mrc-ide/global-lmic-reports/master/AFG/projections.csv | 2021-03-29 | cumulative_infections | 1061206.27 | 1103967.15 | 1133837.59 | 1132207.61 | 1161372.17 | 1212883.85 | Surged Pessimistic | Afghanistan | AFG | 2022-01-02 | v8 | TRUE
https://raw.githubusercontent.com/mrc-ide/global-lmic-reports/master/AFG/projections.csv | 2021-03-29 | cumulative_deaths | 2236.76 | 2333.22 | 2395.68 | 2393.83 | 2454.62 | 2567.4 | Surged Pessimistic | Afghanistan | AFG | 2022-01-02 | v8 | TRUE
https://raw.githubusercontent.com/mrc-ide/global-lmic-reports/master/AFG/projections.csv | 2021-03-29 | Rt | 1.16 | 1.19 | 1.21 | 1.21 | 1.22 | 1.26 | Surged Pessimistic | Afghanistan | AFG | 2022-01-02 | v8 | TRUE
https://raw.githubusercontent.com/mrc-ide/global-lmic-reports/master/AFG/projections.csv | 2021-03-29 | Reff | 1.13 | 1.16 | 1.17 | 1.17 | 1.18 | 1.23 | Surged Pessimistic | Afghanistan | AFG | 2022-01-02 | v8 | TRUE
https://raw.githubusercontent.com/mrc-ide/global-lmic-reports/master/AFG/projections.csv | 2021-03-29 | infections | 1818.44 | 1971.46 | 2048.81 | 2063.31 | 2140.61 | 2294.97 | Surged Relax Interventions 50% | Afghanistan | AFG | 2022-01-02 | v8 | TRUE
https://raw.githubusercontent.com/mrc-ide/global-lmic-reports/master/AFG/projections.csv | 2021-03-29 | deaths | 2.02 | 2.1 | 2.18 | 2.21 | 2.29 | 2.48 | Surged Relax Interventions 50% | Afghanistan | AFG | 2022-01-02 | v8 | TRUE
https://raw.githubusercontent.com/mrc-ide/global-lmic-reports/master/AFG/projections.csv | 2021-03-29 | hospital_demand | 91.82 | 96.31 | 99.46 | 100.49 | 104.19 | 113.81 | Surged Relax Interventions 50% | Afghanistan | AFG | 2022-01-02 | v8 | TRUE
https://raw.githubusercontent.com/mrc-ide/global-lmic-reports/master/AFG/projections.csv | 2021-03-29 | ICU_demand | 33.28 | 34.77 | 35.99 | 36.3 | 37.54 | 40.95 | Surged Relax Interventions 50% | Afghanistan | AFG | 2022-01-02 | v8 | TRUE
https://raw.githubusercontent.com/mrc-ide/global-lmic-reports/master/AFG/projections.csv | 2021-03-29 | hospital_incidence | 12.76 | 13.62 | 14.36 | 14.34 | 14.97 | 16.43 | Surged Relax Interventions 50% | Afghanistan | AFG | 2022-01-02 | v8 | TRUE
https://raw.githubusercontent.com/mrc-ide/global-lmic-reports/master/AFG/projections.csv | 2021-03-29 | ICU_incidence | 3.7 | 3.95 | 4.16 | 4.16 | 4.34 | 4.76 | Surged Relax Interventions 50% | Afghanistan | AFG | 2022-01-02 | v8 | TRUE
https://raw.githubusercontent.com/mrc-ide/global-lmic-reports/master/AFG/projections.csv | 2021-03-29 | prevalence | 11299.15 | 12199.49 | 12842.58 | 12901.63 | 13537.42 | 14623.25 | Surged Relax Interventions 50% | Afghanistan | AFG | 2022-01-02 | v8 | TRUE
https://raw.githubusercontent.com/mrc-ide/global-lmic-reports/master/AFG/projections.csv | 2021-03-29 | cumulative_infections | 1061206.27 | 1103967.15 | 1133837.59 | 1132207.61 | 1161372.17 | 1212883.85 | Surged Relax Interventions 50% | Afghanistan | AFG | 2022-01-02 | v8 | TRUE
https://raw.githubusercontent.com/mrc-ide/global-lmic-reports/master/AFG/projections.csv | 2021-03-29 | cumulative_deaths | 2236.76 | 2333.22 | 2395.68 | 2393.83 | 2454.62 | 2567.4 | Surged Relax Interventions 50% | Afghanistan | AFG | 2022-01-02 | v8 | TRUE
https://raw.githubusercontent.com/mrc-ide/global-lmic-reports/master/AFG/projections.csv | 2021-03-29 | Rt | 1.16 | 1.19 | 1.21 | 1.21 | 1.22 | 1.26 | Surged Relax Interventions 50% | Afghanistan | AFG | 2022-01-02 | v8 | TRUE
https://raw.githubusercontent.com/mrc-ide/global-lmic-reports/master/AFG/projections.csv | 2021-03-29 | Reff | 1.13 | 1.16 | 1.17 | 1.17 | 1.18 | 1.23 | Surged Relax Interventions 50% | Afghanistan | AFG | 2022-01-02 | v8 | TRUE
https://raw.githubusercontent.com/mrc-ide/global-lmic-reports/master/AFG/projections.csv | 2021-03-30 | infections | 1850.19 | 1987.93 | 2098.12 | 2119.83 | 2228 | 2460.86 | Additional 50% Reduction | Afghanistan | AFG | 2022-01-02 | v8 | TRUE
https://raw.githubusercontent.com/mrc-ide/global-lmic-reports/master/AFG/projections.csv | 2021-03-30 | deaths | 2.05 | 2.18 | 2.29 | 2.31 | 2.4 | 2.68 | Additional 50% Reduction | Afghanistan | AFG | 2022-01-02 | v8 | TRUE
https://raw.githubusercontent.com/mrc-ide/global-lmic-reports/master/AFG/projections.csv | 2021-03-30 | hospital_demand | 93.05 | 98.57 | 105.34 | 104.96 | 109.65 | 122.62 | Additional 50% Reduction | Afghanistan | AFG | 2022-01-02 | v8 | TRUE
https://raw.githubusercontent.com/mrc-ide/global-lmic-reports/master/AFG/projections.csv | 2021-03-30 | ICU_demand | 33.81 | 35.81 | 37.81 | 37.95 | 39.58 | 44.15 | Additional 50% Reduction | Afghanistan | AFG | 2022-01-02 | v8 | TRUE
https://raw.githubusercontent.com/mrc-ide/global-lmic-reports/master/AFG/projections.csv | 2021-03-30 | hospital_incidence | 12.77 | 13.74 | 14.92 | 14.78 | 15.68 | 17.39 | Additional 50% Reduction | Afghanistan | AFG | 2022-01-02 | v8 | TRUE
https://raw.githubusercontent.com/mrc-ide/global-lmic-reports/master/AFG/projections.csv | 2021-03-30 | ICU_incidence | 3.71 | 3.99 | 4.33 | 4.29 | 4.55 | 5.05 | Additional 50% Reduction | Afghanistan | AFG | 2022-01-02 | v8 | TRUE
https://raw.githubusercontent.com/mrc-ide/global-lmic-reports/master/AFG/projections.csv | 2021-03-30 | prevalence | 11362.42 | 12322.38 | 13144.57 | 13139.96 | 13888.54 | 15269.94 | Additional 50% Reduction | Afghanistan | AFG | 2022-01-02 | v8 | TRUE
https://raw.githubusercontent.com/mrc-ide/global-lmic-reports/master/AFG/projections.csv | 2021-03-30 | cumulative_infections | 1070624.97 | 1106876 | 1143058.15 | 1145687.71 | 1165187.3 | 1264934.12 | Additional 50% Reduction | Afghanistan | AFG | 2022-01-02 | v8 | TRUE
https://raw.githubusercontent.com/mrc-ide/global-lmic-reports/master/AFG/projections.csv | 2021-03-30 | cumulative_deaths | 2255.63 | 2348.58 | 2428.64 | 2434.72 | 2476.78 | 2711.15 | Additional 50% Reduction | Afghanistan | AFG | 2022-01-02 | v8 | TRUE
https://raw.githubusercontent.com/mrc-ide/global-lmic-reports/master/AFG/projections.csv | 2021-03-30 | Rt | 1.15 | 1.17 | 1.18 | 1.19 | 1.2 | 1.22 | Additional 50% Reduction | Afghanistan | AFG | 2022-01-02 | v8 | TRUE
https://raw.githubusercontent.com/mrc-ide/global-lmic-reports/master/AFG/projections.csv | 2021-03-30 | Reff | 1.12 | 1.14 | 1.15 | 1.15 | 1.17 | 1.19 | Additional 50% Reduction | Afghanistan | AFG | 2022-01-02 | v8 | TRUE
https://raw.githubusercontent.com/mrc-ide/global-lmic-reports/master/AFG/projections.csv | 2021-03-30 | infections | 1850.19 | 1987.93 | 2098.12 | 2119.83 | 2228 | 2460.86 | Maintain Status Quo | Afghanistan | AFG | 2022-01-02 | v8 | TRUE
https://raw.githubusercontent.com/mrc-ide/global-lmic-reports/master/AFG/projections.csv | 2021-03-30 | deaths | 2.05 | 2.18 | 2.29 | 2.31 | 2.4 | 2.68 | Maintain Status Quo | Afghanistan | AFG | 2022-01-02 | v8 | TRUE
https://raw.githubusercontent.com/mrc-ide/global-lmic-reports/master/AFG/projections.csv | 2021-03-30 | hospital_demand | 93.05 | 98.57 | 105.34 | 104.96 | 109.65 | 122.62 | Maintain Status Quo | Afghanistan | AFG | 2022-01-02 | v8 | TRUE
https://raw.githubusercontent.com/mrc-ide/global-lmic-reports/master/AFG/projections.csv | 2021-03-30 | ICU_demand | 33.81 | 35.81 | 37.81 | 37.95 | 39.58 | 44.15 | Maintain Status Quo | Afghanistan | AFG | 2022-01-02 | v8 | TRUE
https://raw.githubusercontent.com/mrc-ide/global-lmic-reports/master/AFG/projections.csv | 2021-03-30 | hospital_incidence | 12.77 | 13.74 | 14.92 | 14.78 | 15.68 | 17.39 | Maintain Status Quo | Afghanistan | AFG | 2022-01-02 | v8 | TRUE
https://raw.githubusercontent.com/mrc-ide/global-lmic-reports/master/AFG/projections.csv | 2021-03-30 | ICU_incidence | 3.71 | 3.99 | 4.33 | 4.29 | 4.55 | 5.05 | Maintain Status Quo | Afghanistan | AFG | 2022-01-02 | v8 | TRUE
https://raw.githubusercontent.com/mrc-ide/global-lmic-reports/master/AFG/projections.csv | 2021-03-30 | prevalence | 11362.42 | 12322.38 | 13144.57 | 13139.96 | 13888.54 | 15269.94 | Maintain Status Quo | Afghanistan | AFG | 2022-01-02 | v8 | TRUE
https://raw.githubusercontent.com/mrc-ide/global-lmic-reports/master/AFG/projections.csv | 2021-03-30 | cumulative_infections | 1070624.97 | 1106876 | 1143058.15 | 1145687.71 | 1165187.3 | 1264934.12 | Maintain Status Quo | Afghanistan | AFG | 2022-01-02 | v8 | TRUE
https://raw.githubusercontent.com/mrc-ide/global-lmic-reports/master/AFG/projections.csv | 2021-03-30 | cumulative_deaths | 2255.63 | 2348.58 | 2428.64 | 2434.72 | 2476.78 | 2711.15 | Maintain Status Quo | Afghanistan | AFG | 2022-01-02 | v8 | TRUE
https://raw.githubusercontent.com/mrc-ide/global-lmic-reports/master/AFG/projections.csv | 2021-03-30 | Rt | 1.15 | 1.17 | 1.18 | 1.19 | 1.2 | 1.22 | Maintain Status Quo | Afghanistan | AFG | 2022-01-02 | v8 | TRUE
https://raw.githubusercontent.com/mrc-ide/global-lmic-reports/master/AFG/projections.csv | 2021-03-30 | Reff | 1.12 | 1.14 | 1.15 | 1.15 | 1.17 | 1.19 | Maintain Status Quo | Afghanistan | AFG | 2022-01-02 | v8 | TRUE
https://raw.githubusercontent.com/mrc-ide/global-lmic-reports/master/AFG/projections.csv | 2021-03-30 | infections | 1850.19 | 1987.93 | 2098.12 | 2119.83 | 2228 | 2460.86 | Optimistic | Afghanistan | AFG | 2022-01-02 | v8 | TRUE
https://raw.githubusercontent.com/mrc-ide/global-lmic-reports/master/AFG/projections.csv | 2021-03-30 | deaths | 2.05 | 2.18 | 2.29 | 2.31 | 2.4 | 2.68 | Optimistic | Afghanistan | AFG | 2022-01-02 | v8 | TRUE
https://raw.githubusercontent.com/mrc-ide/global-lmic-reports/master/AFG/projections.csv | 2021-03-30 | hospital_demand | 93.05 | 98.57 | 105.34 | 104.96 | 109.65 | 122.62 | Optimistic | Afghanistan | AFG | 2022-01-02 | v8 | TRUE
https://raw.githubusercontent.com/mrc-ide/global-lmic-reports/master/AFG/projections.csv | 2021-03-30 | ICU_demand | 33.81 | 35.81 | 37.81 | 37.95 | 39.58 | 44.15 | Optimistic | Afghanistan | AFG | 2022-01-02 | v8 | TRUE
https://raw.githubusercontent.com/mrc-ide/global-lmic-reports/master/AFG/projections.csv | 2021-03-30 | hospital_incidence | 12.77 | 13.74 | 14.92 | 14.78 | 15.68 | 17.39 | Optimistic | Afghanistan | AFG | 2022-01-02 | v8 | TRUE
https://raw.githubusercontent.com/mrc-ide/global-lmic-reports/master/AFG/projections.csv | 2021-03-30 | ICU_incidence | 3.71 | 3.99 | 4.33 | 4.29 | 4.55 | 5.05 | Optimistic | Afghanistan | AFG | 2022-01-02 | v8 | TRUE
https://raw.githubusercontent.com/mrc-ide/global-lmic-reports/master/AFG/projections.csv | 2021-03-30 | prevalence | 11362.42 | 12322.38 | 13144.57 | 13139.96 | 13888.54 | 15269.94 | Optimistic | Afghanistan | AFG | 2022-01-02 | v8 | TRUE
https://raw.githubusercontent.com/mrc-ide/global-lmic-reports/master/AFG/projections.csv | 2021-03-30 | cumulative_infections | 1070624.97 | 1106876 | 1143058.15 | 1145687.71 | 1165187.3 | 1264934.12 | Optimistic | Afghanistan | AFG | 2022-01-02 | v8 | TRUE
https://raw.githubusercontent.com/mrc-ide/global-lmic-reports/master/AFG/projections.csv | 2021-03-30 | cumulative_deaths | 2255.63 | 2348.58 | 2428.64 | 2434.72 | 2476.78 | 2711.15 | Optimistic | Afghanistan | AFG | 2022-01-02 | v8 | TRUE
https://raw.githubusercontent.com/mrc-ide/global-lmic-reports/master/AFG/projections.csv | 2021-03-30 | Rt | 1.15 | 1.17 | 1.18 | 1.19 | 1.2 | 1.22 | Optimistic | Afghanistan | AFG | 2022-01-02 | v8 | TRUE
https://raw.githubusercontent.com/mrc-ide/global-lmic-reports/master/AFG/projections.csv | 2021-03-30 | Reff | 1.12 | 1.14 | 1.15 | 1.15 | 1.17 | 1.19 | Optimistic | Afghanistan | AFG | 2022-01-02 | v8 | TRUE
https://raw.githubusercontent.com/mrc-ide/global-lmic-reports/master/AFG/projections.csv | 2021-03-30 | infections | 1850.19 | 1987.93 | 2098.12 | 2119.83 | 2228 | 2460.86 | Pessimistic | Afghanistan | AFG | 2022-01-02 | v8 | TRUE
https://raw.githubusercontent.com/mrc-ide/global-lmic-reports/master/AFG/projections.csv | 2021-03-30 | deaths | 2.05 | 2.18 | 2.29 | 2.31 | 2.4 | 2.68 | Pessimistic | Afghanistan | AFG | 2022-01-02 | v8 | TRUE
https://raw.githubusercontent.com/mrc-ide/global-lmic-reports/master/AFG/projections.csv | 2021-03-30 | hospital_demand | 93.05 | 98.57 | 105.34 | 104.96 | 109.65 | 122.62 | Pessimistic | Afghanistan | AFG | 2022-01-02 | v8 | TRUE
https://raw.githubusercontent.com/mrc-ide/global-lmic-reports/master/AFG/projections.csv | 2021-03-30 | ICU_demand | 33.81 | 35.81 | 37.81 | 37.95 | 39.58 | 44.15 | Pessimistic | Afghanistan | AFG | 2022-01-02 | v8 | TRUE
https://raw.githubusercontent.com/mrc-ide/global-lmic-reports/master/AFG/projections.csv | 2021-03-30 | hospital_incidence | 12.77 | 13.74 | 14.92 | 14.78 | 15.68 | 17.39 | Pessimistic | Afghanistan | AFG | 2022-01-02 | v8 | TRUE
https://raw.githubusercontent.com/mrc-ide/global-lmic-reports/master/AFG/projections.csv | 2021-03-30 | ICU_incidence | 3.71 | 3.99 | 4.33 | 4.29 | 4.55 | 5.05 | Pessimistic | Afghanistan | AFG | 2022-01-02 | v8 | TRUE
https://raw.githubusercontent.com/mrc-ide/global-lmic-reports/master/AFG/projections.csv | 2021-03-30 | prevalence | 11362.42 | 12322.38 | 13144.57 | 13139.96 | 13888.54 | 15269.94 | Pessimistic | Afghanistan | AFG | 2022-01-02 | v8 | TRUE
https://raw.githubusercontent.com/mrc-ide/global-lmic-reports/master/AFG/projections.csv | 2021-03-30 | cumulative_infections | 1070624.97 | 1106876 | 1143058.15 | 1145687.71 | 1165187.3 | 1264934.12 | Pessimistic | Afghanistan | AFG | 2022-01-02 | v8 | TRUE
https://raw.githubusercontent.com/mrc-ide/global-lmic-reports/master/AFG/projections.csv | 2021-03-30 | cumulative_deaths | 2255.63 | 2348.58 | 2428.64 | 2434.72 | 2476.78 | 2711.15 | Pessimistic | Afghanistan | AFG | 2022-01-02 | v8 | TRUE
https://raw.githubusercontent.com/mrc-ide/global-lmic-reports/master/AFG/projections.csv | 2021-03-30 | Rt | 1.15 | 1.17 | 1.18 | 1.19 | 1.2 | 1.22 | Pessimistic | Afghanistan | AFG | 2022-01-02 | v8 | TRUE
https://raw.githubusercontent.com/mrc-ide/global-lmic-reports/master/AFG/projections.csv | 2021-03-30 | Reff | 1.12 | 1.14 | 1.15 | 1.15 | 1.17 | 1.19 | Pessimistic | Afghanistan | AFG | 2022-01-02 | v8 | TRUE
https://raw.githubusercontent.com/mrc-ide/global-lmic-reports/master/AFG/projections.csv | 2021-03-30 | infections | 1850.19 | 1987.93 | 2098.12 | 2119.83 | 2228 | 2460.86 | Relax Interventions 50% | Afghanistan | AFG | 2022-01-02 | v8 | TRUE
https://raw.githubusercontent.com/mrc-ide/global-lmic-reports/master/AFG/projections.csv | 2021-03-30 | deaths | 2.05 | 2.18 | 2.29 | 2.31 | 2.4 | 2.68 | Relax Interventions 50% | Afghanistan | AFG | 2022-01-02 | v8 | TRUE
https://raw.githubusercontent.com/mrc-ide/global-lmic-reports/master/AFG/projections.csv | 2021-03-30 | hospital_demand | 93.05 | 98.57 | 105.34 | 104.96 | 109.65 | 122.62 | Relax Interventions 50% | Afghanistan | AFG | 2022-01-02 | v8 | TRUE
https://raw.githubusercontent.com/mrc-ide/global-lmic-reports/master/AFG/projections.csv | 2021-03-30 | ICU_demand | 33.81 | 35.81 | 37.81 | 37.95 | 39.58 | 44.15 | Relax Interventions 50% | Afghanistan | AFG | 2022-01-02 | v8 | TRUE
https://raw.githubusercontent.com/mrc-ide/global-lmic-reports/master/AFG/projections.csv | 2021-03-30 | hospital_incidence | 12.77 | 13.74 | 14.92 | 14.78 | 15.68 | 17.39 | Relax Interventions 50% | Afghanistan | AFG | 2022-01-02 | v8 | TRUE
https://raw.githubusercontent.com/mrc-ide/global-lmic-reports/master/AFG/projections.csv | 2021-03-30 | ICU_incidence | 3.71 | 3.99 | 4.33 | 4.29 | 4.55 | 5.05 | Relax Interventions 50% | Afghanistan | AFG | 2022-01-02 | v8 | TRUE
https://raw.githubusercontent.com/mrc-ide/global-lmic-reports/master/AFG/projections.csv | 2021-03-30 | prevalence | 11362.42 | 12322.38 | 13144.57 | 13139.96 | 13888.54 | 15269.94 | Relax Interventions 50% | Afghanistan | AFG | 2022-01-02 | v8 | TRUE
https://raw.githubusercontent.com/mrc-ide/global-lmic-reports/master/AFG/projections.csv | 2021-03-30 | cumulative_infections | 1070624.97 | 1106876 | 1143058.15 | 1145687.71 | 1165187.3 | 1264934.12 | Relax Interventions 50% | Afghanistan | AFG | 2022-01-02 | v8 | TRUE
https://raw.githubusercontent.com/mrc-ide/global-lmic-reports/master/AFG/projections.csv | 2021-03-30 | cumulative_deaths | 2255.63 | 2348.58 | 2428.64 | 2434.72 | 2476.78 | 2711.15 | Relax Interventions 50% | Afghanistan | AFG | 2022-01-02 | v8 | TRUE
https://raw.githubusercontent.com/mrc-ide/global-lmic-reports/master/AFG/projections.csv | 2021-03-30 | Rt | 1.15 | 1.17 | 1.18 | 1.19 | 1.2 | 1.22 | Relax Interventions 50% | Afghanistan | AFG | 2022-01-02 | v8 | TRUE
https://raw.githubusercontent.com/mrc-ide/global-lmic-reports/master/AFG/projections.csv | 2021-03-30 | Reff | 1.12 | 1.14 | 1.15 | 1.15 | 1.17 | 1.19 | Relax Interventions 50% | Afghanistan | AFG | 2022-01-02 | v8 | TRUE
https://raw.githubusercontent.com/mrc-ide/global-lmic-reports/master/AFG/projections.csv | 2021-03-30 | infections | 1875.05 | 2039.19 | 2117.97 | 2132.1 | 2224.16 | 2366.67 | Surged Additional 50% Reduction | Afghanistan | AFG | 2022-01-02 | v8 | TRUE
https://raw.githubusercontent.com/mrc-ide/global-lmic-reports/master/AFG/projections.csv | 2021-03-30 | deaths | 2.12 | 2.21 | 2.29 | 2.31 | 2.39 | 2.6 | Surged Additional 50% Reduction | Afghanistan | AFG | 2022-01-02 | v8 | TRUE
https://raw.githubusercontent.com/mrc-ide/global-lmic-reports/master/AFG/projections.csv | 2021-03-30 | hospital_demand | 95.86 | 100.48 | 104.11 | 105.22 | 108.87 | 119.44 | Surged Additional 50% Reduction | Afghanistan | AFG | 2022-01-02 | v8 | TRUE
https://raw.githubusercontent.com/mrc-ide/global-lmic-reports/master/AFG/projections.csv | 2021-03-30 | ICU_demand | 34.82 | 36.55 | 37.72 | 38.01 | 39.4 | 42.99 | Surged Additional 50% Reduction | Afghanistan | AFG | 2022-01-02 | v8 | TRUE
https://raw.githubusercontent.com/mrc-ide/global-lmic-reports/master/AFG/projections.csv | 2021-03-30 | hospital_incidence | 13.18 | 14.07 | 14.86 | 14.86 | 15.53 | 17 | Surged Additional 50% Reduction | Afghanistan | AFG | 2022-01-02 | v8 | TRUE
https://raw.githubusercontent.com/mrc-ide/global-lmic-reports/master/AFG/projections.csv | 2021-03-30 | ICU_incidence | 3.82 | 4.08 | 4.31 | 4.31 | 4.51 | 4.93 | Surged Additional 50% Reduction | Afghanistan | AFG | 2022-01-02 | v8 | TRUE
https://raw.githubusercontent.com/mrc-ide/global-lmic-reports/master/AFG/projections.csv | 2021-03-30 | prevalence | 11585.73 | 12524.46 | 13138.25 | 13216.96 | 13865.81 | 14908.3 | Surged Additional 50% Reduction | Afghanistan | AFG | 2022-01-02 | v8 | TRUE
https://raw.githubusercontent.com/mrc-ide/global-lmic-reports/master/AFG/projections.csv | 2021-03-30 | cumulative_infections | 1063475.81 | 1106062.19 | 1135862.31 | 1134339.71 | 1163606.95 | 1215077.74 | Surged Additional 50% Reduction | Afghanistan | AFG | 2022-01-02 | v8 | TRUE
https://raw.githubusercontent.com/mrc-ide/global-lmic-reports/master/AFG/projections.csv | 2021-03-30 | cumulative_deaths | 2239.18 | 2335.56 | 2398.02 | 2396.14 | 2456.95 | 2569.7 | Surged Additional 50% Reduction | Afghanistan | AFG | 2022-01-02 | v8 | TRUE
https://raw.githubusercontent.com/mrc-ide/global-lmic-reports/master/AFG/projections.csv | 2021-03-30 | Rt | 1.14 | 1.17 | 1.19 | 1.19 | 1.2 | 1.24 | Surged Additional 50% Reduction | Afghanistan | AFG | 2022-01-02 | v8 | TRUE
https://raw.githubusercontent.com/mrc-ide/global-lmic-reports/master/AFG/projections.csv | 2021-03-30 | Reff | 1.11 | 1.14 | 1.16 | 1.15 | 1.16 | 1.2 | Surged Additional 50% Reduction | Afghanistan | AFG | 2022-01-02 | v8 | TRUE
https://raw.githubusercontent.com/mrc-ide/global-lmic-reports/master/AFG/projections.csv | 2021-03-30 | infections | 1875.05 | 2039.19 | 2117.97 | 2132.1 | 2224.16 | 2366.67 | Surged Maintain Status Quo | Afghanistan | AFG | 2022-01-02 | v8 | TRUE
https://raw.githubusercontent.com/mrc-ide/global-lmic-reports/master/AFG/projections.csv | 2021-03-30 | deaths | 2.12 | 2.21 | 2.29 | 2.31 | 2.39 | 2.6 | Surged Maintain Status Quo | Afghanistan | AFG | 2022-01-02 | v8 | TRUE
https://raw.githubusercontent.com/mrc-ide/global-lmic-reports/master/AFG/projections.csv | 2021-03-30 | hospital_demand | 95.86 | 100.48 | 104.11 | 105.22 | 108.87 | 119.44 | Surged Maintain Status Quo | Afghanistan | AFG | 2022-01-02 | v8 | TRUE
https://raw.githubusercontent.com/mrc-ide/global-lmic-reports/master/AFG/projections.csv | 2021-03-30 | ICU_demand | 34.82 | 36.55 | 37.72 | 38.01 | 39.4 | 42.99 | Surged Maintain Status Quo | Afghanistan | AFG | 2022-01-02 | v8 | TRUE
https://raw.githubusercontent.com/mrc-ide/global-lmic-reports/master/AFG/projections.csv | 2021-03-30 | hospital_incidence | 13.18 | 14.07 | 14.86 | 14.86 | 15.53 | 17 | Surged Maintain Status Quo | Afghanistan | AFG | 2022-01-02 | v8 | TRUE
https://raw.githubusercontent.com/mrc-ide/global-lmic-reports/master/AFG/projections.csv | 2021-03-30 | ICU_incidence | 3.82 | 4.08 | 4.31 | 4.31 | 4.51 | 4.93 | Surged Maintain Status Quo | Afghanistan | AFG | 2022-01-02 | v8 | TRUE
https://raw.githubusercontent.com/mrc-ide/global-lmic-reports/master/AFG/projections.csv | 2021-03-30 | prevalence | 11585.73 | 12524.46 | 13138.25 | 13216.96 | 13865.81 | 14908.3 | Surged Maintain Status Quo | Afghanistan | AFG | 2022-01-02 | v8 | TRUE
https://raw.githubusercontent.com/mrc-ide/global-lmic-reports/master/AFG/projections.csv | 2021-03-30 | cumulative_infections | 1063475.81 | 1106062.19 | 1135862.31 | 1134339.71 | 1163606.95 | 1215077.74 | Surged Maintain Status Quo | Afghanistan | AFG | 2022-01-02 | v8 | TRUE
https://raw.githubusercontent.com/mrc-ide/global-lmic-reports/master/AFG/projections.csv | 2021-03-30 | cumulative_deaths | 2239.18 | 2335.56 | 2398.02 | 2396.14 | 2456.95 | 2569.7 | Surged Maintain Status Quo | Afghanistan | AFG | 2022-01-02 | v8 | TRUE
https://raw.githubusercontent.com/mrc-ide/global-lmic-reports/master/AFG/projections.csv | 2021-03-30 | Rt | 1.14 | 1.17 | 1.19 | 1.19 | 1.2 | 1.24 | Surged Maintain Status Quo | Afghanistan | AFG | 2022-01-02 | v8 | TRUE
https://raw.githubusercontent.com/mrc-ide/global-lmic-reports/master/AFG/projections.csv | 2021-03-30 | Reff | 1.11 | 1.14 | 1.16 | 1.15 | 1.16 | 1.2 | Surged Maintain Status Quo | Afghanistan | AFG | 2022-01-02 | v8 | TRUE
https://raw.githubusercontent.com/mrc-ide/global-lmic-reports/master/AFG/projections.csv | 2021-03-30 | infections | 1875.05 | 2039.19 | 2117.97 | 2132.1 | 2224.16 | 2366.67 | Surged Optimistic | Afghanistan | AFG | 2022-01-02 | v8 | TRUE
https://raw.githubusercontent.com/mrc-ide/global-lmic-reports/master/AFG/projections.csv | 2021-03-30 | deaths | 2.12 | 2.21 | 2.29 | 2.31 | 2.39 | 2.6 | Surged Optimistic | Afghanistan | AFG | 2022-01-02 | v8 | TRUE
https://raw.githubusercontent.com/mrc-ide/global-lmic-reports/master/AFG/projections.csv | 2021-03-30 | hospital_demand | 95.86 | 100.48 | 104.11 | 105.22 | 108.87 | 119.44 | Surged Optimistic | Afghanistan | AFG | 2022-01-02 | v8 | TRUE
https://raw.githubusercontent.com/mrc-ide/global-lmic-reports/master/AFG/projections.csv | 2021-03-30 | ICU_demand | 34.82 | 36.55 | 37.72 | 38.01 | 39.4 | 42.99 | Surged Optimistic | Afghanistan | AFG | 2022-01-02 | v8 | TRUE
https://raw.githubusercontent.com/mrc-ide/global-lmic-reports/master/AFG/projections.csv | 2021-03-30 | hospital_incidence | 13.18 | 14.07 | 14.86 | 14.86 | 15.53 | 17 | Surged Optimistic | Afghanistan | AFG | 2022-01-02 | v8 | TRUE
https://raw.githubusercontent.com/mrc-ide/global-lmic-reports/master/AFG/projections.csv | 2021-03-30 | ICU_incidence | 3.82 | 4.08 | 4.31 | 4.31 | 4.51 | 4.93 | Surged Optimistic | Afghanistan | AFG | 2022-01-02 | v8 | TRUE
https://raw.githubusercontent.com/mrc-ide/global-lmic-reports/master/AFG/projections.csv | 2021-03-30 | prevalence | 11585.73 | 12524.46 | 13138.25 | 13216.96 | 13865.81 | 14908.3 | Surged Optimistic | Afghanistan | AFG | 2022-01-02 | v8 | TRUE
https://raw.githubusercontent.com/mrc-ide/global-lmic-reports/master/AFG/projections.csv | 2021-03-30 | cumulative_infections | 1063475.81 | 1106062.19 | 1135862.31 | 1134339.71 | 1163606.95 | 1215077.74 | Surged Optimistic | Afghanistan | AFG | 2022-01-02 | v8 | TRUE
https://raw.githubusercontent.com/mrc-ide/global-lmic-reports/master/AFG/projections.csv | 2021-03-30 | cumulative_deaths | 2239.18 | 2335.56 | 2398.02 | 2396.14 | 2456.95 | 2569.7 | Surged Optimistic | Afghanistan | AFG | 2022-01-02 | v8 | TRUE
https://raw.githubusercontent.com/mrc-ide/global-lmic-reports/master/AFG/projections.csv | 2021-03-30 | Rt | 1.14 | 1.17 | 1.19 | 1.19 | 1.2 | 1.24 | Surged Optimistic | Afghanistan | AFG | 2022-01-02 | v8 | TRUE
https://raw.githubusercontent.com/mrc-ide/global-lmic-reports/master/AFG/projections.csv | 2021-03-30 | Reff | 1.11 | 1.14 | 1.16 | 1.15 | 1.16 | 1.2 | Surged Optimistic | Afghanistan | AFG | 2022-01-02 | v8 | TRUE
https://raw.githubusercontent.com/mrc-ide/global-lmic-reports/master/AFG/projections.csv | 2021-03-30 | infections | 1875.05 | 2039.19 | 2117.97 | 2132.1 | 2224.16 | 2366.67 | Surged Pessimistic | Afghanistan | AFG | 2022-01-02 | v8 | TRUE
https://raw.githubusercontent.com/mrc-ide/global-lmic-reports/master/AFG/projections.csv | 2021-03-30 | deaths | 2.12 | 2.21 | 2.29 | 2.31 | 2.39 | 2.6 | Surged Pessimistic | Afghanistan | AFG | 2022-01-02 | v8 | TRUE
https://raw.githubusercontent.com/mrc-ide/global-lmic-reports/master/AFG/projections.csv | 2021-03-30 | hospital_demand | 95.86 | 100.48 | 104.11 | 105.22 | 108.87 | 119.44 | Surged Pessimistic | Afghanistan | AFG | 2022-01-02 | v8 | TRUE
https://raw.githubusercontent.com/mrc-ide/global-lmic-reports/master/AFG/projections.csv | 2021-03-30 | ICU_demand | 34.82 | 36.55 | 37.72 | 38.01 | 39.4 | 42.99 | Surged Pessimistic | Afghanistan | AFG | 2022-01-02 | v8 | TRUE
https://raw.githubusercontent.com/mrc-ide/global-lmic-reports/master/AFG/projections.csv | 2021-03-30 | hospital_incidence | 13.18 | 14.07 | 14.86 | 14.86 | 15.53 | 17 | Surged Pessimistic | Afghanistan | AFG | 2022-01-02 | v8 | TRUE
https://raw.githubusercontent.com/mrc-ide/global-lmic-reports/master/AFG/projections.csv | 2021-03-30 | ICU_incidence | 3.82 | 4.08 | 4.31 | 4.31 | 4.51 | 4.93 | Surged Pessimistic | Afghanistan | AFG | 2022-01-02 | v8 | TRUE
https://raw.githubusercontent.com/mrc-ide/global-lmic-reports/master/AFG/projections.csv | 2021-03-30 | prevalence | 11585.73 | 12524.46 | 13138.25 | 13216.96 | 13865.81 | 14908.3 | Surged Pessimistic | Afghanistan | AFG | 2022-01-02 | v8 | TRUE
https://raw.githubusercontent.com/mrc-ide/global-lmic-reports/master/AFG/projections.csv | 2021-03-30 | cumulative_infections | 1063475.81 | 1106062.19 | 1135862.31 | 1134339.71 | 1163606.95 | 1215077.74 | Surged Pessimistic | Afghanistan | AFG | 2022-01-02 | v8 | TRUE
https://raw.githubusercontent.com/mrc-ide/global-lmic-reports/master/AFG/projections.csv | 2021-03-30 | cumulative_deaths | 2239.18 | 2335.56 | 2398.02 | 2396.14 | 2456.95 | 2569.7 | Surged Pessimistic | Afghanistan | AFG | 2022-01-02 | v8 | TRUE
https://raw.githubusercontent.com/mrc-ide/global-lmic-reports/master/AFG/projections.csv | 2021-03-30 | Rt | 1.14 | 1.17 | 1.19 | 1.19 | 1.2 | 1.24 | Surged Pessimistic | Afghanistan | AFG | 2022-01-02 | v8 | TRUE
https://raw.githubusercontent.com/mrc-ide/global-lmic-reports/master/AFG/projections.csv | 2021-03-30 | Reff | 1.11 | 1.14 | 1.16 | 1.15 | 1.16 | 1.2 | Surged Pessimistic | Afghanistan | AFG | 2022-01-02 | v8 | TRUE
https://raw.githubusercontent.com/mrc-ide/global-lmic-reports/master/AFG/projections.csv | 2021-03-30 | infections | 1875.05 | 2039.19 | 2117.97 | 2132.1 | 2224.16 | 2366.67 | Surged Relax Interventions 50% | Afghanistan | AFG | 2022-01-02 | v8 | TRUE
https://raw.githubusercontent.com/mrc-ide/global-lmic-reports/master/AFG/projections.csv | 2021-03-30 | deaths | 2.12 | 2.21 | 2.29 | 2.31 | 2.39 | 2.6 | Surged Relax Interventions 50% | Afghanistan | AFG | 2022-01-02 | v8 | TRUE
https://raw.githubusercontent.com/mrc-ide/global-lmic-reports/master/AFG/projections.csv | 2021-03-30 | hospital_demand | 95.86 | 100.48 | 104.11 | 105.22 | 108.87 | 119.44 | Surged Relax Interventions 50% | Afghanistan | AFG | 2022-01-02 | v8 | TRUE
https://raw.githubusercontent.com/mrc-ide/global-lmic-reports/master/AFG/projections.csv | 2021-03-30 | ICU_demand | 34.82 | 36.55 | 37.72 | 38.01 | 39.4 | 42.99 | Surged Relax Interventions 50% | Afghanistan | AFG | 2022-01-02 | v8 | TRUE
https://raw.githubusercontent.com/mrc-ide/global-lmic-reports/master/AFG/projections.csv | 2021-03-30 | hospital_incidence | 13.18 | 14.07 | 14.86 | 14.86 | 15.53 | 17 | Surged Relax Interventions 50% | Afghanistan | AFG | 2022-01-02 | v8 | TRUE
https://raw.githubusercontent.com/mrc-ide/global-lmic-reports/master/AFG/projections.csv | 2021-03-30 | ICU_incidence | 3.82 | 4.08 | 4.31 | 4.31 | 4.51 | 4.93 | Surged Relax Interventions 50% | Afghanistan | AFG | 2022-01-02 | v8 | TRUE
https://raw.githubusercontent.com/mrc-ide/global-lmic-reports/master/AFG/projections.csv | 2021-03-30 | prevalence | 11585.73 | 12524.46 | 13138.25 | 13216.96 | 13865.81 | 14908.3 | Surged Relax Interventions 50% | Afghanistan | AFG | 2022-01-02 | v8 | TRUE
https://raw.githubusercontent.com/mrc-ide/global-lmic-reports/master/AFG/projections.csv | 2021-03-30 | cumulative_infections | 1063475.81 | 1106062.19 | 1135862.31 | 1134339.71 | 1163606.95 | 1215077.74 | Surged Relax Interventions 50% | Afghanistan | AFG | 2022-01-02 | v8 | TRUE
https://raw.githubusercontent.com/mrc-ide/global-lmic-reports/master/AFG/projections.csv | 2021-03-30 | cumulative_deaths | 2239.18 | 2335.56 | 2398.02 | 2396.14 | 2456.95 | 2569.7 | Surged Relax Interventions 50% | Afghanistan | AFG | 2022-01-02 | v8 | TRUE
https://raw.githubusercontent.com/mrc-ide/global-lmic-reports/master/AFG/projections.csv | 2021-03-30 | Rt | 1.14 | 1.17 | 1.19 | 1.19 | 1.2 | 1.24 | Surged Relax Interventions 50% | Afghanistan | AFG | 2022-01-02 | v8 | TRUE
https://raw.githubusercontent.com/mrc-ide/global-lmic-reports/master/AFG/projections.csv | 2021-03-30 | Reff | 1.11 | 1.14 | 1.16 | 1.15 | 1.16 | 1.2 | Surged Relax Interventions 50% | Afghanistan | AFG | 2022-01-02 | v8 | TRUE
https://raw.githubusercontent.com/mrc-ide/global-lmic-reports/master/AFG/projections.csv | 2021-03-31 | infections | 1872.08 | 2000.58 | 2113.07 | 2137.01 | 2252.26 | 2464.81 | Additional 50% Reduction | Afghanistan | AFG | 2022-01-02 | v8 | TRUE
https://raw.githubusercontent.com/mrc-ide/global-lmic-reports/master/AFG/projections.csv | 2021-03-31 | deaths | 2.16 | 2.28 | 2.4 | 2.41 | 2.51 | 2.81 | Additional 50% Reduction | Afghanistan | AFG | 2022-01-02 | v8 | TRUE
https://raw.githubusercontent.com/mrc-ide/global-lmic-reports/master/AFG/projections.csv | 2021-03-31 | hospital_demand | 96.79 | 102.73 | 110.6 | 109.66 | 114.88 | 128.31 | Additional 50% Reduction | Afghanistan | AFG | 2022-01-02 | v8 | TRUE
https://raw.githubusercontent.com/mrc-ide/global-lmic-reports/master/AFG/projections.csv | 2021-03-31 | ICU_demand | 35.31 | 37.35 | 39.72 | 39.68 | 41.5 | 46.24 | Additional 50% Reduction | Afghanistan | AFG | 2022-01-02 | v8 | TRUE
https://raw.githubusercontent.com/mrc-ide/global-lmic-reports/master/AFG/projections.csv | 2021-03-31 | hospital_incidence | 13.15 | 14.17 | 15.36 | 15.24 | 16.18 | 17.87 | Additional 50% Reduction | Afghanistan | AFG | 2022-01-02 | v8 | TRUE
https://raw.githubusercontent.com/mrc-ide/global-lmic-reports/master/AFG/projections.csv | 2021-03-31 | ICU_incidence | 3.82 | 4.12 | 4.46 | 4.43 | 4.7 | 5.19 | Additional 50% Reduction | Afghanistan | AFG | 2022-01-02 | v8 | TRUE
https://raw.githubusercontent.com/mrc-ide/global-lmic-reports/master/AFG/projections.csv | 2021-03-31 | prevalence | 11640.1 | 12591.69 | 13387.6 | 13425.64 | 14192.95 | 15548.87 | Additional 50% Reduction | Afghanistan | AFG | 2022-01-02 | v8 | TRUE
https://raw.githubusercontent.com/mrc-ide/global-lmic-reports/master/AFG/projections.csv | 2021-03-31 | cumulative_infections | 1072901.62 | 1109058.77 | 1145154.96 | 1147824.72 | 1167460.43 | 1267299.05 | Additional 50% Reduction | Afghanistan | AFG | 2022-01-02 | v8 | TRUE
https://raw.githubusercontent.com/mrc-ide/global-lmic-reports/master/AFG/projections.csv | 2021-03-31 | cumulative_deaths | 2258.07 | 2350.93 | 2431.11 | 2437.13 | 2479.42 | 2713.72 | Additional 50% Reduction | Afghanistan | AFG | 2022-01-02 | v8 | TRUE
https://raw.githubusercontent.com/mrc-ide/global-lmic-reports/master/AFG/projections.csv | 2021-03-31 | Rt | 1.14 | 1.16 | 1.18 | 1.18 | 1.19 | 1.21 | Additional 50% Reduction | Afghanistan | AFG | 2022-01-02 | v8 | TRUE
https://raw.githubusercontent.com/mrc-ide/global-lmic-reports/master/AFG/projections.csv | 2021-03-31 | Reff | 1.11 | 1.13 | 1.14 | 1.14 | 1.16 | 1.18 | Additional 50% Reduction | Afghanistan | AFG | 2022-01-02 | v8 | TRUE
https://raw.githubusercontent.com/mrc-ide/global-lmic-reports/master/AFG/projections.csv | 2021-03-31 | infections | 1872.08 | 2000.58 | 2113.07 | 2137.01 | 2252.26 | 2464.81 | Maintain Status Quo | Afghanistan | AFG | 2022-01-02 | v8 | TRUE
https://raw.githubusercontent.com/mrc-ide/global-lmic-reports/master/AFG/projections.csv | 2021-03-31 | deaths | 2.16 | 2.28 | 2.4 | 2.41 | 2.51 | 2.81 | Maintain Status Quo | Afghanistan | AFG | 2022-01-02 | v8 | TRUE
https://raw.githubusercontent.com/mrc-ide/global-lmic-reports/master/AFG/projections.csv | 2021-03-31 | hospital_demand | 96.79 | 102.73 | 110.6 | 109.66 | 114.88 | 128.31 | Maintain Status Quo | Afghanistan | AFG | 2022-01-02 | v8 | TRUE
https://raw.githubusercontent.com/mrc-ide/global-lmic-reports/master/AFG/projections.csv | 2021-03-31 | ICU_demand | 35.31 | 37.35 | 39.72 | 39.68 | 41.5 | 46.24 | Maintain Status Quo | Afghanistan | AFG | 2022-01-02 | v8 | TRUE
https://raw.githubusercontent.com/mrc-ide/global-lmic-reports/master/AFG/projections.csv | 2021-03-31 | hospital_incidence | 13.15 | 14.17 | 15.36 | 15.24 | 16.18 | 17.87 | Maintain Status Quo | Afghanistan | AFG | 2022-01-02 | v8 | TRUE
https://raw.githubusercontent.com/mrc-ide/global-lmic-reports/master/AFG/projections.csv | 2021-03-31 | ICU_incidence | 3.82 | 4.12 | 4.46 | 4.43 | 4.7 | 5.19 | Maintain Status Quo | Afghanistan | AFG | 2022-01-02 | v8 | TRUE
https://raw.githubusercontent.com/mrc-ide/global-lmic-reports/master/AFG/projections.csv | 2021-03-31 | prevalence | 11640.1 | 12591.69 | 13387.6 | 13425.64 | 14192.95 | 15548.87 | Maintain Status Quo | Afghanistan | AFG | 2022-01-02 | v8 | TRUE
https://raw.githubusercontent.com/mrc-ide/global-lmic-reports/master/AFG/projections.csv | 2021-03-31 | cumulative_infections | 1072901.62 | 1109058.77 | 1145154.96 | 1147824.72 | 1167460.43 | 1267299.05 | Maintain Status Quo | Afghanistan | AFG | 2022-01-02 | v8 | TRUE
https://raw.githubusercontent.com/mrc-ide/global-lmic-reports/master/AFG/projections.csv | 2021-03-31 | cumulative_deaths | 2258.07 | 2350.93 | 2431.11 | 2437.13 | 2479.42 | 2713.72 | Maintain Status Quo | Afghanistan | AFG | 2022-01-02 | v8 | TRUE
https://raw.githubusercontent.com/mrc-ide/global-lmic-reports/master/AFG/projections.csv | 2021-03-31 | Rt | 1.14 | 1.16 | 1.18 | 1.18 | 1.19 | 1.21 | Maintain Status Quo | Afghanistan | AFG | 2022-01-02 | v8 | TRUE
https://raw.githubusercontent.com/mrc-ide/global-lmic-reports/master/AFG/projections.csv | 2021-03-31 | Reff | 1.11 | 1.13 | 1.14 | 1.14 | 1.16 | 1.18 | Maintain Status Quo | Afghanistan | AFG | 2022-01-02 | v8 | TRUE
https://raw.githubusercontent.com/mrc-ide/global-lmic-reports/master/AFG/projections.csv | 2021-03-31 | infections | 1872.08 | 2000.58 | 2113.07 | 2137.01 | 2252.26 | 2464.81 | Optimistic | Afghanistan | AFG | 2022-01-02 | v8 | TRUE
https://raw.githubusercontent.com/mrc-ide/global-lmic-reports/master/AFG/projections.csv | 2021-03-31 | deaths | 2.16 | 2.28 | 2.4 | 2.41 | 2.51 | 2.81 | Optimistic | Afghanistan | AFG | 2022-01-02 | v8 | TRUE
https://raw.githubusercontent.com/mrc-ide/global-lmic-reports/master/AFG/projections.csv | 2021-03-31 | hospital_demand | 96.79 | 102.73 | 110.6 | 109.66 | 114.88 | 128.31 | Optimistic | Afghanistan | AFG | 2022-01-02 | v8 | TRUE
https://raw.githubusercontent.com/mrc-ide/global-lmic-reports/master/AFG/projections.csv | 2021-03-31 | ICU_demand | 35.31 | 37.35 | 39.72 | 39.68 | 41.5 | 46.24 | Optimistic | Afghanistan | AFG | 2022-01-02 | v8 | TRUE
https://raw.githubusercontent.com/mrc-ide/global-lmic-reports/master/AFG/projections.csv | 2021-03-31 | hospital_incidence | 13.15 | 14.17 | 15.36 | 15.24 | 16.18 | 17.87 | Optimistic | Afghanistan | AFG | 2022-01-02 | v8 | TRUE
https://raw.githubusercontent.com/mrc-ide/global-lmic-reports/master/AFG/projections.csv | 2021-03-31 | ICU_incidence | 3.82 | 4.12 | 4.46 | 4.43 | 4.7 | 5.19 | Optimistic | Afghanistan | AFG | 2022-01-02 | v8 | TRUE
https://raw.githubusercontent.com/mrc-ide/global-lmic-reports/master/AFG/projections.csv | 2021-03-31 | prevalence | 11640.1 | 12591.69 | 13387.6 | 13425.64 | 14192.95 | 15548.87 | Optimistic | Afghanistan | AFG | 2022-01-02 | v8 | TRUE
https://raw.githubusercontent.com/mrc-ide/global-lmic-reports/master/AFG/projections.csv | 2021-03-31 | cumulative_infections | 1072901.62 | 1109058.77 | 1145154.96 | 1147824.72 | 1167460.43 | 1267299.05 | Optimistic | Afghanistan | AFG | 2022-01-02 | v8 | TRUE
https://raw.githubusercontent.com/mrc-ide/global-lmic-reports/master/AFG/projections.csv | 2021-03-31 | cumulative_deaths | 2258.07 | 2350.93 | 2431.11 | 2437.13 | 2479.42 | 2713.72 | Optimistic | Afghanistan | AFG | 2022-01-02 | v8 | TRUE
https://raw.githubusercontent.com/mrc-ide/global-lmic-reports/master/AFG/projections.csv | 2021-03-31 | Rt | 1.14 | 1.16 | 1.18 | 1.18 | 1.19 | 1.21 | Optimistic | Afghanistan | AFG | 2022-01-02 | v8 | TRUE
https://raw.githubusercontent.com/mrc-ide/global-lmic-reports/master/AFG/projections.csv | 2021-03-31 | Reff | 1.11 | 1.13 | 1.14 | 1.14 | 1.16 | 1.18 | Optimistic | Afghanistan | AFG | 2022-01-02 | v8 | TRUE
https://raw.githubusercontent.com/mrc-ide/global-lmic-reports/master/AFG/projections.csv | 2021-03-31 | infections | 1872.08 | 2000.58 | 2113.07 | 2137.01 | 2252.26 | 2464.81 | Pessimistic | Afghanistan | AFG | 2022-01-02 | v8 | TRUE
https://raw.githubusercontent.com/mrc-ide/global-lmic-reports/master/AFG/projections.csv | 2021-03-31 | deaths | 2.16 | 2.28 | 2.4 | 2.41 | 2.51 | 2.81 | Pessimistic | Afghanistan | AFG | 2022-01-02 | v8 | TRUE
https://raw.githubusercontent.com/mrc-ide/global-lmic-reports/master/AFG/projections.csv | 2021-03-31 | hospital_demand | 96.79 | 102.73 | 110.6 | 109.66 | 114.88 | 128.31 | Pessimistic | Afghanistan | AFG | 2022-01-02 | v8 | TRUE
https://raw.githubusercontent.com/mrc-ide/global-lmic-reports/master/AFG/projections.csv | 2021-03-31 | ICU_demand | 35.31 | 37.35 | 39.72 | 39.68 | 41.5 | 46.24 | Pessimistic | Afghanistan | AFG | 2022-01-02 | v8 | TRUE
https://raw.githubusercontent.com/mrc-ide/global-lmic-reports/master/AFG/projections.csv | 2021-03-31 | hospital_incidence | 13.15 | 14.17 | 15.36 | 15.24 | 16.18 | 17.87 | Pessimistic | Afghanistan | AFG | 2022-01-02 | v8 | TRUE
https://raw.githubusercontent.com/mrc-ide/global-lmic-reports/master/AFG/projections.csv | 2021-03-31 | ICU_incidence | 3.82 | 4.12 | 4.46 | 4.43 | 4.7 | 5.19 | Pessimistic | Afghanistan | AFG | 2022-01-02 | v8 | TRUE
https://raw.githubusercontent.com/mrc-ide/global-lmic-reports/master/AFG/projections.csv | 2021-03-31 | prevalence | 11640.1 | 12591.69 | 13387.6 | 13425.64 | 14192.95 | 15548.87 | Pessimistic | Afghanistan | AFG | 2022-01-02 | v8 | TRUE
https://raw.githubusercontent.com/mrc-ide/global-lmic-reports/master/AFG/projections.csv | 2021-03-31 | cumulative_infections | 1072901.62 | 1109058.77 | 1145154.96 | 1147824.72 | 1167460.43 | 1267299.05 | Pessimistic | Afghanistan | AFG | 2022-01-02 | v8 | TRUE
https://raw.githubusercontent.com/mrc-ide/global-lmic-reports/master/AFG/projections.csv | 2021-03-31 | cumulative_deaths | 2258.07 | 2350.93 | 2431.11 | 2437.13 | 2479.42 | 2713.72 | Pessimistic | Afghanistan | AFG | 2022-01-02 | v8 | TRUE
https://raw.githubusercontent.com/mrc-ide/global-lmic-reports/master/AFG/projections.csv | 2021-03-31 | Rt | 1.14 | 1.16 | 1.18 | 1.18 | 1.19 | 1.21 | Pessimistic | Afghanistan | AFG | 2022-01-02 | v8 | TRUE
https://raw.githubusercontent.com/mrc-ide/global-lmic-reports/master/AFG/projections.csv | 2021-03-31 | Reff | 1.11 | 1.13 | 1.14 | 1.14 | 1.16 | 1.18 | Pessimistic | Afghanistan | AFG | 2022-01-02 | v8 | TRUE
https://raw.githubusercontent.com/mrc-ide/global-lmic-reports/master/AFG/projections.csv | 2021-03-31 | infections | 1872.08 | 2000.58 | 2113.07 | 2137.01 | 2252.26 | 2464.81 | Relax Interventions 50% | Afghanistan | AFG | 2022-01-02 | v8 | TRUE
https://raw.githubusercontent.com/mrc-ide/global-lmic-reports/master/AFG/projections.csv | 2021-03-31 | deaths | 2.16 | 2.28 | 2.4 | 2.41 | 2.51 | 2.81 | Relax Interventions 50% | Afghanistan | AFG | 2022-01-02 | v8 | TRUE
https://raw.githubusercontent.com/mrc-ide/global-lmic-reports/master/AFG/projections.csv | 2021-03-31 | hospital_demand | 96.79 | 102.73 | 110.6 | 109.66 | 114.88 | 128.31 | Relax Interventions 50% | Afghanistan | AFG | 2022-01-02 | v8 | TRUE
https://raw.githubusercontent.com/mrc-ide/global-lmic-reports/master/AFG/projections.csv | 2021-03-31 | ICU_demand | 35.31 | 37.35 | 39.72 | 39.68 | 41.5 | 46.24 | Relax Interventions 50% | Afghanistan | AFG | 2022-01-02 | v8 | TRUE
https://raw.githubusercontent.com/mrc-ide/global-lmic-reports/master/AFG/projections.csv | 2021-03-31 | hospital_incidence | 13.15 | 14.17 | 15.36 | 15.24 | 16.18 | 17.87 | Relax Interventions 50% | Afghanistan | AFG | 2022-01-02 | v8 | TRUE
https://raw.githubusercontent.com/mrc-ide/global-lmic-reports/master/AFG/projections.csv | 2021-03-31 | ICU_incidence | 3.82 | 4.12 | 4.46 | 4.43 | 4.7 | 5.19 | Relax Interventions 50% | Afghanistan | AFG | 2022-01-02 | v8 | TRUE
https://raw.githubusercontent.com/mrc-ide/global-lmic-reports/master/AFG/projections.csv | 2021-03-31 | prevalence | 11640.1 | 12591.69 | 13387.6 | 13425.64 | 14192.95 | 15548.87 | Relax Interventions 50% | Afghanistan | AFG | 2022-01-02 | v8 | TRUE
https://raw.githubusercontent.com/mrc-ide/global-lmic-reports/master/AFG/projections.csv | 2021-03-31 | cumulative_infections | 1072901.62 | 1109058.77 | 1145154.96 | 1147824.72 | 1167460.43 | 1267299.05 | Relax Interventions 50% | Afghanistan | AFG | 2022-01-02 | v8 | TRUE
https://raw.githubusercontent.com/mrc-ide/global-lmic-reports/master/AFG/projections.csv | 2021-03-31 | cumulative_deaths | 2258.07 | 2350.93 | 2431.11 | 2437.13 | 2479.42 | 2713.72 | Relax Interventions 50% | Afghanistan | AFG | 2022-01-02 | v8 | TRUE
https://raw.githubusercontent.com/mrc-ide/global-lmic-reports/master/AFG/projections.csv | 2021-03-31 | Rt | 1.14 | 1.16 | 1.18 | 1.18 | 1.19 | 1.21 | Relax Interventions 50% | Afghanistan | AFG | 2022-01-02 | v8 | TRUE
https://raw.githubusercontent.com/mrc-ide/global-lmic-reports/master/AFG/projections.csv | 2021-03-31 | Reff | 1.11 | 1.13 | 1.14 | 1.14 | 1.16 | 1.18 | Relax Interventions 50% | Afghanistan | AFG | 2022-01-02 | v8 | TRUE
https://raw.githubusercontent.com/mrc-ide/global-lmic-reports/master/AFG/projections.csv | 2021-03-31 | infections | 1893.21 | 2051.04 | 2151.09 | 2152.28 | 2246.63 | 2397.59 | Surged Additional 50% Reduction | Afghanistan | AFG | 2022-01-02 | v8 | TRUE
https://raw.githubusercontent.com/mrc-ide/global-lmic-reports/master/AFG/projections.csv | 2021-03-31 | deaths | 2.22 | 2.32 | 2.4 | 2.42 | 2.51 | 2.73 | Surged Additional 50% Reduction | Afghanistan | AFG | 2022-01-02 | v8 | TRUE
https://raw.githubusercontent.com/mrc-ide/global-lmic-reports/master/AFG/projections.csv | 2021-03-31 | hospital_demand | 99.8 | 104.71 | 108.95 | 109.98 | 114.05 | 125.08 | Surged Additional 50% Reduction | Afghanistan | AFG | 2022-01-02 | v8 | TRUE
https://raw.githubusercontent.com/mrc-ide/global-lmic-reports/master/AFG/projections.csv | 2021-03-31 | ICU_demand | 36.34 | 38.11 | 39.33 | 39.76 | 41.12 | 45.05 | Surged Additional 50% Reduction | Afghanistan | AFG | 2022-01-02 | v8 | TRUE
https://raw.githubusercontent.com/mrc-ide/global-lmic-reports/master/AFG/projections.csv | 2021-03-31 | hospital_incidence | 13.54 | 14.49 | 15.29 | 15.32 | 16.04 | 17.49 | Surged Additional 50% Reduction | Afghanistan | AFG | 2022-01-02 | v8 | TRUE
https://raw.githubusercontent.com/mrc-ide/global-lmic-reports/master/AFG/projections.csv | 2021-03-31 | ICU_incidence | 3.93 | 4.21 | 4.44 | 4.45 | 4.66 | 5.08 | Surged Additional 50% Reduction | Afghanistan | AFG | 2022-01-02 | v8 | TRUE
https://raw.githubusercontent.com/mrc-ide/global-lmic-reports/master/AFG/projections.csv | 2021-03-31 | prevalence | 11849.1 | 12832.19 | 13420.5 | 13507.41 | 14176.61 | 15169.46 | Surged Additional 50% Reduction | Afghanistan | AFG | 2022-01-02 | v8 | TRUE
https://raw.githubusercontent.com/mrc-ide/global-lmic-reports/master/AFG/projections.csv | 2021-03-31 | cumulative_infections | 1065759.48 | 1108171.76 | 1137864.51 | 1136491.99 | 1165872.3 | 1217278.14 | Surged Additional 50% Reduction | Afghanistan | AFG | 2022-01-02 | v8 | TRUE
https://raw.githubusercontent.com/mrc-ide/global-lmic-reports/master/AFG/projections.csv | 2021-03-31 | cumulative_deaths | 2241.73 | 2338 | 2400.47 | 2398.56 | 2459.4 | 2572.12 | Surged Additional 50% Reduction | Afghanistan | AFG | 2022-01-02 | v8 | TRUE
https://raw.githubusercontent.com/mrc-ide/global-lmic-reports/master/AFG/projections.csv | 2021-03-31 | Rt | 1.13 | 1.16 | 1.18 | 1.18 | 1.19 | 1.23 | Surged Additional 50% Reduction | Afghanistan | AFG | 2022-01-02 | v8 | TRUE
https://raw.githubusercontent.com/mrc-ide/global-lmic-reports/master/AFG/projections.csv | 2021-03-31 | Reff | 1.1 | 1.13 | 1.15 | 1.14 | 1.16 | 1.2 | Surged Additional 50% Reduction | Afghanistan | AFG | 2022-01-02 | v8 | TRUE
https://raw.githubusercontent.com/mrc-ide/global-lmic-reports/master/AFG/projections.csv | 2021-03-31 | infections | 1893.21 | 2051.04 | 2151.09 | 2152.28 | 2246.63 | 2397.59 | Surged Maintain Status Quo | Afghanistan | AFG | 2022-01-02 | v8 | TRUE
https://raw.githubusercontent.com/mrc-ide/global-lmic-reports/master/AFG/projections.csv | 2021-03-31 | deaths | 2.22 | 2.32 | 2.4 | 2.42 | 2.51 | 2.73 | Surged Maintain Status Quo | Afghanistan | AFG | 2022-01-02 | v8 | TRUE
https://raw.githubusercontent.com/mrc-ide/global-lmic-reports/master/AFG/projections.csv | 2021-03-31 | hospital_demand | 99.8 | 104.71 | 108.95 | 109.98 | 114.05 | 125.08 | Surged Maintain Status Quo | Afghanistan | AFG | 2022-01-02 | v8 | TRUE
https://raw.githubusercontent.com/mrc-ide/global-lmic-reports/master/AFG/projections.csv | 2021-03-31 | ICU_demand | 36.34 | 38.11 | 39.33 | 39.76 | 41.12 | 45.05 | Surged Maintain Status Quo | Afghanistan | AFG | 2022-01-02 | v8 | TRUE
https://raw.githubusercontent.com/mrc-ide/global-lmic-reports/master/AFG/projections.csv | 2021-03-31 | hospital_incidence | 13.54 | 14.49 | 15.29 | 15.32 | 16.04 | 17.49 | Surged Maintain Status Quo | Afghanistan | AFG | 2022-01-02 | v8 | TRUE
https://raw.githubusercontent.com/mrc-ide/global-lmic-reports/master/AFG/projections.csv | 2021-03-31 | ICU_incidence | 3.93 | 4.21 | 4.44 | 4.45 | 4.66 | 5.08 | Surged Maintain Status Quo | Afghanistan | AFG | 2022-01-02 | v8 | TRUE
https://raw.githubusercontent.com/mrc-ide/global-lmic-reports/master/AFG/projections.csv | 2021-03-31 | prevalence | 11849.1 | 12832.19 | 13420.5 | 13507.41 | 14176.61 | 15169.46 | Surged Maintain Status Quo | Afghanistan | AFG | 2022-01-02 | v8 | TRUE
https://raw.githubusercontent.com/mrc-ide/global-lmic-reports/master/AFG/projections.csv | 2021-03-31 | cumulative_infections | 1065759.48 | 1108171.76 | 1137864.51 | 1136491.99 | 1165872.3 | 1217278.14 | Surged Maintain Status Quo | Afghanistan | AFG | 2022-01-02 | v8 | TRUE
https://raw.githubusercontent.com/mrc-ide/global-lmic-reports/master/AFG/projections.csv | 2021-03-31 | cumulative_deaths | 2241.73 | 2338 | 2400.47 | 2398.56 | 2459.4 | 2572.12 | Surged Maintain Status Quo | Afghanistan | AFG | 2022-01-02 | v8 | TRUE
https://raw.githubusercontent.com/mrc-ide/global-lmic-reports/master/AFG/projections.csv | 2021-03-31 | Rt | 1.13 | 1.16 | 1.18 | 1.18 | 1.19 | 1.23 | Surged Maintain Status Quo | Afghanistan | AFG | 2022-01-02 | v8 | TRUE
https://raw.githubusercontent.com/mrc-ide/global-lmic-reports/master/AFG/projections.csv | 2021-03-31 | Reff | 1.1 | 1.13 | 1.15 | 1.14 | 1.16 | 1.2 | Surged Maintain Status Quo | Afghanistan | AFG | 2022-01-02 | v8 | TRUE
https://raw.githubusercontent.com/mrc-ide/global-lmic-reports/master/AFG/projections.csv | 2021-03-31 | infections | 1893.21 | 2051.04 | 2151.09 | 2152.28 | 2246.63 | 2397.59 | Surged Optimistic | Afghanistan | AFG | 2022-01-02 | v8 | TRUE
https://raw.githubusercontent.com/mrc-ide/global-lmic-reports/master/AFG/projections.csv | 2021-03-31 | deaths | 2.22 | 2.32 | 2.4 | 2.42 | 2.51 | 2.73 | Surged Optimistic | Afghanistan | AFG | 2022-01-02 | v8 | TRUE
https://raw.githubusercontent.com/mrc-ide/global-lmic-reports/master/AFG/projections.csv | 2021-03-31 | hospital_demand | 99.8 | 104.71 | 108.95 | 109.98 | 114.05 | 125.08 | Surged Optimistic | Afghanistan | AFG | 2022-01-02 | v8 | TRUE
https://raw.githubusercontent.com/mrc-ide/global-lmic-reports/master/AFG/projections.csv | 2021-03-31 | ICU_demand | 36.34 | 38.11 | 39.33 | 39.76 | 41.12 | 45.05 | Surged Optimistic | Afghanistan | AFG | 2022-01-02 | v8 | TRUE
https://raw.githubusercontent.com/mrc-ide/global-lmic-reports/master/AFG/projections.csv | 2021-03-31 | hospital_incidence | 13.54 | 14.49 | 15.29 | 15.32 | 16.04 | 17.49 | Surged Optimistic | Afghanistan | AFG | 2022-01-02 | v8 | TRUE
https://raw.githubusercontent.com/mrc-ide/global-lmic-reports/master/AFG/projections.csv | 2021-03-31 | ICU_incidence | 3.93 | 4.21 | 4.44 | 4.45 | 4.66 | 5.08 | Surged Optimistic | Afghanistan | AFG | 2022-01-02 | v8 | TRUE
https://raw.githubusercontent.com/mrc-ide/global-lmic-reports/master/AFG/projections.csv | 2021-03-31 | prevalence | 11849.1 | 12832.19 | 13420.5 | 13507.41 | 14176.61 | 15169.46 | Surged Optimistic | Afghanistan | AFG | 2022-01-02 | v8 | TRUE
https://raw.githubusercontent.com/mrc-ide/global-lmic-reports/master/AFG/projections.csv | 2021-03-31 | cumulative_infections | 1065759.48 | 1108171.76 | 1137864.51 | 1136491.99 | 1165872.3 | 1217278.14 | Surged Optimistic | Afghanistan | AFG | 2022-01-02 | v8 | TRUE
https://raw.githubusercontent.com/mrc-ide/global-lmic-reports/master/AFG/projections.csv | 2021-03-31 | cumulative_deaths | 2241.73 | 2338 | 2400.47 | 2398.56 | 2459.4 | 2572.12 | Surged Optimistic | Afghanistan | AFG | 2022-01-02 | v8 | TRUE
https://raw.githubusercontent.com/mrc-ide/global-lmic-reports/master/AFG/projections.csv | 2021-03-31 | Rt | 1.13 | 1.16 | 1.18 | 1.18 | 1.19 | 1.23 | Surged Optimistic | Afghanistan | AFG | 2022-01-02 | v8 | TRUE
https://raw.githubusercontent.com/mrc-ide/global-lmic-reports/master/AFG/projections.csv | 2021-03-31 | Reff | 1.1 | 1.13 | 1.15 | 1.14 | 1.16 | 1.2 | Surged Optimistic | Afghanistan | AFG | 2022-01-02 | v8 | TRUE
https://raw.githubusercontent.com/mrc-ide/global-lmic-reports/master/AFG/projections.csv | 2021-03-31 | infections | 1893.21 | 2051.04 | 2151.09 | 2152.28 | 2246.63 | 2397.59 | Surged Pessimistic | Afghanistan | AFG | 2022-01-02 | v8 | TRUE
https://raw.githubusercontent.com/mrc-ide/global-lmic-reports/master/AFG/projections.csv | 2021-03-31 | deaths | 2.22 | 2.32 | 2.4 | 2.42 | 2.51 | 2.73 | Surged Pessimistic | Afghanistan | AFG | 2022-01-02 | v8 | TRUE
https://raw.githubusercontent.com/mrc-ide/global-lmic-reports/master/AFG/projections.csv | 2021-03-31 | hospital_demand | 99.8 | 104.71 | 108.95 | 109.98 | 114.05 | 125.08 | Surged Pessimistic | Afghanistan | AFG | 2022-01-02 | v8 | TRUE
https://raw.githubusercontent.com/mrc-ide/global-lmic-reports/master/AFG/projections.csv | 2021-03-31 | ICU_demand | 36.34 | 38.11 | 39.33 | 39.76 | 41.12 | 45.05 | Surged Pessimistic | Afghanistan | AFG | 2022-01-02 | v8 | TRUE
https://raw.githubusercontent.com/mrc-ide/global-lmic-reports/master/AFG/projections.csv | 2021-03-31 | hospital_incidence | 13.54 | 14.49 | 15.29 | 15.32 | 16.04 | 17.49 | Surged Pessimistic | Afghanistan | AFG | 2022-01-02 | v8 | TRUE
https://raw.githubusercontent.com/mrc-ide/global-lmic-reports/master/AFG/projections.csv | 2021-03-31 | ICU_incidence | 3.93 | 4.21 | 4.44 | 4.45 | 4.66 | 5.08 | Surged Pessimistic | Afghanistan | AFG | 2022-01-02 | v8 | TRUE
https://raw.githubusercontent.com/mrc-ide/global-lmic-reports/master/AFG/projections.csv | 2021-03-31 | prevalence | 11849.1 | 12832.19 | 13420.5 | 13507.41 | 14176.61 | 15169.46 | Surged Pessimistic | Afghanistan | AFG | 2022-01-02 | v8 | TRUE
https://raw.githubusercontent.com/mrc-ide/global-lmic-reports/master/AFG/projections.csv | 2021-03-31 | cumulative_infections | 1065759.48 | 1108171.76 | 1137864.51 | 1136491.99 | 1165872.3 | 1217278.14 | Surged Pessimistic | Afghanistan | AFG | 2022-01-02 | v8 | TRUE
https://raw.githubusercontent.com/mrc-ide/global-lmic-reports/master/AFG/projections.csv | 2021-03-31 | cumulative_deaths | 2241.73 | 2338 | 2400.47 | 2398.56 | 2459.4 | 2572.12 | Surged Pessimistic | Afghanistan | AFG | 2022-01-02 | v8 | TRUE
https://raw.githubusercontent.com/mrc-ide/global-lmic-reports/master/AFG/projections.csv | 2021-03-31 | Rt | 1.13 | 1.16 | 1.18 | 1.18 | 1.19 | 1.23 | Surged Pessimistic | Afghanistan | AFG | 2022-01-02 | v8 | TRUE
https://raw.githubusercontent.com/mrc-ide/global-lmic-reports/master/AFG/projections.csv | 2021-03-31 | Reff | 1.1 | 1.13 | 1.15 | 1.14 | 1.16 | 1.2 | Surged Pessimistic | Afghanistan | AFG | 2022-01-02 | v8 | TRUE
https://raw.githubusercontent.com/mrc-ide/global-lmic-reports/master/AFG/projections.csv | 2021-03-31 | infections | 1893.21 | 2051.04 | 2151.09 | 2152.28 | 2246.63 | 2397.59 | Surged Relax Interventions 50% | Afghanistan | AFG | 2022-01-02 | v8 | TRUE
https://raw.githubusercontent.com/mrc-ide/global-lmic-reports/master/AFG/projections.csv | 2021-03-31 | deaths | 2.22 | 2.32 | 2.4 | 2.42 | 2.51 | 2.73 | Surged Relax Interventions 50% | Afghanistan | AFG | 2022-01-02 | v8 | TRUE
https://raw.githubusercontent.com/mrc-ide/global-lmic-reports/master/AFG/projections.csv | 2021-03-31 | hospital_demand | 99.8 | 104.71 | 108.95 | 109.98 | 114.05 | 125.08 | Surged Relax Interventions 50% | Afghanistan | AFG | 2022-01-02 | v8 | TRUE
https://raw.githubusercontent.com/mrc-ide/global-lmic-reports/master/AFG/projections.csv | 2021-03-31 | ICU_demand | 36.34 | 38.11 | 39.33 | 39.76 | 41.12 | 45.05 | Surged Relax Interventions 50% | Afghanistan | AFG | 2022-01-02 | v8 | TRUE
https://raw.githubusercontent.com/mrc-ide/global-lmic-reports/master/AFG/projections.csv | 2021-03-31 | hospital_incidence | 13.54 | 14.49 | 15.29 | 15.32 | 16.04 | 17.49 | Surged Relax Interventions 50% | Afghanistan | AFG | 2022-01-02 | v8 | TRUE
https://raw.githubusercontent.com/mrc-ide/global-lmic-reports/master/AFG/projections.csv | 2021-03-31 | ICU_incidence | 3.93 | 4.21 | 4.44 | 4.45 | 4.66 | 5.08 | Surged Relax Interventions 50% | Afghanistan | AFG | 2022-01-02 | v8 | TRUE
https://raw.githubusercontent.com/mrc-ide/global-lmic-reports/master/AFG/projections.csv | 2021-03-31 | prevalence | 11849.1 | 12832.19 | 13420.5 | 13507.41 | 14176.61 | 15169.46 | Surged Relax Interventions 50% | Afghanistan | AFG | 2022-01-02 | v8 | TRUE
https://raw.githubusercontent.com/mrc-ide/global-lmic-reports/master/AFG/projections.csv | 2021-03-31 | cumulative_infections | 1065759.48 | 1108171.76 | 1137864.51 | 1136491.99 | 1165872.3 | 1217278.14 | Surged Relax Interventions 50% | Afghanistan | AFG | 2022-01-02 | v8 | TRUE
https://raw.githubusercontent.com/mrc-ide/global-lmic-reports/master/AFG/projections.csv | 2021-03-31 | cumulative_deaths | 2241.73 | 2338 | 2400.47 | 2398.56 | 2459.4 | 2572.12 | Surged Relax Interventions 50% | Afghanistan | AFG | 2022-01-02 | v8 | TRUE
https://raw.githubusercontent.com/mrc-ide/global-lmic-reports/master/AFG/projections.csv | 2021-03-31 | Rt | 1.13 | 1.16 | 1.18 | 1.18 | 1.19 | 1.23 | Surged Relax Interventions 50% | Afghanistan | AFG | 2022-01-02 | v8 | TRUE
https://raw.githubusercontent.com/mrc-ide/global-lmic-reports/master/AFG/projections.csv | 2021-03-31 | Reff | 1.1 | 1.13 | 1.15 | 1.14 | 1.16 | 1.2 | Surged Relax Interventions 50% | Afghanistan | AFG | 2022-01-02 | v8 | TRUE
https://raw.githubusercontent.com/mrc-ide/global-lmic-reports/master/AFG/projections.csv | 2021-04-01 | infections | 1903.61 | 2035.09 | 2141.46 | 2169.85 | 2290.77 | 2497.74 | Additional 50% Reduction | Afghanistan | AFG | 2022-01-02 | v8 | TRUE
https://raw.githubusercontent.com/mrc-ide/global-lmic-reports/master/AFG/projections.csv | 2021-04-01 | deaths | 2.24 | 2.38 | 2.52 | 2.52 | 2.64 | 2.94 | Additional 50% Reduction | Afghanistan | AFG | 2022-01-02 | v8 | TRUE
https://raw.githubusercontent.com/mrc-ide/global-lmic-reports/master/AFG/projections.csv | 2021-04-01 | hospital_demand | 100.54 | 106.82 | 115.71 | 114.32 | 119.86 | 133.92 | Additional 50% Reduction | Afghanistan | AFG | 2022-01-02 | v8 | TRUE
https://raw.githubusercontent.com/mrc-ide/global-lmic-reports/master/AFG/projections.csv | 2021-04-01 | ICU_demand | 36.72 | 38.89 | 41.65 | 41.42 | 43.33 | 48.34 | Additional 50% Reduction | Afghanistan | AFG | 2022-01-02 | v8 | TRUE
https://raw.githubusercontent.com/mrc-ide/global-lmic-reports/master/AFG/projections.csv | 2021-04-01 | hospital_incidence | 13.51 | 14.59 | 15.76 | 15.66 | 16.62 | 18.3 | Additional 50% Reduction | Afghanistan | AFG | 2022-01-02 | v8 | TRUE
https://raw.githubusercontent.com/mrc-ide/global-lmic-reports/master/AFG/projections.csv | 2021-04-01 | ICU_incidence | 3.93 | 4.25 | 4.59 | 4.56 | 4.84 | 5.32 | Additional 50% Reduction | Afghanistan | AFG | 2022-01-02 | v8 | TRUE
https://raw.githubusercontent.com/mrc-ide/global-lmic-reports/master/AFG/projections.csv | 2021-04-01 | prevalence | 11913.97 | 12845.04 | 13618.19 | 13701.22 | 14478.27 | 15832.37 | Additional 50% Reduction | Afghanistan | AFG | 2022-01-02 | v8 | TRUE
https://raw.githubusercontent.com/mrc-ide/global-lmic-reports/master/AFG/projections.csv | 2021-04-01 | cumulative_infections | 1075210.43 | 1111286.51 | 1147284.27 | 1149994.58 | 1169759.34 | 1269695.3 | Additional 50% Reduction | Afghanistan | AFG | 2022-01-02 | v8 | TRUE
https://raw.githubusercontent.com/mrc-ide/global-lmic-reports/master/AFG/projections.csv | 2021-04-01 | cumulative_deaths | 2260.65 | 2353.4 | 2433.7 | 2439.65 | 2482.18 | 2716.42 | Additional 50% Reduction | Afghanistan | AFG | 2022-01-02 | v8 | TRUE
https://raw.githubusercontent.com/mrc-ide/global-lmic-reports/master/AFG/projections.csv | 2021-04-01 | Rt | 1.11 | 1.14 | 1.15 | 1.15 | 1.17 | 1.19 | Additional 50% Reduction | Afghanistan | AFG | 2022-01-02 | v8 | TRUE
https://raw.githubusercontent.com/mrc-ide/global-lmic-reports/master/AFG/projections.csv | 2021-04-01 | Reff | 1.08 | 1.1 | 1.12 | 1.12 | 1.13 | 1.15 | Additional 50% Reduction | Afghanistan | AFG | 2022-01-02 | v8 | TRUE
https://raw.githubusercontent.com/mrc-ide/global-lmic-reports/master/AFG/projections.csv | 2021-04-01 | infections | 1903.61 | 2035.09 | 2141.46 | 2169.85 | 2290.77 | 2497.74 | Maintain Status Quo | Afghanistan | AFG | 2022-01-02 | v8 | TRUE
https://raw.githubusercontent.com/mrc-ide/global-lmic-reports/master/AFG/projections.csv | 2021-04-01 | deaths | 2.24 | 2.38 | 2.52 | 2.52 | 2.64 | 2.94 | Maintain Status Quo | Afghanistan | AFG | 2022-01-02 | v8 | TRUE
https://raw.githubusercontent.com/mrc-ide/global-lmic-reports/master/AFG/projections.csv | 2021-04-01 | hospital_demand | 100.54 | 106.82 | 115.71 | 114.32 | 119.86 | 133.92 | Maintain Status Quo | Afghanistan | AFG | 2022-01-02 | v8 | TRUE
https://raw.githubusercontent.com/mrc-ide/global-lmic-reports/master/AFG/projections.csv | 2021-04-01 | ICU_demand | 36.72 | 38.89 | 41.65 | 41.42 | 43.33 | 48.34 | Maintain Status Quo | Afghanistan | AFG | 2022-01-02 | v8 | TRUE
https://raw.githubusercontent.com/mrc-ide/global-lmic-reports/master/AFG/projections.csv | 2021-04-01 | hospital_incidence | 13.51 | 14.59 | 15.76 | 15.66 | 16.62 | 18.3 | Maintain Status Quo | Afghanistan | AFG | 2022-01-02 | v8 | TRUE
https://raw.githubusercontent.com/mrc-ide/global-lmic-reports/master/AFG/projections.csv | 2021-04-01 | ICU_incidence | 3.93 | 4.25 | 4.59 | 4.56 | 4.84 | 5.32 | Maintain Status Quo | Afghanistan | AFG | 2022-01-02 | v8 | TRUE
https://raw.githubusercontent.com/mrc-ide/global-lmic-reports/master/AFG/projections.csv | 2021-04-01 | prevalence | 11913.97 | 12845.04 | 13618.19 | 13701.22 | 14478.27 | 15832.37 | Maintain Status Quo | Afghanistan | AFG | 2022-01-02 | v8 | TRUE
https://raw.githubusercontent.com/mrc-ide/global-lmic-reports/master/AFG/projections.csv | 2021-04-01 | cumulative_infections | 1075210.43 | 1111286.51 | 1147284.27 | 1149994.58 | 1169759.34 | 1269695.3 | Maintain Status Quo | Afghanistan | AFG | 2022-01-02 | v8 | TRUE
https://raw.githubusercontent.com/mrc-ide/global-lmic-reports/master/AFG/projections.csv | 2021-04-01 | cumulative_deaths | 2260.65 | 2353.4 | 2433.7 | 2439.65 | 2482.18 | 2716.42 | Maintain Status Quo | Afghanistan | AFG | 2022-01-02 | v8 | TRUE
https://raw.githubusercontent.com/mrc-ide/global-lmic-reports/master/AFG/projections.csv | 2021-04-01 | Rt | 1.11 | 1.14 | 1.15 | 1.15 | 1.17 | 1.19 | Maintain Status Quo | Afghanistan | AFG | 2022-01-02 | v8 | TRUE
https://raw.githubusercontent.com/mrc-ide/global-lmic-reports/master/AFG/projections.csv | 2021-04-01 | Reff | 1.08 | 1.1 | 1.12 | 1.12 | 1.13 | 1.15 | Maintain Status Quo | Afghanistan | AFG | 2022-01-02 | v8 | TRUE
https://raw.githubusercontent.com/mrc-ide/global-lmic-reports/master/AFG/projections.csv | 2021-04-01 | infections | 1903.61 | 2035.09 | 2141.46 | 2169.85 | 2290.77 | 2497.74 | Optimistic | Afghanistan | AFG | 2022-01-02 | v8 | TRUE
https://raw.githubusercontent.com/mrc-ide/global-lmic-reports/master/AFG/projections.csv | 2021-04-01 | deaths | 2.24 | 2.38 | 2.52 | 2.52 | 2.64 | 2.94 | Optimistic | Afghanistan | AFG | 2022-01-02 | v8 | TRUE
https://raw.githubusercontent.com/mrc-ide/global-lmic-reports/master/AFG/projections.csv | 2021-04-01 | hospital_demand | 100.54 | 106.82 | 115.71 | 114.32 | 119.86 | 133.92 | Optimistic | Afghanistan | AFG | 2022-01-02 | v8 | TRUE
https://raw.githubusercontent.com/mrc-ide/global-lmic-reports/master/AFG/projections.csv | 2021-04-01 | ICU_demand | 36.72 | 38.89 | 41.65 | 41.42 | 43.33 | 48.34 | Optimistic | Afghanistan | AFG | 2022-01-02 | v8 | TRUE
https://raw.githubusercontent.com/mrc-ide/global-lmic-reports/master/AFG/projections.csv | 2021-04-01 | hospital_incidence | 13.51 | 14.59 | 15.76 | 15.66 | 16.62 | 18.3 | Optimistic | Afghanistan | AFG | 2022-01-02 | v8 | TRUE
https://raw.githubusercontent.com/mrc-ide/global-lmic-reports/master/AFG/projections.csv | 2021-04-01 | ICU_incidence | 3.93 | 4.25 | 4.59 | 4.56 | 4.84 | 5.32 | Optimistic | Afghanistan | AFG | 2022-01-02 | v8 | TRUE
https://raw.githubusercontent.com/mrc-ide/global-lmic-reports/master/AFG/projections.csv | 2021-04-01 | prevalence | 11913.97 | 12845.04 | 13618.19 | 13701.22 | 14478.27 | 15832.37 | Optimistic | Afghanistan | AFG | 2022-01-02 | v8 | TRUE
https://raw.githubusercontent.com/mrc-ide/global-lmic-reports/master/AFG/projections.csv | 2021-04-01 | cumulative_infections | 1075210.43 | 1111286.51 | 1147284.27 | 1149994.58 | 1169759.34 | 1269695.3 | Optimistic | Afghanistan | AFG | 2022-01-02 | v8 | TRUE
https://raw.githubusercontent.com/mrc-ide/global-lmic-reports/master/AFG/projections.csv | 2021-04-01 | cumulative_deaths | 2260.65 | 2353.4 | 2433.7 | 2439.65 | 2482.18 | 2716.42 | Optimistic | Afghanistan | AFG | 2022-01-02 | v8 | TRUE
https://raw.githubusercontent.com/mrc-ide/global-lmic-reports/master/AFG/projections.csv | 2021-04-01 | Rt | 1.11 | 1.14 | 1.15 | 1.15 | 1.17 | 1.19 | Optimistic | Afghanistan | AFG | 2022-01-02 | v8 | TRUE
https://raw.githubusercontent.com/mrc-ide/global-lmic-reports/master/AFG/projections.csv | 2021-04-01 | Reff | 1.08 | 1.1 | 1.12 | 1.12 | 1.13 | 1.15 | Optimistic | Afghanistan | AFG | 2022-01-02 | v8 | TRUE
https://raw.githubusercontent.com/mrc-ide/global-lmic-reports/master/AFG/projections.csv | 2021-04-01 | infections | 1903.61 | 2035.09 | 2141.46 | 2169.85 | 2290.77 | 2497.74 | Pessimistic | Afghanistan | AFG | 2022-01-02 | v8 | TRUE
https://raw.githubusercontent.com/mrc-ide/global-lmic-reports/master/AFG/projections.csv | 2021-04-01 | deaths | 2.24 | 2.38 | 2.52 | 2.52 | 2.64 | 2.94 | Pessimistic | Afghanistan | AFG | 2022-01-02 | v8 | TRUE
https://raw.githubusercontent.com/mrc-ide/global-lmic-reports/master/AFG/projections.csv | 2021-04-01 | hospital_demand | 100.54 | 106.82 | 115.71 | 114.32 | 119.86 | 133.92 | Pessimistic | Afghanistan | AFG | 2022-01-02 | v8 | TRUE
https://raw.githubusercontent.com/mrc-ide/global-lmic-reports/master/AFG/projections.csv | 2021-04-01 | ICU_demand | 36.72 | 38.89 | 41.65 | 41.42 | 43.33 | 48.34 | Pessimistic | Afghanistan | AFG | 2022-01-02 | v8 | TRUE
https://raw.githubusercontent.com/mrc-ide/global-lmic-reports/master/AFG/projections.csv | 2021-04-01 | hospital_incidence | 13.51 | 14.59 | 15.76 | 15.66 | 16.62 | 18.3 | Pessimistic | Afghanistan | AFG | 2022-01-02 | v8 | TRUE
https://raw.githubusercontent.com/mrc-ide/global-lmic-reports/master/AFG/projections.csv | 2021-04-01 | ICU_incidence | 3.93 | 4.25 | 4.59 | 4.56 | 4.84 | 5.32 | Pessimistic | Afghanistan | AFG | 2022-01-02 | v8 | TRUE
https://raw.githubusercontent.com/mrc-ide/global-lmic-reports/master/AFG/projections.csv | 2021-04-01 | prevalence | 11913.97 | 12845.04 | 13618.19 | 13701.22 | 14478.27 | 15832.37 | Pessimistic | Afghanistan | AFG | 2022-01-02 | v8 | TRUE
https://raw.githubusercontent.com/mrc-ide/global-lmic-reports/master/AFG/projections.csv | 2021-04-01 | cumulative_infections | 1075210.43 | 1111286.51 | 1147284.27 | 1149994.58 | 1169759.34 | 1269695.3 | Pessimistic | Afghanistan | AFG | 2022-01-02 | v8 | TRUE
https://raw.githubusercontent.com/mrc-ide/global-lmic-reports/master/AFG/projections.csv | 2021-04-01 | cumulative_deaths | 2260.65 | 2353.4 | 2433.7 | 2439.65 | 2482.18 | 2716.42 | Pessimistic | Afghanistan | AFG | 2022-01-02 | v8 | TRUE
https://raw.githubusercontent.com/mrc-ide/global-lmic-reports/master/AFG/projections.csv | 2021-04-01 | Rt | 1.11 | 1.14 | 1.15 | 1.15 | 1.17 | 1.19 | Pessimistic | Afghanistan | AFG | 2022-01-02 | v8 | TRUE
https://raw.githubusercontent.com/mrc-ide/global-lmic-reports/master/AFG/projections.csv | 2021-04-01 | Reff | 1.08 | 1.1 | 1.12 | 1.12 | 1.13 | 1.15 | Pessimistic | Afghanistan | AFG | 2022-01-02 | v8 | TRUE
https://raw.githubusercontent.com/mrc-ide/global-lmic-reports/master/AFG/projections.csv | 2021-04-01 | infections | 1903.61 | 2035.09 | 2141.46 | 2169.85 | 2290.77 | 2497.74 | Relax Interventions 50% | Afghanistan | AFG | 2022-01-02 | v8 | TRUE
https://raw.githubusercontent.com/mrc-ide/global-lmic-reports/master/AFG/projections.csv | 2021-04-01 | deaths | 2.24 | 2.38 | 2.52 | 2.52 | 2.64 | 2.94 | Relax Interventions 50% | Afghanistan | AFG | 2022-01-02 | v8 | TRUE
https://raw.githubusercontent.com/mrc-ide/global-lmic-reports/master/AFG/projections.csv | 2021-04-01 | hospital_demand | 100.54 | 106.82 | 115.71 | 114.32 | 119.86 | 133.92 | Relax Interventions 50% | Afghanistan | AFG | 2022-01-02 | v8 | TRUE
https://raw.githubusercontent.com/mrc-ide/global-lmic-reports/master/AFG/projections.csv | 2021-04-01 | ICU_demand | 36.72 | 38.89 | 41.65 | 41.42 | 43.33 | 48.34 | Relax Interventions 50% | Afghanistan | AFG | 2022-01-02 | v8 | TRUE
https://raw.githubusercontent.com/mrc-ide/global-lmic-reports/master/AFG/projections.csv | 2021-04-01 | hospital_incidence | 13.51 | 14.59 | 15.76 | 15.66 | 16.62 | 18.3 | Relax Interventions 50% | Afghanistan | AFG | 2022-01-02 | v8 | TRUE
https://raw.githubusercontent.com/mrc-ide/global-lmic-reports/master/AFG/projections.csv | 2021-04-01 | ICU_incidence | 3.93 | 4.25 | 4.59 | 4.56 | 4.84 | 5.32 | Relax Interventions 50% | Afghanistan | AFG | 2022-01-02 | v8 | TRUE
https://raw.githubusercontent.com/mrc-ide/global-lmic-reports/master/AFG/projections.csv | 2021-04-01 | prevalence | 11913.97 | 12845.04 | 13618.19 | 13701.22 | 14478.27 | 15832.37 | Relax Interventions 50% | Afghanistan | AFG | 2022-01-02 | v8 | TRUE
https://raw.githubusercontent.com/mrc-ide/global-lmic-reports/master/AFG/projections.csv | 2021-04-01 | cumulative_infections | 1075210.43 | 1111286.51 | 1147284.27 | 1149994.58 | 1169759.34 | 1269695.3 | Relax Interventions 50% | Afghanistan | AFG | 2022-01-02 | v8 | TRUE
https://raw.githubusercontent.com/mrc-ide/global-lmic-reports/master/AFG/projections.csv | 2021-04-01 | cumulative_deaths | 2260.65 | 2353.4 | 2433.7 | 2439.65 | 2482.18 | 2716.42 | Relax Interventions 50% | Afghanistan | AFG | 2022-01-02 | v8 | TRUE
https://raw.githubusercontent.com/mrc-ide/global-lmic-reports/master/AFG/projections.csv | 2021-04-01 | Rt | 1.11 | 1.14 | 1.15 | 1.15 | 1.17 | 1.19 | Relax Interventions 50% | Afghanistan | AFG | 2022-01-02 | v8 | TRUE
https://raw.githubusercontent.com/mrc-ide/global-lmic-reports/master/AFG/projections.csv | 2021-04-01 | Reff | 1.08 | 1.1 | 1.12 | 1.12 | 1.13 | 1.15 | Relax Interventions 50% | Afghanistan | AFG | 2022-01-02 | v8 | TRUE
https://raw.githubusercontent.com/mrc-ide/global-lmic-reports/master/AFG/projections.csv | 2021-04-01 | infections | 1919.44 | 2082.13 | 2184.52 | 2185.91 | 2286.24 | 2446.1 | Surged Additional 50% Reduction | Afghanistan | AFG | 2022-01-02 | v8 | TRUE
https://raw.githubusercontent.com/mrc-ide/global-lmic-reports/master/AFG/projections.csv | 2021-04-01 | deaths | 2.31 | 2.43 | 2.51 | 2.53 | 2.62 | 2.86 | Surged Additional 50% Reduction | Afghanistan | AFG | 2022-01-02 | v8 | TRUE
https://raw.githubusercontent.com/mrc-ide/global-lmic-reports/master/AFG/projections.csv | 2021-04-01 | hospital_demand | 103.64 | 109.33 | 113.99 | 114.7 | 119.27 | 130.68 | Surged Additional 50% Reduction | Afghanistan | AFG | 2022-01-02 | v8 | TRUE
https://raw.githubusercontent.com/mrc-ide/global-lmic-reports/master/AFG/projections.csv | 2021-04-01 | ICU_demand | 37.82 | 39.66 | 41.12 | 41.52 | 42.99 | 47.14 | Surged Additional 50% Reduction | Afghanistan | AFG | 2022-01-02 | v8 | TRUE
https://raw.githubusercontent.com/mrc-ide/global-lmic-reports/master/AFG/projections.csv | 2021-04-01 | hospital_incidence | 13.86 | 14.88 | 15.69 | 15.75 | 16.49 | 17.92 | Surged Additional 50% Reduction | Afghanistan | AFG | 2022-01-02 | v8 | TRUE
https://raw.githubusercontent.com/mrc-ide/global-lmic-reports/master/AFG/projections.csv | 2021-04-01 | ICU_incidence | 4.03 | 4.33 | 4.57 | 4.58 | 4.8 | 5.21 | Surged Additional 50% Reduction | Afghanistan | AFG | 2022-01-02 | v8 | TRUE
https://raw.githubusercontent.com/mrc-ide/global-lmic-reports/master/AFG/projections.csv | 2021-04-01 | prevalence | 12099.86 | 13123.63 | 13709.2 | 13788 | 14393.22 | 15420.11 | Surged Additional 50% Reduction | Afghanistan | AFG | 2022-01-02 | v8 | TRUE
https://raw.githubusercontent.com/mrc-ide/global-lmic-reports/master/AFG/projections.csv | 2021-04-01 | cumulative_infections | 1068075.85 | 1110309.66 | 1139887.44 | 1138677.9 | 1168174.33 | 1219513.66 | Surged Additional 50% Reduction | Afghanistan | AFG | 2022-01-02 | v8 | TRUE
https://raw.githubusercontent.com/mrc-ide/global-lmic-reports/master/AFG/projections.csv | 2021-04-01 | cumulative_deaths | 2244.4 | 2340.54 | 2403.05 | 2401.09 | 2461.97 | 2574.64 | Surged Additional 50% Reduction | Afghanistan | AFG | 2022-01-02 | v8 | TRUE
https://raw.githubusercontent.com/mrc-ide/global-lmic-reports/master/AFG/projections.csv | 2021-04-01 | Rt | 1.1 | 1.14 | 1.16 | 1.15 | 1.17 | 1.21 | Surged Additional 50% Reduction | Afghanistan | AFG | 2022-01-02 | v8 | TRUE
https://raw.githubusercontent.com/mrc-ide/global-lmic-reports/master/AFG/projections.csv | 2021-04-01 | Reff | 1.07 | 1.1 | 1.12 | 1.12 | 1.13 | 1.17 | Surged Additional 50% Reduction | Afghanistan | AFG | 2022-01-02 | v8 | TRUE
https://raw.githubusercontent.com/mrc-ide/global-lmic-reports/master/AFG/projections.csv | 2021-04-01 | infections | 1919.44 | 2082.13 | 2184.52 | 2185.91 | 2286.24 | 2446.1 | Surged Maintain Status Quo | Afghanistan | AFG | 2022-01-02 | v8 | TRUE
https://raw.githubusercontent.com/mrc-ide/global-lmic-reports/master/AFG/projections.csv | 2021-04-01 | deaths | 2.31 | 2.43 | 2.51 | 2.53 | 2.62 | 2.86 | Surged Maintain Status Quo | Afghanistan | AFG | 2022-01-02 | v8 | TRUE
https://raw.githubusercontent.com/mrc-ide/global-lmic-reports/master/AFG/projections.csv | 2021-04-01 | hospital_demand | 103.64 | 109.33 | 113.99 | 114.7 | 119.27 | 130.68 | Surged Maintain Status Quo | Afghanistan | AFG | 2022-01-02 | v8 | TRUE
https://raw.githubusercontent.com/mrc-ide/global-lmic-reports/master/AFG/projections.csv | 2021-04-01 | ICU_demand | 37.82 | 39.66 | 41.12 | 41.52 | 42.99 | 47.14 | Surged Maintain Status Quo | Afghanistan | AFG | 2022-01-02 | v8 | TRUE
https://raw.githubusercontent.com/mrc-ide/global-lmic-reports/master/AFG/projections.csv | 2021-04-01 | hospital_incidence | 13.86 | 14.88 | 15.69 | 15.75 | 16.49 | 17.92 | Surged Maintain Status Quo | Afghanistan | AFG | 2022-01-02 | v8 | TRUE
https://raw.githubusercontent.com/mrc-ide/global-lmic-reports/master/AFG/projections.csv | 2021-04-01 | ICU_incidence | 4.03 | 4.33 | 4.57 | 4.58 | 4.8 | 5.21 | Surged Maintain Status Quo | Afghanistan | AFG | 2022-01-02 | v8 | TRUE
https://raw.githubusercontent.com/mrc-ide/global-lmic-reports/master/AFG/projections.csv | 2021-04-01 | prevalence | 12099.86 | 13123.63 | 13709.2 | 13788 | 14393.22 | 15420.11 | Surged Maintain Status Quo | Afghanistan | AFG | 2022-01-02 | v8 | TRUE
https://raw.githubusercontent.com/mrc-ide/global-lmic-reports/master/AFG/projections.csv | 2021-04-01 | cumulative_infections | 1068075.85 | 1110309.66 | 1139887.44 | 1138677.9 | 1168174.33 | 1219513.66 | Surged Maintain Status Quo | Afghanistan | AFG | 2022-01-02 | v8 | TRUE
https://raw.githubusercontent.com/mrc-ide/global-lmic-reports/master/AFG/projections.csv | 2021-04-01 | cumulative_deaths | 2244.4 | 2340.54 | 2403.05 | 2401.09 | 2461.97 | 2574.64 | Surged Maintain Status Quo | Afghanistan | AFG | 2022-01-02 | v8 | TRUE
https://raw.githubusercontent.com/mrc-ide/global-lmic-reports/master/AFG/projections.csv | 2021-04-01 | Rt | 1.1 | 1.14 | 1.16 | 1.15 | 1.17 | 1.21 | Surged Maintain Status Quo | Afghanistan | AFG | 2022-01-02 | v8 | TRUE
https://raw.githubusercontent.com/mrc-ide/global-lmic-reports/master/AFG/projections.csv | 2021-04-01 | Reff | 1.07 | 1.1 | 1.12 | 1.12 | 1.13 | 1.17 | Surged Maintain Status Quo | Afghanistan | AFG | 2022-01-02 | v8 | TRUE
https://raw.githubusercontent.com/mrc-ide/global-lmic-reports/master/AFG/projections.csv | 2021-04-01 | infections | 1919.44 | 2082.13 | 2184.52 | 2185.91 | 2286.24 | 2446.1 | Surged Optimistic | Afghanistan | AFG | 2022-01-02 | v8 | TRUE
https://raw.githubusercontent.com/mrc-ide/global-lmic-reports/master/AFG/projections.csv | 2021-04-01 | deaths | 2.31 | 2.43 | 2.51 | 2.53 | 2.62 | 2.86 | Surged Optimistic | Afghanistan | AFG | 2022-01-02 | v8 | TRUE
https://raw.githubusercontent.com/mrc-ide/global-lmic-reports/master/AFG/projections.csv | 2021-04-01 | hospital_demand | 103.64 | 109.33 | 113.99 | 114.7 | 119.27 | 130.68 | Surged Optimistic | Afghanistan | AFG | 2022-01-02 | v8 | TRUE
https://raw.githubusercontent.com/mrc-ide/global-lmic-reports/master/AFG/projections.csv | 2021-04-01 | ICU_demand | 37.82 | 39.66 | 41.12 | 41.52 | 42.99 | 47.14 | Surged Optimistic | Afghanistan | AFG | 2022-01-02 | v8 | TRUE
https://raw.githubusercontent.com/mrc-ide/global-lmic-reports/master/AFG/projections.csv | 2021-04-01 | hospital_incidence | 13.86 | 14.88 | 15.69 | 15.75 | 16.49 | 17.92 | Surged Optimistic | Afghanistan | AFG | 2022-01-02 | v8 | TRUE
https://raw.githubusercontent.com/mrc-ide/global-lmic-reports/master/AFG/projections.csv | 2021-04-01 | ICU_incidence | 4.03 | 4.33 | 4.57 | 4.58 | 4.8 | 5.21 | Surged Optimistic | Afghanistan | AFG | 2022-01-02 | v8 | TRUE
https://raw.githubusercontent.com/mrc-ide/global-lmic-reports/master/AFG/projections.csv | 2021-04-01 | prevalence | 12099.86 | 13123.63 | 13709.2 | 13788 | 14393.22 | 15420.11 | Surged Optimistic | Afghanistan | AFG | 2022-01-02 | v8 | TRUE
https://raw.githubusercontent.com/mrc-ide/global-lmic-reports/master/AFG/projections.csv | 2021-04-01 | cumulative_infections | 1068075.85 | 1110309.66 | 1139887.44 | 1138677.9 | 1168174.33 | 1219513.66 | Surged Optimistic | Afghanistan | AFG | 2022-01-02 | v8 | TRUE
https://raw.githubusercontent.com/mrc-ide/global-lmic-reports/master/AFG/projections.csv | 2021-04-01 | cumulative_deaths | 2244.4 | 2340.54 | 2403.05 | 2401.09 | 2461.97 | 2574.64 | Surged Optimistic | Afghanistan | AFG | 2022-01-02 | v8 | TRUE
https://raw.githubusercontent.com/mrc-ide/global-lmic-reports/master/AFG/projections.csv | 2021-04-01 | Rt | 1.1 | 1.14 | 1.16 | 1.15 | 1.17 | 1.21 | Surged Optimistic | Afghanistan | AFG | 2022-01-02 | v8 | TRUE
https://raw.githubusercontent.com/mrc-ide/global-lmic-reports/master/AFG/projections.csv | 2021-04-01 | Reff | 1.07 | 1.1 | 1.12 | 1.12 | 1.13 | 1.17 | Surged Optimistic | Afghanistan | AFG | 2022-01-02 | v8 | TRUE
https://raw.githubusercontent.com/mrc-ide/global-lmic-reports/master/AFG/projections.csv | 2021-04-01 | infections | 1919.44 | 2082.13 | 2184.52 | 2185.91 | 2286.24 | 2446.1 | Surged Pessimistic | Afghanistan | AFG | 2022-01-02 | v8 | TRUE
https://raw.githubusercontent.com/mrc-ide/global-lmic-reports/master/AFG/projections.csv | 2021-04-01 | deaths | 2.31 | 2.43 | 2.51 | 2.53 | 2.62 | 2.86 | Surged Pessimistic | Afghanistan | AFG | 2022-01-02 | v8 | TRUE
https://raw.githubusercontent.com/mrc-ide/global-lmic-reports/master/AFG/projections.csv | 2021-04-01 | hospital_demand | 103.64 | 109.33 | 113.99 | 114.7 | 119.27 | 130.68 | Surged Pessimistic | Afghanistan | AFG | 2022-01-02 | v8 | TRUE
https://raw.githubusercontent.com/mrc-ide/global-lmic-reports/master/AFG/projections.csv | 2021-04-01 | ICU_demand | 37.82 | 39.66 | 41.12 | 41.52 | 42.99 | 47.14 | Surged Pessimistic | Afghanistan | AFG | 2022-01-02 | v8 | TRUE
https://raw.githubusercontent.com/mrc-ide/global-lmic-reports/master/AFG/projections.csv | 2021-04-01 | hospital_incidence | 13.86 | 14.88 | 15.69 | 15.75 | 16.49 | 17.92 | Surged Pessimistic | Afghanistan | AFG | 2022-01-02 | v8 | TRUE
https://raw.githubusercontent.com/mrc-ide/global-lmic-reports/master/AFG/projections.csv | 2021-04-01 | ICU_incidence | 4.03 | 4.33 | 4.57 | 4.58 | 4.8 | 5.21 | Surged Pessimistic | Afghanistan | AFG | 2022-01-02 | v8 | TRUE
https://raw.githubusercontent.com/mrc-ide/global-lmic-reports/master/AFG/projections.csv | 2021-04-01 | prevalence | 12099.86 | 13123.63 | 13709.2 | 13788 | 14393.22 | 15420.11 | Surged Pessimistic | Afghanistan | AFG | 2022-01-02 | v8 | TRUE
https://raw.githubusercontent.com/mrc-ide/global-lmic-reports/master/AFG/projections.csv | 2021-04-01 | cumulative_infections | 1068075.85 | 1110309.66 | 1139887.44 | 1138677.9 | 1168174.33 | 1219513.66 | Surged Pessimistic | Afghanistan | AFG | 2022-01-02 | v8 | TRUE
https://raw.githubusercontent.com/mrc-ide/global-lmic-reports/master/AFG/projections.csv | 2021-04-01 | cumulative_deaths | 2244.4 | 2340.54 | 2403.05 | 2401.09 | 2461.97 | 2574.64 | Surged Pessimistic | Afghanistan | AFG | 2022-01-02 | v8 | TRUE
https://raw.githubusercontent.com/mrc-ide/global-lmic-reports/master/AFG/projections.csv | 2021-04-01 | Rt | 1.1 | 1.14 | 1.16 | 1.15 | 1.17 | 1.21 | Surged Pessimistic | Afghanistan | AFG | 2022-01-02 | v8 | TRUE
https://raw.githubusercontent.com/mrc-ide/global-lmic-reports/master/AFG/projections.csv | 2021-04-01 | Reff | 1.07 | 1.1 | 1.12 | 1.12 | 1.13 | 1.17 | Surged Pessimistic | Afghanistan | AFG | 2022-01-02 | v8 | TRUE
https://raw.githubusercontent.com/mrc-ide/global-lmic-reports/master/AFG/projections.csv | 2021-04-01 | infections | 1919.44 | 2082.13 | 2184.52 | 2185.91 | 2286.24 | 2446.1 | Surged Relax Interventions 50% | Afghanistan | AFG | 2022-01-02 | v8 | TRUE
https://raw.githubusercontent.com/mrc-ide/global-lmic-reports/master/AFG/projections.csv | 2021-04-01 | deaths | 2.31 | 2.43 | 2.51 | 2.53 | 2.62 | 2.86 | Surged Relax Interventions 50% | Afghanistan | AFG | 2022-01-02 | v8 | TRUE
https://raw.githubusercontent.com/mrc-ide/global-lmic-reports/master/AFG/projections.csv | 2021-04-01 | hospital_demand | 103.64 | 109.33 | 113.99 | 114.7 | 119.27 | 130.68 | Surged Relax Interventions 50% | Afghanistan | AFG | 2022-01-02 | v8 | TRUE
https://raw.githubusercontent.com/mrc-ide/global-lmic-reports/master/AFG/projections.csv | 2021-04-01 | ICU_demand | 37.82 | 39.66 | 41.12 | 41.52 | 42.99 | 47.14 | Surged Relax Interventions 50% | Afghanistan | AFG | 2022-01-02 | v8 | TRUE
https://raw.githubusercontent.com/mrc-ide/global-lmic-reports/master/AFG/projections.csv | 2021-04-01 | hospital_incidence | 13.86 | 14.88 | 15.69 | 15.75 | 16.49 | 17.92 | Surged Relax Interventions 50% | Afghanistan | AFG | 2022-01-02 | v8 | TRUE
https://raw.githubusercontent.com/mrc-ide/global-lmic-reports/master/AFG/projections.csv | 2021-04-01 | ICU_incidence | 4.03 | 4.33 | 4.57 | 4.58 | 4.8 | 5.21 | Surged Relax Interventions 50% | Afghanistan | AFG | 2022-01-02 | v8 | TRUE
https://raw.githubusercontent.com/mrc-ide/global-lmic-reports/master/AFG/projections.csv | 2021-04-01 | prevalence | 12099.86 | 13123.63 | 13709.2 | 13788 | 14393.22 | 15420.11 | Surged Relax Interventions 50% | Afghanistan | AFG | 2022-01-02 | v8 | TRUE
https://raw.githubusercontent.com/mrc-ide/global-lmic-reports/master/AFG/projections.csv | 2021-04-01 | cumulative_infections | 1068075.85 | 1110309.66 | 1139887.44 | 1138677.9 | 1168174.33 | 1219513.66 | Surged Relax Interventions 50% | Afghanistan | AFG | 2022-01-02 | v8 | TRUE
https://raw.githubusercontent.com/mrc-ide/global-lmic-reports/master/AFG/projections.csv | 2021-04-01 | cumulative_deaths | 2244.4 | 2340.54 | 2403.05 | 2401.09 | 2461.97 | 2574.64 | Surged Relax Interventions 50% | Afghanistan | AFG | 2022-01-02 | v8 | TRUE
https://raw.githubusercontent.com/mrc-ide/global-lmic-reports/master/AFG/projections.csv | 2021-04-01 | Rt | 1.1 | 1.14 | 1.16 | 1.15 | 1.17 | 1.21 | Surged Relax Interventions 50% | Afghanistan | AFG | 2022-01-02 | v8 | TRUE
https://raw.githubusercontent.com/mrc-ide/global-lmic-reports/master/AFG/projections.csv | 2021-04-01 | Reff | 1.07 | 1.1 | 1.12 | 1.12 | 1.13 | 1.17 | Surged Relax Interventions 50% | Afghanistan | AFG | 2022-01-02 | v8 | TRUE
https://raw.githubusercontent.com/mrc-ide/global-lmic-reports/master/AFG/projections.csv | 2021-04-02 | infections | 1901.24 | 2035.55 | 2143.34 | 2169.54 | 2300.4 | 2488.13 | Additional 50% Reduction | Afghanistan | AFG | 2022-01-02 | v8 | TRUE
https://raw.githubusercontent.com/mrc-ide/global-lmic-reports/master/AFG/projections.csv | 2021-04-02 | deaths | 2.34 | 2.48 | 2.64 | 2.64 | 2.75 | 3.08 | Additional 50% Reduction | Afghanistan | AFG | 2022-01-02 | v8 | TRUE
https://raw.githubusercontent.com/mrc-ide/global-lmic-reports/master/AFG/projections.csv | 2021-04-02 | hospital_demand | 104.27 | 111.12 | 120.31 | 118.89 | 124.98 | 139.41 | Additional 50% Reduction | Afghanistan | AFG | 2022-01-02 | v8 | TRUE
https://raw.githubusercontent.com/mrc-ide/global-lmic-reports/master/AFG/projections.csv | 2021-04-02 | ICU_demand | 38.14 | 40.42 | 43.51 | 43.15 | 45.15 | 50.43 | Additional 50% Reduction | Afghanistan | AFG | 2022-01-02 | v8 | TRUE
https://raw.githubusercontent.com/mrc-ide/global-lmic-reports/master/AFG/projections.csv | 2021-04-02 | hospital_incidence | 13.86 | 15.01 | 16.12 | 16.05 | 17.01 | 18.7 | Additional 50% Reduction | Afghanistan | AFG | 2022-01-02 | v8 | TRUE
https://raw.githubusercontent.com/mrc-ide/global-lmic-reports/master/AFG/projections.csv | 2021-04-02 | ICU_incidence | 4.04 | 4.37 | 4.7 | 4.68 | 4.96 | 5.45 | Additional 50% Reduction | Afghanistan | AFG | 2022-01-02 | v8 | TRUE
https://raw.githubusercontent.com/mrc-ide/global-lmic-reports/master/AFG/projections.csv | 2021-04-02 | prevalence | 12156.91 | 13039.6 | 13826.57 | 13934.66 | 14679.78 | 16075.53 | Additional 50% Reduction | Afghanistan | AFG | 2022-01-02 | v8 | TRUE
https://raw.githubusercontent.com/mrc-ide/global-lmic-reports/master/AFG/projections.csv | 2021-04-02 | cumulative_infections | 1077506.36 | 1113520.82 | 1149423.19 | 1152164.11 | 1172055.22 | 1272071.99 | Additional 50% Reduction | Afghanistan | AFG | 2022-01-02 | v8 | TRUE
https://raw.githubusercontent.com/mrc-ide/global-lmic-reports/master/AFG/projections.csv | 2021-04-02 | cumulative_deaths | 2263.36 | 2355.99 | 2436.36 | 2442.29 | 2485.05 | 2719.25 | Additional 50% Reduction | Afghanistan | AFG | 2022-01-02 | v8 | TRUE
https://raw.githubusercontent.com/mrc-ide/global-lmic-reports/master/AFG/projections.csv | 2021-04-02 | Rt | 1.11 | 1.13 | 1.14 | 1.14 | 1.16 | 1.18 | Additional 50% Reduction | Afghanistan | AFG | 2022-01-02 | v8 | TRUE
https://raw.githubusercontent.com/mrc-ide/global-lmic-reports/master/AFG/projections.csv | 2021-04-02 | Reff | 1.07 | 1.1 | 1.11 | 1.11 | 1.13 | 1.15 | Additional 50% Reduction | Afghanistan | AFG | 2022-01-02 | v8 | TRUE
https://raw.githubusercontent.com/mrc-ide/global-lmic-reports/master/AFG/projections.csv | 2021-04-02 | infections | 1901.24 | 2035.55 | 2143.34 | 2169.54 | 2300.4 | 2488.13 | Maintain Status Quo | Afghanistan | AFG | 2022-01-02 | v8 | TRUE
https://raw.githubusercontent.com/mrc-ide/global-lmic-reports/master/AFG/projections.csv | 2021-04-02 | deaths | 2.34 | 2.48 | 2.64 | 2.64 | 2.75 | 3.08 | Maintain Status Quo | Afghanistan | AFG | 2022-01-02 | v8 | TRUE
https://raw.githubusercontent.com/mrc-ide/global-lmic-reports/master/AFG/projections.csv | 2021-04-02 | hospital_demand | 104.27 | 111.12 | 120.31 | 118.89 | 124.98 | 139.41 | Maintain Status Quo | Afghanistan | AFG | 2022-01-02 | v8 | TRUE
https://raw.githubusercontent.com/mrc-ide/global-lmic-reports/master/AFG/projections.csv | 2021-04-02 | ICU_demand | 38.14 | 40.42 | 43.51 | 43.15 | 45.15 | 50.43 | Maintain Status Quo | Afghanistan | AFG | 2022-01-02 | v8 | TRUE
https://raw.githubusercontent.com/mrc-ide/global-lmic-reports/master/AFG/projections.csv | 2021-04-02 | hospital_incidence | 13.86 | 15.01 | 16.12 | 16.05 | 17.01 | 18.7 | Maintain Status Quo | Afghanistan | AFG | 2022-01-02 | v8 | TRUE
https://raw.githubusercontent.com/mrc-ide/global-lmic-reports/master/AFG/projections.csv | 2021-04-02 | ICU_incidence | 4.04 | 4.37 | 4.7 | 4.68 | 4.96 | 5.45 | Maintain Status Quo | Afghanistan | AFG | 2022-01-02 | v8 | TRUE
https://raw.githubusercontent.com/mrc-ide/global-lmic-reports/master/AFG/projections.csv | 2021-04-02 | prevalence | 12156.91 | 13039.6 | 13826.57 | 13934.66 | 14679.78 | 16075.53 | Maintain Status Quo | Afghanistan | AFG | 2022-01-02 | v8 | TRUE
https://raw.githubusercontent.com/mrc-ide/global-lmic-reports/master/AFG/projections.csv | 2021-04-02 | cumulative_infections | 1077506.36 | 1113520.82 | 1149423.19 | 1152164.11 | 1172055.22 | 1272071.99 | Maintain Status Quo | Afghanistan | AFG | 2022-01-02 | v8 | TRUE
https://raw.githubusercontent.com/mrc-ide/global-lmic-reports/master/AFG/projections.csv | 2021-04-02 | cumulative_deaths | 2263.36 | 2355.99 | 2436.36 | 2442.29 | 2485.05 | 2719.25 | Maintain Status Quo | Afghanistan | AFG | 2022-01-02 | v8 | TRUE
https://raw.githubusercontent.com/mrc-ide/global-lmic-reports/master/AFG/projections.csv | 2021-04-02 | Rt | 1.11 | 1.13 | 1.14 | 1.14 | 1.16 | 1.18 | Maintain Status Quo | Afghanistan | AFG | 2022-01-02 | v8 | TRUE
https://raw.githubusercontent.com/mrc-ide/global-lmic-reports/master/AFG/projections.csv | 2021-04-02 | Reff | 1.07 | 1.1 | 1.11 | 1.11 | 1.13 | 1.15 | Maintain Status Quo | Afghanistan | AFG | 2022-01-02 | v8 | TRUE
https://raw.githubusercontent.com/mrc-ide/global-lmic-reports/master/AFG/projections.csv | 2021-04-02 | infections | 1901.24 | 2035.55 | 2143.34 | 2169.54 | 2300.4 | 2488.13 | Optimistic | Afghanistan | AFG | 2022-01-02 | v8 | TRUE
https://raw.githubusercontent.com/mrc-ide/global-lmic-reports/master/AFG/projections.csv | 2021-04-02 | deaths | 2.34 | 2.48 | 2.64 | 2.64 | 2.75 | 3.08 | Optimistic | Afghanistan | AFG | 2022-01-02 | v8 | TRUE
https://raw.githubusercontent.com/mrc-ide/global-lmic-reports/master/AFG/projections.csv | 2021-04-02 | hospital_demand | 104.27 | 111.12 | 120.31 | 118.89 | 124.98 | 139.41 | Optimistic | Afghanistan | AFG | 2022-01-02 | v8 | TRUE
https://raw.githubusercontent.com/mrc-ide/global-lmic-reports/master/AFG/projections.csv | 2021-04-02 | ICU_demand | 38.14 | 40.42 | 43.51 | 43.15 | 45.15 | 50.43 | Optimistic | Afghanistan | AFG | 2022-01-02 | v8 | TRUE
https://raw.githubusercontent.com/mrc-ide/global-lmic-reports/master/AFG/projections.csv | 2021-04-02 | hospital_incidence | 13.86 | 15.01 | 16.12 | 16.05 | 17.01 | 18.7 | Optimistic | Afghanistan | AFG | 2022-01-02 | v8 | TRUE
https://raw.githubusercontent.com/mrc-ide/global-lmic-reports/master/AFG/projections.csv | 2021-04-02 | ICU_incidence | 4.04 | 4.37 | 4.7 | 4.68 | 4.96 | 5.45 | Optimistic | Afghanistan | AFG | 2022-01-02 | v8 | TRUE
https://raw.githubusercontent.com/mrc-ide/global-lmic-reports/master/AFG/projections.csv | 2021-04-02 | prevalence | 12156.91 | 13039.6 | 13826.57 | 13934.66 | 14679.78 | 16075.53 | Optimistic | Afghanistan | AFG | 2022-01-02 | v8 | TRUE
https://raw.githubusercontent.com/mrc-ide/global-lmic-reports/master/AFG/projections.csv | 2021-04-02 | cumulative_infections | 1077506.36 | 1113520.82 | 1149423.19 | 1152164.11 | 1172055.22 | 1272071.99 | Optimistic | Afghanistan | AFG | 2022-01-02 | v8 | TRUE
https://raw.githubusercontent.com/mrc-ide/global-lmic-reports/master/AFG/projections.csv | 2021-04-02 | cumulative_deaths | 2263.36 | 2355.99 | 2436.36 | 2442.29 | 2485.05 | 2719.25 | Optimistic | Afghanistan | AFG | 2022-01-02 | v8 | TRUE
https://raw.githubusercontent.com/mrc-ide/global-lmic-reports/master/AFG/projections.csv | 2021-04-02 | Rt | 1.11 | 1.13 | 1.14 | 1.14 | 1.16 | 1.18 | Optimistic | Afghanistan | AFG | 2022-01-02 | v8 | TRUE
https://raw.githubusercontent.com/mrc-ide/global-lmic-reports/master/AFG/projections.csv | 2021-04-02 | Reff | 1.07 | 1.1 | 1.11 | 1.11 | 1.13 | 1.15 | Optimistic | Afghanistan | AFG | 2022-01-02 | v8 | TRUE
https://raw.githubusercontent.com/mrc-ide/global-lmic-reports/master/AFG/projections.csv | 2021-04-02 | infections | 1901.24 | 2035.55 | 2143.34 | 2169.54 | 2300.4 | 2488.13 | Pessimistic | Afghanistan | AFG | 2022-01-02 | v8 | TRUE
https://raw.githubusercontent.com/mrc-ide/global-lmic-reports/master/AFG/projections.csv | 2021-04-02 | deaths | 2.34 | 2.48 | 2.64 | 2.64 | 2.75 | 3.08 | Pessimistic | Afghanistan | AFG | 2022-01-02 | v8 | TRUE
https://raw.githubusercontent.com/mrc-ide/global-lmic-reports/master/AFG/projections.csv | 2021-04-02 | hospital_demand | 104.27 | 111.12 | 120.31 | 118.89 | 124.98 | 139.41 | Pessimistic | Afghanistan | AFG | 2022-01-02 | v8 | TRUE
https://raw.githubusercontent.com/mrc-ide/global-lmic-reports/master/AFG/projections.csv | 2021-04-02 | ICU_demand | 38.14 | 40.42 | 43.51 | 43.15 | 45.15 | 50.43 | Pessimistic | Afghanistan | AFG | 2022-01-02 | v8 | TRUE
https://raw.githubusercontent.com/mrc-ide/global-lmic-reports/master/AFG/projections.csv | 2021-04-02 | hospital_incidence | 13.86 | 15.01 | 16.12 | 16.05 | 17.01 | 18.7 | Pessimistic | Afghanistan | AFG | 2022-01-02 | v8 | TRUE
https://raw.githubusercontent.com/mrc-ide/global-lmic-reports/master/AFG/projections.csv | 2021-04-02 | ICU_incidence | 4.04 | 4.37 | 4.7 | 4.68 | 4.96 | 5.45 | Pessimistic | Afghanistan | AFG | 2022-01-02 | v8 | TRUE
https://raw.githubusercontent.com/mrc-ide/global-lmic-reports/master/AFG/projections.csv | 2021-04-02 | prevalence | 12156.91 | 13039.6 | 13826.57 | 13934.66 | 14679.78 | 16075.53 | Pessimistic | Afghanistan | AFG | 2022-01-02 | v8 | TRUE
https://raw.githubusercontent.com/mrc-ide/global-lmic-reports/master/AFG/projections.csv | 2021-04-02 | cumulative_infections | 1077506.36 | 1113520.82 | 1149423.19 | 1152164.11 | 1172055.22 | 1272071.99 | Pessimistic | Afghanistan | AFG | 2022-01-02 | v8 | TRUE
https://raw.githubusercontent.com/mrc-ide/global-lmic-reports/master/AFG/projections.csv | 2021-04-02 | cumulative_deaths | 2263.36 | 2355.99 | 2436.36 | 2442.29 | 2485.05 | 2719.25 | Pessimistic | Afghanistan | AFG | 2022-01-02 | v8 | TRUE
https://raw.githubusercontent.com/mrc-ide/global-lmic-reports/master/AFG/projections.csv | 2021-04-02 | Rt | 1.11 | 1.13 | 1.14 | 1.14 | 1.16 | 1.18 | Pessimistic | Afghanistan | AFG | 2022-01-02 | v8 | TRUE
https://raw.githubusercontent.com/mrc-ide/global-lmic-reports/master/AFG/projections.csv | 2021-04-02 | Reff | 1.07 | 1.1 | 1.11 | 1.11 | 1.13 | 1.15 | Pessimistic | Afghanistan | AFG | 2022-01-02 | v8 | TRUE
https://raw.githubusercontent.com/mrc-ide/global-lmic-reports/master/AFG/projections.csv | 2021-04-02 | infections | 1901.24 | 2035.55 | 2143.34 | 2169.54 | 2300.4 | 2488.13 | Relax Interventions 50% | Afghanistan | AFG | 2022-01-02 | v8 | TRUE
https://raw.githubusercontent.com/mrc-ide/global-lmic-reports/master/AFG/projections.csv | 2021-04-02 | deaths | 2.34 | 2.48 | 2.64 | 2.64 | 2.75 | 3.08 | Relax Interventions 50% | Afghanistan | AFG | 2022-01-02 | v8 | TRUE
https://raw.githubusercontent.com/mrc-ide/global-lmic-reports/master/AFG/projections.csv | 2021-04-02 | hospital_demand | 104.27 | 111.12 | 120.31 | 118.89 | 124.98 | 139.41 | Relax Interventions 50% | Afghanistan | AFG | 2022-01-02 | v8 | TRUE
https://raw.githubusercontent.com/mrc-ide/global-lmic-reports/master/AFG/projections.csv | 2021-04-02 | ICU_demand | 38.14 | 40.42 | 43.51 | 43.15 | 45.15 | 50.43 | Relax Interventions 50% | Afghanistan | AFG | 2022-01-02 | v8 | TRUE
https://raw.githubusercontent.com/mrc-ide/global-lmic-reports/master/AFG/projections.csv | 2021-04-02 | hospital_incidence | 13.86 | 15.01 | 16.12 | 16.05 | 17.01 | 18.7 | Relax Interventions 50% | Afghanistan | AFG | 2022-01-02 | v8 | TRUE
https://raw.githubusercontent.com/mrc-ide/global-lmic-reports/master/AFG/projections.csv | 2021-04-02 | ICU_incidence | 4.04 | 4.37 | 4.7 | 4.68 | 4.96 | 5.45 | Relax Interventions 50% | Afghanistan | AFG | 2022-01-02 | v8 | TRUE
https://raw.githubusercontent.com/mrc-ide/global-lmic-reports/master/AFG/projections.csv | 2021-04-02 | prevalence | 12156.91 | 13039.6 | 13826.57 | 13934.66 | 14679.78 | 16075.53 | Relax Interventions 50% | Afghanistan | AFG | 2022-01-02 | v8 | TRUE
https://raw.githubusercontent.com/mrc-ide/global-lmic-reports/master/AFG/projections.csv | 2021-04-02 | cumulative_infections | 1077506.36 | 1113520.82 | 1149423.19 | 1152164.11 | 1172055.22 | 1272071.99 | Relax Interventions 50% | Afghanistan | AFG | 2022-01-02 | v8 | TRUE
https://raw.githubusercontent.com/mrc-ide/global-lmic-reports/master/AFG/projections.csv | 2021-04-02 | cumulative_deaths | 2263.36 | 2355.99 | 2436.36 | 2442.29 | 2485.05 | 2719.25 | Relax Interventions 50% | Afghanistan | AFG | 2022-01-02 | v8 | TRUE
https://raw.githubusercontent.com/mrc-ide/global-lmic-reports/master/AFG/projections.csv | 2021-04-02 | Rt | 1.11 | 1.13 | 1.14 | 1.14 | 1.16 | 1.18 | Relax Interventions 50% | Afghanistan | AFG | 2022-01-02 | v8 | TRUE
https://raw.githubusercontent.com/mrc-ide/global-lmic-reports/master/AFG/projections.csv | 2021-04-02 | Reff | 1.07 | 1.1 | 1.11 | 1.11 | 1.13 | 1.15 | Relax Interventions 50% | Afghanistan | AFG | 2022-01-02 | v8 | TRUE
https://raw.githubusercontent.com/mrc-ide/global-lmic-reports/master/AFG/projections.csv | 2021-04-02 | infections | 1909.73 | 2087.88 | 2196.65 | 2188.47 | 2294.86 | 2457.8 | Surged Additional 50% Reduction | Afghanistan | AFG | 2022-01-02 | v8 | TRUE
https://raw.githubusercontent.com/mrc-ide/global-lmic-reports/master/AFG/projections.csv | 2021-04-02 | deaths | 2.41 | 2.53 | 2.61 | 2.64 | 2.73 | 3 | Surged Additional 50% Reduction | Afghanistan | AFG | 2022-01-02 | v8 | TRUE
https://raw.githubusercontent.com/mrc-ide/global-lmic-reports/master/AFG/projections.csv | 2021-04-02 | hospital_demand | 107.31 | 113.88 | 118.92 | 119.33 | 124.39 | 136.17 | Surged Additional 50% Reduction | Afghanistan | AFG | 2022-01-02 | v8 | TRUE
https://raw.githubusercontent.com/mrc-ide/global-lmic-reports/master/AFG/projections.csv | 2021-04-02 | ICU_demand | 39.28 | 41.21 | 42.94 | 43.28 | 44.9 | 49.22 | Surged Additional 50% Reduction | Afghanistan | AFG | 2022-01-02 | v8 | TRUE
https://raw.githubusercontent.com/mrc-ide/global-lmic-reports/master/AFG/projections.csv | 2021-04-02 | hospital_incidence | 14.15 | 15.26 | 16.08 | 16.14 | 16.92 | 18.3 | Surged Additional 50% Reduction | Afghanistan | AFG | 2022-01-02 | v8 | TRUE
https://raw.githubusercontent.com/mrc-ide/global-lmic-reports/master/AFG/projections.csv | 2021-04-02 | ICU_incidence | 4.12 | 4.45 | 4.69 | 4.7 | 4.93 | 5.33 | Surged Additional 50% Reduction | Afghanistan | AFG | 2022-01-02 | v8 | TRUE
https://raw.githubusercontent.com/mrc-ide/global-lmic-reports/master/AFG/projections.csv | 2021-04-02 | prevalence | 12302.65 | 13365.88 | 14007.52 | 14028.73 | 14580.74 | 15664.48 | Surged Additional 50% Reduction | Afghanistan | AFG | 2022-01-02 | v8 | TRUE
https://raw.githubusercontent.com/mrc-ide/global-lmic-reports/master/AFG/projections.csv | 2021-04-02 | cumulative_infections | 1070383.31 | 1112444.52 | 1141900.14 | 1140866.38 | 1170366.29 | 1221736.52 | Surged Additional 50% Reduction | Afghanistan | AFG | 2022-01-02 | v8 | TRUE
https://raw.githubusercontent.com/mrc-ide/global-lmic-reports/master/AFG/projections.csv | 2021-04-02 | cumulative_deaths | 2247.2 | 2343.2 | 2405.75 | 2403.73 | 2464.66 | 2577.28 | Surged Additional 50% Reduction | Afghanistan | AFG | 2022-01-02 | v8 | TRUE
https://raw.githubusercontent.com/mrc-ide/global-lmic-reports/master/AFG/projections.csv | 2021-04-02 | Rt | 1.09 | 1.13 | 1.15 | 1.15 | 1.16 | 1.2 | Surged Additional 50% Reduction | Afghanistan | AFG | 2022-01-02 | v8 | TRUE
https://raw.githubusercontent.com/mrc-ide/global-lmic-reports/master/AFG/projections.csv | 2021-04-02 | Reff | 1.06 | 1.09 | 1.12 | 1.11 | 1.13 | 1.17 | Surged Additional 50% Reduction | Afghanistan | AFG | 2022-01-02 | v8 | TRUE
https://raw.githubusercontent.com/mrc-ide/global-lmic-reports/master/AFG/projections.csv | 2021-04-02 | infections | 1909.73 | 2087.88 | 2196.65 | 2188.47 | 2294.86 | 2457.8 | Surged Maintain Status Quo | Afghanistan | AFG | 2022-01-02 | v8 | TRUE
https://raw.githubusercontent.com/mrc-ide/global-lmic-reports/master/AFG/projections.csv | 2021-04-02 | deaths | 2.41 | 2.53 | 2.61 | 2.64 | 2.73 | 3 | Surged Maintain Status Quo | Afghanistan | AFG | 2022-01-02 | v8 | TRUE
https://raw.githubusercontent.com/mrc-ide/global-lmic-reports/master/AFG/projections.csv | 2021-04-02 | hospital_demand | 107.31 | 113.88 | 118.92 | 119.33 | 124.39 | 136.17 | Surged Maintain Status Quo | Afghanistan | AFG | 2022-01-02 | v8 | TRUE
https://raw.githubusercontent.com/mrc-ide/global-lmic-reports/master/AFG/projections.csv | 2021-04-02 | ICU_demand | 39.28 | 41.21 | 42.94 | 43.28 | 44.9 | 49.22 | Surged Maintain Status Quo | Afghanistan | AFG | 2022-01-02 | v8 | TRUE
https://raw.githubusercontent.com/mrc-ide/global-lmic-reports/master/AFG/projections.csv | 2021-04-02 | hospital_incidence | 14.15 | 15.26 | 16.08 | 16.14 | 16.92 | 18.3 | Surged Maintain Status Quo | Afghanistan | AFG | 2022-01-02 | v8 | TRUE
https://raw.githubusercontent.com/mrc-ide/global-lmic-reports/master/AFG/projections.csv | 2021-04-02 | ICU_incidence | 4.12 | 4.45 | 4.69 | 4.7 | 4.93 | 5.33 | Surged Maintain Status Quo | Afghanistan | AFG | 2022-01-02 | v8 | TRUE
https://raw.githubusercontent.com/mrc-ide/global-lmic-reports/master/AFG/projections.csv | 2021-04-02 | prevalence | 12302.65 | 13365.88 | 14007.52 | 14028.73 | 14580.74 | 15664.48 | Surged Maintain Status Quo | Afghanistan | AFG | 2022-01-02 | v8 | TRUE
https://raw.githubusercontent.com/mrc-ide/global-lmic-reports/master/AFG/projections.csv | 2021-04-02 | cumulative_infections | 1070383.31 | 1112444.52 | 1141900.14 | 1140866.38 | 1170366.29 | 1221736.52 | Surged Maintain Status Quo | Afghanistan | AFG | 2022-01-02 | v8 | TRUE
https://raw.githubusercontent.com/mrc-ide/global-lmic-reports/master/AFG/projections.csv | 2021-04-02 | cumulative_deaths | 2247.2 | 2343.2 | 2405.75 | 2403.73 | 2464.66 | 2577.28 | Surged Maintain Status Quo | Afghanistan | AFG | 2022-01-02 | v8 | TRUE
https://raw.githubusercontent.com/mrc-ide/global-lmic-reports/master/AFG/projections.csv | 2021-04-02 | Rt | 1.09 | 1.13 | 1.15 | 1.15 | 1.16 | 1.2 | Surged Maintain Status Quo | Afghanistan | AFG | 2022-01-02 | v8 | TRUE
https://raw.githubusercontent.com/mrc-ide/global-lmic-reports/master/AFG/projections.csv | 2021-04-02 | Reff | 1.06 | 1.09 | 1.12 | 1.11 | 1.13 | 1.17 | Surged Maintain Status Quo | Afghanistan | AFG | 2022-01-02 | v8 | TRUE
https://raw.githubusercontent.com/mrc-ide/global-lmic-reports/master/AFG/projections.csv | 2021-04-02 | infections | 1909.73 | 2087.88 | 2196.65 | 2188.47 | 2294.86 | 2457.8 | Surged Optimistic | Afghanistan | AFG | 2022-01-02 | v8 | TRUE
https://raw.githubusercontent.com/mrc-ide/global-lmic-reports/master/AFG/projections.csv | 2021-04-02 | deaths | 2.41 | 2.53 | 2.61 | 2.64 | 2.73 | 3 | Surged Optimistic | Afghanistan | AFG | 2022-01-02 | v8 | TRUE
https://raw.githubusercontent.com/mrc-ide/global-lmic-reports/master/AFG/projections.csv | 2021-04-02 | hospital_demand | 107.31 | 113.88 | 118.92 | 119.33 | 124.39 | 136.17 | Surged Optimistic | Afghanistan | AFG | 2022-01-02 | v8 | TRUE
https://raw.githubusercontent.com/mrc-ide/global-lmic-reports/master/AFG/projections.csv | 2021-04-02 | ICU_demand | 39.28 | 41.21 | 42.94 | 43.28 | 44.9 | 49.22 | Surged Optimistic | Afghanistan | AFG | 2022-01-02 | v8 | TRUE
https://raw.githubusercontent.com/mrc-ide/global-lmic-reports/master/AFG/projections.csv | 2021-04-02 | hospital_incidence | 14.15 | 15.26 | 16.08 | 16.14 | 16.92 | 18.3 | Surged Optimistic | Afghanistan | AFG | 2022-01-02 | v8 | TRUE
https://raw.githubusercontent.com/mrc-ide/global-lmic-reports/master/AFG/projections.csv | 2021-04-02 | ICU_incidence | 4.12 | 4.45 | 4.69 | 4.7 | 4.93 | 5.33 | Surged Optimistic | Afghanistan | AFG | 2022-01-02 | v8 | TRUE
https://raw.githubusercontent.com/mrc-ide/global-lmic-reports/master/AFG/projections.csv | 2021-04-02 | prevalence | 12302.65 | 13365.88 | 14007.52 | 14028.73 | 14580.74 | 15664.48 | Surged Optimistic | Afghanistan | AFG | 2022-01-02 | v8 | TRUE
https://raw.githubusercontent.com/mrc-ide/global-lmic-reports/master/AFG/projections.csv | 2021-04-02 | cumulative_infections | 1070383.31 | 1112444.52 | 1141900.14 | 1140866.38 | 1170366.29 | 1221736.52 | Surged Optimistic | Afghanistan | AFG | 2022-01-02 | v8 | TRUE
https://raw.githubusercontent.com/mrc-ide/global-lmic-reports/master/AFG/projections.csv | 2021-04-02 | cumulative_deaths | 2247.2 | 2343.2 | 2405.75 | 2403.73 | 2464.66 | 2577.28 | Surged Optimistic | Afghanistan | AFG | 2022-01-02 | v8 | TRUE
https://raw.githubusercontent.com/mrc-ide/global-lmic-reports/master/AFG/projections.csv | 2021-04-02 | Rt | 1.09 | 1.13 | 1.15 | 1.15 | 1.16 | 1.2 | Surged Optimistic | Afghanistan | AFG | 2022-01-02 | v8 | TRUE
https://raw.githubusercontent.com/mrc-ide/global-lmic-reports/master/AFG/projections.csv | 2021-04-02 | Reff | 1.06 | 1.09 | 1.12 | 1.11 | 1.13 | 1.17 | Surged Optimistic | Afghanistan | AFG | 2022-01-02 | v8 | TRUE
https://raw.githubusercontent.com/mrc-ide/global-lmic-reports/master/AFG/projections.csv | 2021-04-02 | infections | 1909.73 | 2087.88 | 2196.65 | 2188.47 | 2294.86 | 2457.8 | Surged Pessimistic | Afghanistan | AFG | 2022-01-02 | v8 | TRUE
https://raw.githubusercontent.com/mrc-ide/global-lmic-reports/master/AFG/projections.csv | 2021-04-02 | deaths | 2.41 | 2.53 | 2.61 | 2.64 | 2.73 | 3 | Surged Pessimistic | Afghanistan | AFG | 2022-01-02 | v8 | TRUE
https://raw.githubusercontent.com/mrc-ide/global-lmic-reports/master/AFG/projections.csv | 2021-04-02 | hospital_demand | 107.31 | 113.88 | 118.92 | 119.33 | 124.39 | 136.17 | Surged Pessimistic | Afghanistan | AFG | 2022-01-02 | v8 | TRUE
https://raw.githubusercontent.com/mrc-ide/global-lmic-reports/master/AFG/projections.csv | 2021-04-02 | ICU_demand | 39.28 | 41.21 | 42.94 | 43.28 | 44.9 | 49.22 | Surged Pessimistic | Afghanistan | AFG | 2022-01-02 | v8 | TRUE
https://raw.githubusercontent.com/mrc-ide/global-lmic-reports/master/AFG/projections.csv | 2021-04-02 | hospital_incidence | 14.15 | 15.26 | 16.08 | 16.14 | 16.92 | 18.3 | Surged Pessimistic | Afghanistan | AFG | 2022-01-02 | v8 | TRUE
https://raw.githubusercontent.com/mrc-ide/global-lmic-reports/master/AFG/projections.csv | 2021-04-02 | ICU_incidence | 4.12 | 4.45 | 4.69 | 4.7 | 4.93 | 5.33 | Surged Pessimistic | Afghanistan | AFG | 2022-01-02 | v8 | TRUE
https://raw.githubusercontent.com/mrc-ide/global-lmic-reports/master/AFG/projections.csv | 2021-04-02 | prevalence | 12302.65 | 13365.88 | 14007.52 | 14028.73 | 14580.74 | 15664.48 | Surged Pessimistic | Afghanistan | AFG | 2022-01-02 | v8 | TRUE
https://raw.githubusercontent.com/mrc-ide/global-lmic-reports/master/AFG/projections.csv | 2021-04-02 | cumulative_infections | 1070383.31 | 1112444.52 | 1141900.14 | 1140866.38 | 1170366.29 | 1221736.52 | Surged Pessimistic | Afghanistan | AFG | 2022-01-02 | v8 | TRUE
https://raw.githubusercontent.com/mrc-ide/global-lmic-reports/master/AFG/projections.csv | 2021-04-02 | cumulative_deaths | 2247.2 | 2343.2 | 2405.75 | 2403.73 | 2464.66 | 2577.28 | Surged Pessimistic | Afghanistan | AFG | 2022-01-02 | v8 | TRUE
https://raw.githubusercontent.com/mrc-ide/global-lmic-reports/master/AFG/projections.csv | 2021-04-02 | Rt | 1.09 | 1.13 | 1.15 | 1.15 | 1.16 | 1.2 | Surged Pessimistic | Afghanistan | AFG | 2022-01-02 | v8 | TRUE
https://raw.githubusercontent.com/mrc-ide/global-lmic-reports/master/AFG/projections.csv | 2021-04-02 | Reff | 1.06 | 1.09 | 1.12 | 1.11 | 1.13 | 1.17 | Surged Pessimistic | Afghanistan | AFG | 2022-01-02 | v8 | TRUE
https://raw.githubusercontent.com/mrc-ide/global-lmic-reports/master/AFG/projections.csv | 2021-04-02 | infections | 1909.73 | 2087.88 | 2196.65 | 2188.47 | 2294.86 | 2457.8 | Surged Relax Interventions 50% | Afghanistan | AFG | 2022-01-02 | v8 | TRUE
https://raw.githubusercontent.com/mrc-ide/global-lmic-reports/master/AFG/projections.csv | 2021-04-02 | deaths | 2.41 | 2.53 | 2.61 | 2.64 | 2.73 | 3 | Surged Relax Interventions 50% | Afghanistan | AFG | 2022-01-02 | v8 | TRUE
https://raw.githubusercontent.com/mrc-ide/global-lmic-reports/master/AFG/projections.csv | 2021-04-02 | hospital_demand | 107.31 | 113.88 | 118.92 | 119.33 | 124.39 | 136.17 | Surged Relax Interventions 50% | Afghanistan | AFG | 2022-01-02 | v8 | TRUE
https://raw.githubusercontent.com/mrc-ide/global-lmic-reports/master/AFG/projections.csv | 2021-04-02 | ICU_demand | 39.28 | 41.21 | 42.94 | 43.28 | 44.9 | 49.22 | Surged Relax Interventions 50% | Afghanistan | AFG | 2022-01-02 | v8 | TRUE
https://raw.githubusercontent.com/mrc-ide/global-lmic-reports/master/AFG/projections.csv | 2021-04-02 | hospital_incidence | 14.15 | 15.26 | 16.08 | 16.14 | 16.92 | 18.3 | Surged Relax Interventions 50% | Afghanistan | AFG | 2022-01-02 | v8 | TRUE
https://raw.githubusercontent.com/mrc-ide/global-lmic-reports/master/AFG/projections.csv | 2021-04-02 | ICU_incidence | 4.12 | 4.45 | 4.69 | 4.7 | 4.93 | 5.33 | Surged Relax Interventions 50% | Afghanistan | AFG | 2022-01-02 | v8 | TRUE
https://raw.githubusercontent.com/mrc-ide/global-lmic-reports/master/AFG/projections.csv | 2021-04-02 | prevalence | 12302.65 | 13365.88 | 14007.52 | 14028.73 | 14580.74 | 15664.48 | Surged Relax Interventions 50% | Afghanistan | AFG | 2022-01-02 | v8 | TRUE
https://raw.githubusercontent.com/mrc-ide/global-lmic-reports/master/AFG/projections.csv | 2021-04-02 | cumulative_infections | 1070383.31 | 1112444.52 | 1141900.14 | 1140866.38 | 1170366.29 | 1221736.52 | Surged Relax Interventions 50% | Afghanistan | AFG | 2022-01-02 | v8 | TRUE
https://raw.githubusercontent.com/mrc-ide/global-lmic-reports/master/AFG/projections.csv | 2021-04-02 | cumulative_deaths | 2247.2 | 2343.2 | 2405.75 | 2403.73 | 2464.66 | 2577.28 | Surged Relax Interventions 50% | Afghanistan | AFG | 2022-01-02 | v8 | TRUE
https://raw.githubusercontent.com/mrc-ide/global-lmic-reports/master/AFG/projections.csv | 2021-04-02 | Rt | 1.09 | 1.13 | 1.15 | 1.15 | 1.16 | 1.2 | Surged Relax Interventions 50% | Afghanistan | AFG | 2022-01-02 | v8 | TRUE
https://raw.githubusercontent.com/mrc-ide/global-lmic-reports/master/AFG/projections.csv | 2021-04-02 | Reff | 1.06 | 1.09 | 1.12 | 1.11 | 1.13 | 1.17 | Surged Relax Interventions 50% | Afghanistan | AFG | 2022-01-02 | v8 | TRUE
https://raw.githubusercontent.com/mrc-ide/global-lmic-reports/master/AFG/projections.csv | 2021-04-03 | infections | 1927.72 | 2067.42 | 2175.35 | 2200.19 | 2334.22 | 2519.63 | Additional 50% Reduction | Afghanistan | AFG | 2022-01-02 | v8 | TRUE
https://raw.githubusercontent.com/mrc-ide/global-lmic-reports/master/AFG/projections.csv | 2021-04-03 | deaths | 2.43 | 2.58 | 2.77 | 2.75 | 2.88 | 3.21 | Additional 50% Reduction | Afghanistan | AFG | 2022-01-02 | v8 | TRUE
https://raw.githubusercontent.com/mrc-ide/global-lmic-reports/master/AFG/projections.csv | 2021-04-03 | hospital_demand | 107.97 | 115.22 | 124.78 | 123.36 | 129.84 | 144.73 | Additional 50% Reduction | Afghanistan | AFG | 2022-01-02 | v8 | TRUE
https://raw.githubusercontent.com/mrc-ide/global-lmic-reports/master/AFG/projections.csv | 2021-04-03 | ICU_demand | 39.56 | 41.95 | 45.4 | 44.87 | 46.99 | 52.49 | Additional 50% Reduction | Afghanistan | AFG | 2022-01-02 | v8 | TRUE
https://raw.githubusercontent.com/mrc-ide/global-lmic-reports/master/AFG/projections.csv | 2021-04-03 | hospital_incidence | 14.2 | 15.37 | 16.42 | 16.41 | 17.35 | 19.07 | Additional 50% Reduction | Afghanistan | AFG | 2022-01-02 | v8 | TRUE
https://raw.githubusercontent.com/mrc-ide/global-lmic-reports/master/AFG/projections.csv | 2021-04-03 | ICU_incidence | 4.14 | 4.49 | 4.79 | 4.79 | 5.06 | 5.57 | Additional 50% Reduction | Afghanistan | AFG | 2022-01-02 | v8 | TRUE
https://raw.githubusercontent.com/mrc-ide/global-lmic-reports/master/AFG/projections.csv | 2021-04-03 | prevalence | 12386.68 | 13234.67 | 14027.6 | 14158.91 | 14883.32 | 16308.33 | Additional 50% Reduction | Afghanistan | AFG | 2022-01-02 | v8 | TRUE
https://raw.githubusercontent.com/mrc-ide/global-lmic-reports/master/AFG/projections.csv | 2021-04-03 | cumulative_infections | 1079827.14 | 1115797.89 | 1151590.17 | 1154364.3 | 1174377.44 | 1274475.03 | Additional 50% Reduction | Afghanistan | AFG | 2022-01-02 | v8 | TRUE
https://raw.githubusercontent.com/mrc-ide/global-lmic-reports/master/AFG/projections.csv | 2021-04-03 | cumulative_deaths | 2266.21 | 2358.7 | 2439.13 | 2445.04 | 2488.03 | 2722.21 | Additional 50% Reduction | Afghanistan | AFG | 2022-01-02 | v8 | TRUE
https://raw.githubusercontent.com/mrc-ide/global-lmic-reports/master/AFG/projections.csv | 2021-04-03 | Rt | 1.11 | 1.13 | 1.14 | 1.15 | 1.16 | 1.18 | Additional 50% Reduction | Afghanistan | AFG | 2022-01-02 | v8 | TRUE
https://raw.githubusercontent.com/mrc-ide/global-lmic-reports/master/AFG/projections.csv | 2021-04-03 | Reff | 1.07 | 1.1 | 1.11 | 1.11 | 1.13 | 1.15 | Additional 50% Reduction | Afghanistan | AFG | 2022-01-02 | v8 | TRUE
https://raw.githubusercontent.com/mrc-ide/global-lmic-reports/master/AFG/projections.csv | 2021-04-03 | infections | 1927.72 | 2067.42 | 2175.35 | 2200.19 | 2334.22 | 2519.63 | Maintain Status Quo | Afghanistan | AFG | 2022-01-02 | v8 | TRUE
https://raw.githubusercontent.com/mrc-ide/global-lmic-reports/master/AFG/projections.csv | 2021-04-03 | deaths | 2.43 | 2.58 | 2.77 | 2.75 | 2.88 | 3.21 | Maintain Status Quo | Afghanistan | AFG | 2022-01-02 | v8 | TRUE
https://raw.githubusercontent.com/mrc-ide/global-lmic-reports/master/AFG/projections.csv | 2021-04-03 | hospital_demand | 107.97 | 115.22 | 124.78 | 123.36 | 129.84 | 144.73 | Maintain Status Quo | Afghanistan | AFG | 2022-01-02 | v8 | TRUE
https://raw.githubusercontent.com/mrc-ide/global-lmic-reports/master/AFG/projections.csv | 2021-04-03 | ICU_demand | 39.56 | 41.95 | 45.4 | 44.87 | 46.99 | 52.49 | Maintain Status Quo | Afghanistan | AFG | 2022-01-02 | v8 | TRUE
https://raw.githubusercontent.com/mrc-ide/global-lmic-reports/master/AFG/projections.csv | 2021-04-03 | hospital_incidence | 14.2 | 15.37 | 16.42 | 16.41 | 17.35 | 19.07 | Maintain Status Quo | Afghanistan | AFG | 2022-01-02 | v8 | TRUE
https://raw.githubusercontent.com/mrc-ide/global-lmic-reports/master/AFG/projections.csv | 2021-04-03 | ICU_incidence | 4.14 | 4.49 | 4.79 | 4.79 | 5.06 | 5.57 | Maintain Status Quo | Afghanistan | AFG | 2022-01-02 | v8 | TRUE
https://raw.githubusercontent.com/mrc-ide/global-lmic-reports/master/AFG/projections.csv | 2021-04-03 | prevalence | 12386.68 | 13234.67 | 14027.6 | 14158.91 | 14883.32 | 16308.33 | Maintain Status Quo | Afghanistan | AFG | 2022-01-02 | v8 | TRUE
https://raw.githubusercontent.com/mrc-ide/global-lmic-reports/master/AFG/projections.csv | 2021-04-03 | cumulative_infections | 1079827.14 | 1115797.89 | 1151590.17 | 1154364.3 | 1174377.44 | 1274475.03 | Maintain Status Quo | Afghanistan | AFG | 2022-01-02 | v8 | TRUE
https://raw.githubusercontent.com/mrc-ide/global-lmic-reports/master/AFG/projections.csv | 2021-04-03 | cumulative_deaths | 2266.21 | 2358.7 | 2439.13 | 2445.04 | 2488.03 | 2722.21 | Maintain Status Quo | Afghanistan | AFG | 2022-01-02 | v8 | TRUE
https://raw.githubusercontent.com/mrc-ide/global-lmic-reports/master/AFG/projections.csv | 2021-04-03 | Rt | 1.11 | 1.13 | 1.14 | 1.15 | 1.16 | 1.18 | Maintain Status Quo | Afghanistan | AFG | 2022-01-02 | v8 | TRUE
https://raw.githubusercontent.com/mrc-ide/global-lmic-reports/master/AFG/projections.csv | 2021-04-03 | Reff | 1.07 | 1.1 | 1.11 | 1.11 | 1.13 | 1.15 | Maintain Status Quo | Afghanistan | AFG | 2022-01-02 | v8 | TRUE
https://raw.githubusercontent.com/mrc-ide/global-lmic-reports/master/AFG/projections.csv | 2021-04-03 | infections | 1927.72 | 2067.42 | 2175.35 | 2200.19 | 2334.22 | 2519.63 | Optimistic | Afghanistan | AFG | 2022-01-02 | v8 | TRUE
https://raw.githubusercontent.com/mrc-ide/global-lmic-reports/master/AFG/projections.csv | 2021-04-03 | deaths | 2.43 | 2.58 | 2.77 | 2.75 | 2.88 | 3.21 | Optimistic | Afghanistan | AFG | 2022-01-02 | v8 | TRUE
https://raw.githubusercontent.com/mrc-ide/global-lmic-reports/master/AFG/projections.csv | 2021-04-03 | hospital_demand | 107.97 | 115.22 | 124.78 | 123.36 | 129.84 | 144.73 | Optimistic | Afghanistan | AFG | 2022-01-02 | v8 | TRUE
https://raw.githubusercontent.com/mrc-ide/global-lmic-reports/master/AFG/projections.csv | 2021-04-03 | ICU_demand | 39.56 | 41.95 | 45.4 | 44.87 | 46.99 | 52.49 | Optimistic | Afghanistan | AFG | 2022-01-02 | v8 | TRUE
https://raw.githubusercontent.com/mrc-ide/global-lmic-reports/master/AFG/projections.csv | 2021-04-03 | hospital_incidence | 14.2 | 15.37 | 16.42 | 16.41 | 17.35 | 19.07 | Optimistic | Afghanistan | AFG | 2022-01-02 | v8 | TRUE
https://raw.githubusercontent.com/mrc-ide/global-lmic-reports/master/AFG/projections.csv | 2021-04-03 | ICU_incidence | 4.14 | 4.49 | 4.79 | 4.79 | 5.06 | 5.57 | Optimistic | Afghanistan | AFG | 2022-01-02 | v8 | TRUE
https://raw.githubusercontent.com/mrc-ide/global-lmic-reports/master/AFG/projections.csv | 2021-04-03 | prevalence | 12386.68 | 13234.67 | 14027.6 | 14158.91 | 14883.32 | 16308.33 | Optimistic | Afghanistan | AFG | 2022-01-02 | v8 | TRUE
https://raw.githubusercontent.com/mrc-ide/global-lmic-reports/master/AFG/projections.csv | 2021-04-03 | cumulative_infections | 1079827.14 | 1115797.89 | 1151590.17 | 1154364.3 | 1174377.44 | 1274475.03 | Optimistic | Afghanistan | AFG | 2022-01-02 | v8 | TRUE
https://raw.githubusercontent.com/mrc-ide/global-lmic-reports/master/AFG/projections.csv | 2021-04-03 | cumulative_deaths | 2266.21 | 2358.7 | 2439.13 | 2445.04 | 2488.03 | 2722.21 | Optimistic | Afghanistan | AFG | 2022-01-02 | v8 | TRUE
https://raw.githubusercontent.com/mrc-ide/global-lmic-reports/master/AFG/projections.csv | 2021-04-03 | Rt | 1.11 | 1.13 | 1.14 | 1.15 | 1.16 | 1.18 | Optimistic | Afghanistan | AFG | 2022-01-02 | v8 | TRUE
https://raw.githubusercontent.com/mrc-ide/global-lmic-reports/master/AFG/projections.csv | 2021-04-03 | Reff | 1.07 | 1.1 | 1.11 | 1.11 | 1.13 | 1.15 | Optimistic | Afghanistan | AFG | 2022-01-02 | v8 | TRUE
https://raw.githubusercontent.com/mrc-ide/global-lmic-reports/master/AFG/projections.csv | 2021-04-03 | infections | 1927.72 | 2067.42 | 2175.35 | 2200.19 | 2334.22 | 2519.63 | Pessimistic | Afghanistan | AFG | 2022-01-02 | v8 | TRUE
https://raw.githubusercontent.com/mrc-ide/global-lmic-reports/master/AFG/projections.csv | 2021-04-03 | deaths | 2.43 | 2.58 | 2.77 | 2.75 | 2.88 | 3.21 | Pessimistic | Afghanistan | AFG | 2022-01-02 | v8 | TRUE
https://raw.githubusercontent.com/mrc-ide/global-lmic-reports/master/AFG/projections.csv | 2021-04-03 | hospital_demand | 107.97 | 115.22 | 124.78 | 123.36 | 129.84 | 144.73 | Pessimistic | Afghanistan | AFG | 2022-01-02 | v8 | TRUE
https://raw.githubusercontent.com/mrc-ide/global-lmic-reports/master/AFG/projections.csv | 2021-04-03 | ICU_demand | 39.56 | 41.95 | 45.4 | 44.87 | 46.99 | 52.49 | Pessimistic | Afghanistan | AFG | 2022-01-02 | v8 | TRUE
https://raw.githubusercontent.com/mrc-ide/global-lmic-reports/master/AFG/projections.csv | 2021-04-03 | hospital_incidence | 14.2 | 15.37 | 16.42 | 16.41 | 17.35 | 19.07 | Pessimistic | Afghanistan | AFG | 2022-01-02 | v8 | TRUE
https://raw.githubusercontent.com/mrc-ide/global-lmic-reports/master/AFG/projections.csv | 2021-04-03 | ICU_incidence | 4.14 | 4.49 | 4.79 | 4.79 | 5.06 | 5.57 | Pessimistic | Afghanistan | AFG | 2022-01-02 | v8 | TRUE
https://raw.githubusercontent.com/mrc-ide/global-lmic-reports/master/AFG/projections.csv | 2021-04-03 | prevalence | 12386.68 | 13234.67 | 14027.6 | 14158.91 | 14883.32 | 16308.33 | Pessimistic | Afghanistan | AFG | 2022-01-02 | v8 | TRUE
https://raw.githubusercontent.com/mrc-ide/global-lmic-reports/master/AFG/projections.csv | 2021-04-03 | cumulative_infections | 1079827.14 | 1115797.89 | 1151590.17 | 1154364.3 | 1174377.44 | 1274475.03 | Pessimistic | Afghanistan | AFG | 2022-01-02 | v8 | TRUE
https://raw.githubusercontent.com/mrc-ide/global-lmic-reports/master/AFG/projections.csv | 2021-04-03 | cumulative_deaths | 2266.21 | 2358.7 | 2439.13 | 2445.04 | 2488.03 | 2722.21 | Pessimistic | Afghanistan | AFG | 2022-01-02 | v8 | TRUE
https://raw.githubusercontent.com/mrc-ide/global-lmic-reports/master/AFG/projections.csv | 2021-04-03 | Rt | 1.11 | 1.13 | 1.14 | 1.15 | 1.16 | 1.18 | Pessimistic | Afghanistan | AFG | 2022-01-02 | v8 | TRUE
https://raw.githubusercontent.com/mrc-ide/global-lmic-reports/master/AFG/projections.csv | 2021-04-03 | Reff | 1.07 | 1.1 | 1.11 | 1.11 | 1.13 | 1.15 | Pessimistic | Afghanistan | AFG | 2022-01-02 | v8 | TRUE
https://raw.githubusercontent.com/mrc-ide/global-lmic-reports/master/AFG/projections.csv | 2021-04-03 | infections | 1927.72 | 2067.42 | 2175.35 | 2200.19 | 2334.22 | 2519.63 | Relax Interventions 50% | Afghanistan | AFG | 2022-01-02 | v8 | TRUE
https://raw.githubusercontent.com/mrc-ide/global-lmic-reports/master/AFG/projections.csv | 2021-04-03 | deaths | 2.43 | 2.58 | 2.77 | 2.75 | 2.88 | 3.21 | Relax Interventions 50% | Afghanistan | AFG | 2022-01-02 | v8 | TRUE
https://raw.githubusercontent.com/mrc-ide/global-lmic-reports/master/AFG/projections.csv | 2021-04-03 | hospital_demand | 107.97 | 115.22 | 124.78 | 123.36 | 129.84 | 144.73 | Relax Interventions 50% | Afghanistan | AFG | 2022-01-02 | v8 | TRUE
https://raw.githubusercontent.com/mrc-ide/global-lmic-reports/master/AFG/projections.csv | 2021-04-03 | ICU_demand | 39.56 | 41.95 | 45.4 | 44.87 | 46.99 | 52.49 | Relax Interventions 50% | Afghanistan | AFG | 2022-01-02 | v8 | TRUE
https://raw.githubusercontent.com/mrc-ide/global-lmic-reports/master/AFG/projections.csv | 2021-04-03 | hospital_incidence | 14.2 | 15.37 | 16.42 | 16.41 | 17.35 | 19.07 | Relax Interventions 50% | Afghanistan | AFG | 2022-01-02 | v8 | TRUE
https://raw.githubusercontent.com/mrc-ide/global-lmic-reports/master/AFG/projections.csv | 2021-04-03 | ICU_incidence | 4.14 | 4.49 | 4.79 | 4.79 | 5.06 | 5.57 | Relax Interventions 50% | Afghanistan | AFG | 2022-01-02 | v8 | TRUE
https://raw.githubusercontent.com/mrc-ide/global-lmic-reports/master/AFG/projections.csv | 2021-04-03 | prevalence | 12386.68 | 13234.67 | 14027.6 | 14158.91 | 14883.32 | 16308.33 | Relax Interventions 50% | Afghanistan | AFG | 2022-01-02 | v8 | TRUE
https://raw.githubusercontent.com/mrc-ide/global-lmic-reports/master/AFG/projections.csv | 2021-04-03 | cumulative_infections | 1079827.14 | 1115797.89 | 1151590.17 | 1154364.3 | 1174377.44 | 1274475.03 | Relax Interventions 50% | Afghanistan | AFG | 2022-01-02 | v8 | TRUE
https://raw.githubusercontent.com/mrc-ide/global-lmic-reports/master/AFG/projections.csv | 2021-04-03 | cumulative_deaths | 2266.21 | 2358.7 | 2439.13 | 2445.04 | 2488.03 | 2722.21 | Relax Interventions 50% | Afghanistan | AFG | 2022-01-02 | v8 | TRUE
https://raw.githubusercontent.com/mrc-ide/global-lmic-reports/master/AFG/projections.csv | 2021-04-03 | Rt | 1.11 | 1.13 | 1.14 | 1.15 | 1.16 | 1.18 | Relax Interventions 50% | Afghanistan | AFG | 2022-01-02 | v8 | TRUE
https://raw.githubusercontent.com/mrc-ide/global-lmic-reports/master/AFG/projections.csv | 2021-04-03 | Reff | 1.07 | 1.1 | 1.11 | 1.11 | 1.13 | 1.15 | Relax Interventions 50% | Afghanistan | AFG | 2022-01-02 | v8 | TRUE
https://raw.githubusercontent.com/mrc-ide/global-lmic-reports/master/AFG/projections.csv | 2021-04-03 | infections | 1935.5 | 2112.18 | 2232.7 | 2221.08 | 2325.62 | 2506.77 | Surged Additional 50% Reduction | Afghanistan | AFG | 2022-01-02 | v8 | TRUE
https://raw.githubusercontent.com/mrc-ide/global-lmic-reports/master/AFG/projections.csv | 2021-04-03 | deaths | 2.5 | 2.63 | 2.73 | 2.75 | 2.85 | 3.13 | Surged Additional 50% Reduction | Afghanistan | AFG | 2022-01-02 | v8 | TRUE
https://raw.githubusercontent.com/mrc-ide/global-lmic-reports/master/AFG/projections.csv | 2021-04-03 | hospital_demand | 110.91 | 118.19 | 123.53 | 123.86 | 129.04 | 141.2 | Surged Additional 50% Reduction | Afghanistan | AFG | 2022-01-02 | v8 | TRUE
https://raw.githubusercontent.com/mrc-ide/global-lmic-reports/master/AFG/projections.csv | 2021-04-03 | ICU_demand | 40.73 | 42.92 | 44.81 | 45.02 | 46.81 | 51.25 | Surged Additional 50% Reduction | Afghanistan | AFG | 2022-01-02 | v8 | TRUE
https://raw.githubusercontent.com/mrc-ide/global-lmic-reports/master/AFG/projections.csv | 2021-04-03 | hospital_incidence | 14.47 | 15.64 | 16.42 | 16.51 | 17.31 | 18.64 | Surged Additional 50% Reduction | Afghanistan | AFG | 2022-01-02 | v8 | TRUE
https://raw.githubusercontent.com/mrc-ide/global-lmic-reports/master/AFG/projections.csv | 2021-04-03 | ICU_incidence | 4.22 | 4.57 | 4.79 | 4.82 | 5.05 | 5.44 | Surged Additional 50% Reduction | Afghanistan | AFG | 2022-01-02 | v8 | TRUE
https://raw.githubusercontent.com/mrc-ide/global-lmic-reports/master/AFG/projections.csv | 2021-04-03 | prevalence | 12494.94 | 13593.89 | 14285.26 | 14261.5 | 14832.33 | 15907.85 | Surged Additional 50% Reduction | Afghanistan | AFG | 2022-01-02 | v8 | TRUE
https://raw.githubusercontent.com/mrc-ide/global-lmic-reports/master/AFG/projections.csv | 2021-04-03 | cumulative_infections | 1072717.85 | 1114606.49 | 1143935.27 | 1143087.46 | 1172528.2 | 1223992.95 | Surged Additional 50% Reduction | Afghanistan | AFG | 2022-01-02 | v8 | TRUE
https://raw.githubusercontent.com/mrc-ide/global-lmic-reports/master/AFG/projections.csv | 2021-04-03 | cumulative_deaths | 2250.12 | 2345.96 | 2408.56 | 2406.48 | 2467.47 | 2580.04 | Surged Additional 50% Reduction | Afghanistan | AFG | 2022-01-02 | v8 | TRUE
https://raw.githubusercontent.com/mrc-ide/global-lmic-reports/master/AFG/projections.csv | 2021-04-03 | Rt | 1.09 | 1.13 | 1.15 | 1.15 | 1.16 | 1.2 | Surged Additional 50% Reduction | Afghanistan | AFG | 2022-01-02 | v8 | TRUE
https://raw.githubusercontent.com/mrc-ide/global-lmic-reports/master/AFG/projections.csv | 2021-04-03 | Reff | 1.06 | 1.09 | 1.12 | 1.11 | 1.13 | 1.17 | Surged Additional 50% Reduction | Afghanistan | AFG | 2022-01-02 | v8 | TRUE
https://raw.githubusercontent.com/mrc-ide/global-lmic-reports/master/AFG/projections.csv | 2021-04-03 | infections | 1935.5 | 2112.18 | 2232.7 | 2221.08 | 2325.62 | 2506.77 | Surged Maintain Status Quo | Afghanistan | AFG | 2022-01-02 | v8 | TRUE
https://raw.githubusercontent.com/mrc-ide/global-lmic-reports/master/AFG/projections.csv | 2021-04-03 | deaths | 2.5 | 2.63 | 2.73 | 2.75 | 2.85 | 3.13 | Surged Maintain Status Quo | Afghanistan | AFG | 2022-01-02 | v8 | TRUE
https://raw.githubusercontent.com/mrc-ide/global-lmic-reports/master/AFG/projections.csv | 2021-04-03 | hospital_demand | 110.91 | 118.19 | 123.53 | 123.86 | 129.04 | 141.2 | Surged Maintain Status Quo | Afghanistan | AFG | 2022-01-02 | v8 | TRUE
https://raw.githubusercontent.com/mrc-ide/global-lmic-reports/master/AFG/projections.csv | 2021-04-03 | ICU_demand | 40.73 | 42.92 | 44.81 | 45.02 | 46.81 | 51.25 | Surged Maintain Status Quo | Afghanistan | AFG | 2022-01-02 | v8 | TRUE
https://raw.githubusercontent.com/mrc-ide/global-lmic-reports/master/AFG/projections.csv | 2021-04-03 | hospital_incidence | 14.47 | 15.64 | 16.42 | 16.51 | 17.31 | 18.64 | Surged Maintain Status Quo | Afghanistan | AFG | 2022-01-02 | v8 | TRUE
https://raw.githubusercontent.com/mrc-ide/global-lmic-reports/master/AFG/projections.csv | 2021-04-03 | ICU_incidence | 4.22 | 4.57 | 4.79 | 4.82 | 5.05 | 5.44 | Surged Maintain Status Quo | Afghanistan | AFG | 2022-01-02 | v8 | TRUE
https://raw.githubusercontent.com/mrc-ide/global-lmic-reports/master/AFG/projections.csv | 2021-04-03 | prevalence | 12494.94 | 13593.89 | 14285.26 | 14261.5 | 14832.33 | 15907.85 | Surged Maintain Status Quo | Afghanistan | AFG | 2022-01-02 | v8 | TRUE
https://raw.githubusercontent.com/mrc-ide/global-lmic-reports/master/AFG/projections.csv | 2021-04-03 | cumulative_infections | 1072717.85 | 1114606.49 | 1143935.27 | 1143087.46 | 1172528.2 | 1223992.95 | Surged Maintain Status Quo | Afghanistan | AFG | 2022-01-02 | v8 | TRUE
https://raw.githubusercontent.com/mrc-ide/global-lmic-reports/master/AFG/projections.csv | 2021-04-03 | cumulative_deaths | 2250.12 | 2345.96 | 2408.56 | 2406.48 | 2467.47 | 2580.04 | Surged Maintain Status Quo | Afghanistan | AFG | 2022-01-02 | v8 | TRUE
https://raw.githubusercontent.com/mrc-ide/global-lmic-reports/master/AFG/projections.csv | 2021-04-03 | Rt | 1.09 | 1.13 | 1.15 | 1.15 | 1.16 | 1.2 | Surged Maintain Status Quo | Afghanistan | AFG | 2022-01-02 | v8 | TRUE
https://raw.githubusercontent.com/mrc-ide/global-lmic-reports/master/AFG/projections.csv | 2021-04-03 | Reff | 1.06 | 1.09 | 1.12 | 1.11 | 1.13 | 1.17 | Surged Maintain Status Quo | Afghanistan | AFG | 2022-01-02 | v8 | TRUE
https://raw.githubusercontent.com/mrc-ide/global-lmic-reports/master/AFG/projections.csv | 2021-04-03 | infections | 1935.5 | 2112.18 | 2232.7 | 2221.08 | 2325.62 | 2506.77 | Surged Optimistic | Afghanistan | AFG | 2022-01-02 | v8 | TRUE
https://raw.githubusercontent.com/mrc-ide/global-lmic-reports/master/AFG/projections.csv | 2021-04-03 | deaths | 2.5 | 2.63 | 2.73 | 2.75 | 2.85 | 3.13 | Surged Optimistic | Afghanistan | AFG | 2022-01-02 | v8 | TRUE
https://raw.githubusercontent.com/mrc-ide/global-lmic-reports/master/AFG/projections.csv | 2021-04-03 | hospital_demand | 110.91 | 118.19 | 123.53 | 123.86 | 129.04 | 141.2 | Surged Optimistic | Afghanistan | AFG | 2022-01-02 | v8 | TRUE
https://raw.githubusercontent.com/mrc-ide/global-lmic-reports/master/AFG/projections.csv | 2021-04-03 | ICU_demand | 40.73 | 42.92 | 44.81 | 45.02 | 46.81 | 51.25 | Surged Optimistic | Afghanistan | AFG | 2022-01-02 | v8 | TRUE
https://raw.githubusercontent.com/mrc-ide/global-lmic-reports/master/AFG/projections.csv | 2021-04-03 | hospital_incidence | 14.47 | 15.64 | 16.42 | 16.51 | 17.31 | 18.64 | Surged Optimistic | Afghanistan | AFG | 2022-01-02 | v8 | TRUE
https://raw.githubusercontent.com/mrc-ide/global-lmic-reports/master/AFG/projections.csv | 2021-04-03 | ICU_incidence | 4.22 | 4.57 | 4.79 | 4.82 | 5.05 | 5.44 | Surged Optimistic | Afghanistan | AFG | 2022-01-02 | v8 | TRUE
https://raw.githubusercontent.com/mrc-ide/global-lmic-reports/master/AFG/projections.csv | 2021-04-03 | prevalence | 12494.94 | 13593.89 | 14285.26 | 14261.5 | 14832.33 | 15907.85 | Surged Optimistic | Afghanistan | AFG | 2022-01-02 | v8 | TRUE
https://raw.githubusercontent.com/mrc-ide/global-lmic-reports/master/AFG/projections.csv | 2021-04-03 | cumulative_infections | 1072717.85 | 1114606.49 | 1143935.27 | 1143087.46 | 1172528.2 | 1223992.95 | Surged Optimistic | Afghanistan | AFG | 2022-01-02 | v8 | TRUE
https://raw.githubusercontent.com/mrc-ide/global-lmic-reports/master/AFG/projections.csv | 2021-04-03 | cumulative_deaths | 2250.12 | 2345.96 | 2408.56 | 2406.48 | 2467.47 | 2580.04 | Surged Optimistic | Afghanistan | AFG | 2022-01-02 | v8 | TRUE
https://raw.githubusercontent.com/mrc-ide/global-lmic-reports/master/AFG/projections.csv | 2021-04-03 | Rt | 1.09 | 1.13 | 1.15 | 1.15 | 1.16 | 1.2 | Surged Optimistic | Afghanistan | AFG | 2022-01-02 | v8 | TRUE
https://raw.githubusercontent.com/mrc-ide/global-lmic-reports/master/AFG/projections.csv | 2021-04-03 | Reff | 1.06 | 1.09 | 1.12 | 1.11 | 1.13 | 1.17 | Surged Optimistic | Afghanistan | AFG | 2022-01-02 | v8 | TRUE
https://raw.githubusercontent.com/mrc-ide/global-lmic-reports/master/AFG/projections.csv | 2021-04-03 | infections | 1935.5 | 2112.18 | 2232.7 | 2221.08 | 2325.62 | 2506.77 | Surged Pessimistic | Afghanistan | AFG | 2022-01-02 | v8 | TRUE
https://raw.githubusercontent.com/mrc-ide/global-lmic-reports/master/AFG/projections.csv | 2021-04-03 | deaths | 2.5 | 2.63 | 2.73 | 2.75 | 2.85 | 3.13 | Surged Pessimistic | Afghanistan | AFG | 2022-01-02 | v8 | TRUE
https://raw.githubusercontent.com/mrc-ide/global-lmic-reports/master/AFG/projections.csv | 2021-04-03 | hospital_demand | 110.91 | 118.19 | 123.53 | 123.86 | 129.04 | 141.2 | Surged Pessimistic | Afghanistan | AFG | 2022-01-02 | v8 | TRUE
https://raw.githubusercontent.com/mrc-ide/global-lmic-reports/master/AFG/projections.csv | 2021-04-03 | ICU_demand | 40.73 | 42.92 | 44.81 | 45.02 | 46.81 | 51.25 | Surged Pessimistic | Afghanistan | AFG | 2022-01-02 | v8 | TRUE
https://raw.githubusercontent.com/mrc-ide/global-lmic-reports/master/AFG/projections.csv | 2021-04-03 | hospital_incidence | 14.47 | 15.64 | 16.42 | 16.51 | 17.31 | 18.64 | Surged Pessimistic | Afghanistan | AFG | 2022-01-02 | v8 | TRUE
https://raw.githubusercontent.com/mrc-ide/global-lmic-reports/master/AFG/projections.csv | 2021-04-03 | ICU_incidence | 4.22 | 4.57 | 4.79 | 4.82 | 5.05 | 5.44 | Surged Pessimistic | Afghanistan | AFG | 2022-01-02 | v8 | TRUE
https://raw.githubusercontent.com/mrc-ide/global-lmic-reports/master/AFG/projections.csv | 2021-04-03 | prevalence | 12494.94 | 13593.89 | 14285.26 | 14261.5 | 14832.33 | 15907.85 | Surged Pessimistic | Afghanistan | AFG | 2022-01-02 | v8 | TRUE
https://raw.githubusercontent.com/mrc-ide/global-lmic-reports/master/AFG/projections.csv | 2021-04-03 | cumulative_infections | 1072717.85 | 1114606.49 | 1143935.27 | 1143087.46 | 1172528.2 | 1223992.95 | Surged Pessimistic | Afghanistan | AFG | 2022-01-02 | v8 | TRUE
https://raw.githubusercontent.com/mrc-ide/global-lmic-reports/master/AFG/projections.csv | 2021-04-03 | cumulative_deaths | 2250.12 | 2345.96 | 2408.56 | 2406.48 | 2467.47 | 2580.04 | Surged Pessimistic | Afghanistan | AFG | 2022-01-02 | v8 | TRUE
https://raw.githubusercontent.com/mrc-ide/global-lmic-reports/master/AFG/projections.csv | 2021-04-03 | Rt | 1.09 | 1.13 | 1.15 | 1.15 | 1.16 | 1.2 | Surged Pessimistic | Afghanistan | AFG | 2022-01-02 | v8 | TRUE
https://raw.githubusercontent.com/mrc-ide/global-lmic-reports/master/AFG/projections.csv | 2021-04-03 | Reff | 1.06 | 1.09 | 1.12 | 1.11 | 1.13 | 1.17 | Surged Pessimistic | Afghanistan | AFG | 2022-01-02 | v8 | TRUE
https://raw.githubusercontent.com/mrc-ide/global-lmic-reports/master/AFG/projections.csv | 2021-04-03 | infections | 1935.5 | 2112.18 | 2232.7 | 2221.08 | 2325.62 | 2506.77 | Surged Relax Interventions 50% | Afghanistan | AFG | 2022-01-02 | v8 | TRUE
https://raw.githubusercontent.com/mrc-ide/global-lmic-reports/master/AFG/projections.csv | 2021-04-03 | deaths | 2.5 | 2.63 | 2.73 | 2.75 | 2.85 | 3.13 | Surged Relax Interventions 50% | Afghanistan | AFG | 2022-01-02 | v8 | TRUE
https://raw.githubusercontent.com/mrc-ide/global-lmic-reports/master/AFG/projections.csv | 2021-04-03 | hospital_demand | 110.91 | 118.19 | 123.53 | 123.86 | 129.04 | 141.2 | Surged Relax Interventions 50% | Afghanistan | AFG | 2022-01-02 | v8 | TRUE
https://raw.githubusercontent.com/mrc-ide/global-lmic-reports/master/AFG/projections.csv | 2021-04-03 | ICU_demand | 40.73 | 42.92 | 44.81 | 45.02 | 46.81 | 51.25 | Surged Relax Interventions 50% | Afghanistan | AFG | 2022-01-02 | v8 | TRUE
https://raw.githubusercontent.com/mrc-ide/global-lmic-reports/master/AFG/projections.csv | 2021-04-03 | hospital_incidence | 14.47 | 15.64 | 16.42 | 16.51 | 17.31 | 18.64 | Surged Relax Interventions 50% | Afghanistan | AFG | 2022-01-02 | v8 | TRUE
https://raw.githubusercontent.com/mrc-ide/global-lmic-reports/master/AFG/projections.csv | 2021-04-03 | ICU_incidence | 4.22 | 4.57 | 4.79 | 4.82 | 5.05 | 5.44 | Surged Relax Interventions 50% | Afghanistan | AFG | 2022-01-02 | v8 | TRUE
https://raw.githubusercontent.com/mrc-ide/global-lmic-reports/master/AFG/projections.csv | 2021-04-03 | prevalence | 12494.94 | 13593.89 | 14285.26 | 14261.5 | 14832.33 | 15907.85 | Surged Relax Interventions 50% | Afghanistan | AFG | 2022-01-02 | v8 | TRUE
https://raw.githubusercontent.com/mrc-ide/global-lmic-reports/master/AFG/projections.csv | 2021-04-03 | cumulative_infections | 1072717.85 | 1114606.49 | 1143935.27 | 1143087.46 | 1172528.2 | 1223992.95 | Surged Relax Interventions 50% | Afghanistan | AFG | 2022-01-02 | v8 | TRUE
https://raw.githubusercontent.com/mrc-ide/global-lmic-reports/master/AFG/projections.csv | 2021-04-03 | cumulative_deaths | 2250.12 | 2345.96 | 2408.56 | 2406.48 | 2467.47 | 2580.04 | Surged Relax Interventions 50% | Afghanistan | AFG | 2022-01-02 | v8 | TRUE
https://raw.githubusercontent.com/mrc-ide/global-lmic-reports/master/AFG/projections.csv | 2021-04-03 | Rt | 1.09 | 1.13 | 1.15 | 1.15 | 1.16 | 1.2 | Surged Relax Interventions 50% | Afghanistan | AFG | 2022-01-02 | v8 | TRUE
https://raw.githubusercontent.com/mrc-ide/global-lmic-reports/master/AFG/projections.csv | 2021-04-03 | Reff | 1.06 | 1.09 | 1.12 | 1.11 | 1.13 | 1.17 | Surged Relax Interventions 50% | Afghanistan | AFG | 2022-01-02 | v8 | TRUE
https://raw.githubusercontent.com/mrc-ide/global-lmic-reports/master/AFG/projections.csv | 2021-04-04 | infections | 1964.83 | 2112.83 | 2215.24 | 2242.76 | 2384.64 | 2562.35 | Additional 50% Reduction | Afghanistan | AFG | 2022-01-02 | v8 | TRUE
https://raw.githubusercontent.com/mrc-ide/global-lmic-reports/master/AFG/projections.csv | 2021-04-04 | deaths | 2.52 | 2.67 | 2.89 | 2.86 | 2.99 | 3.34 | Additional 50% Reduction | Afghanistan | AFG | 2022-01-02 | v8 | TRUE
https://raw.githubusercontent.com/mrc-ide/global-lmic-reports/master/AFG/projections.csv | 2021-04-04 | hospital_demand | 111.61 | 119.04 | 129.07 | 127.69 | 134.54 | 149.85 | Additional 50% Reduction | Afghanistan | AFG | 2022-01-02 | v8 | TRUE
https://raw.githubusercontent.com/mrc-ide/global-lmic-reports/master/AFG/projections.csv | 2021-04-04 | ICU_demand | 40.98 | 43.47 | 47.16 | 46.58 | 48.88 | 54.52 | Additional 50% Reduction | Afghanistan | AFG | 2022-01-02 | v8 | TRUE
https://raw.githubusercontent.com/mrc-ide/global-lmic-reports/master/AFG/projections.csv | 2021-04-04 | hospital_incidence | 14.52 | 15.69 | 16.71 | 16.74 | 17.71 | 19.41 | Additional 50% Reduction | Afghanistan | AFG | 2022-01-02 | v8 | TRUE
https://raw.githubusercontent.com/mrc-ide/global-lmic-reports/master/AFG/projections.csv | 2021-04-04 | ICU_incidence | 4.24 | 4.59 | 4.88 | 4.89 | 5.18 | 5.67 | Additional 50% Reduction | Afghanistan | AFG | 2022-01-02 | v8 | TRUE
https://raw.githubusercontent.com/mrc-ide/global-lmic-reports/master/AFG/projections.csv | 2021-04-04 | prevalence | 12596.73 | 13490.45 | 14230.54 | 14388.42 | 15165.53 | 16544.93 | Additional 50% Reduction | Afghanistan | AFG | 2022-01-02 | v8 | TRUE
https://raw.githubusercontent.com/mrc-ide/global-lmic-reports/master/AFG/projections.csv | 2021-04-04 | cumulative_infections | 1082186.54 | 1118131.19 | 1153795.72 | 1156607.07 | 1176733.89 | 1276926.54 | Additional 50% Reduction | Afghanistan | AFG | 2022-01-02 | v8 | TRUE
https://raw.githubusercontent.com/mrc-ide/global-lmic-reports/master/AFG/projections.csv | 2021-04-04 | cumulative_deaths | 2269.18 | 2361.54 | 2442.03 | 2447.89 | 2491.12 | 2725.3 | Additional 50% Reduction | Afghanistan | AFG | 2022-01-02 | v8 | TRUE
https://raw.githubusercontent.com/mrc-ide/global-lmic-reports/master/AFG/projections.csv | 2021-04-04 | Rt | 1.16 | 1.17 | 1.19 | 1.19 | 1.2 | 1.22 | Additional 50% Reduction | Afghanistan | AFG | 2022-01-02 | v8 | TRUE
https://raw.githubusercontent.com/mrc-ide/global-lmic-reports/master/AFG/projections.csv | 2021-04-04 | Reff | 1.12 | 1.14 | 1.15 | 1.15 | 1.17 | 1.19 | Additional 50% Reduction | Afghanistan | AFG | 2022-01-02 | v8 | TRUE
https://raw.githubusercontent.com/mrc-ide/global-lmic-reports/master/AFG/projections.csv | 2021-04-04 | infections | 1964.83 | 2112.83 | 2215.24 | 2242.76 | 2384.64 | 2562.35 | Maintain Status Quo | Afghanistan | AFG | 2022-01-02 | v8 | TRUE
https://raw.githubusercontent.com/mrc-ide/global-lmic-reports/master/AFG/projections.csv | 2021-04-04 | deaths | 2.52 | 2.67 | 2.89 | 2.86 | 2.99 | 3.34 | Maintain Status Quo | Afghanistan | AFG | 2022-01-02 | v8 | TRUE
https://raw.githubusercontent.com/mrc-ide/global-lmic-reports/master/AFG/projections.csv | 2021-04-04 | hospital_demand | 111.61 | 119.04 | 129.07 | 127.69 | 134.54 | 149.85 | Maintain Status Quo | Afghanistan | AFG | 2022-01-02 | v8 | TRUE
https://raw.githubusercontent.com/mrc-ide/global-lmic-reports/master/AFG/projections.csv | 2021-04-04 | ICU_demand | 40.98 | 43.47 | 47.16 | 46.58 | 48.88 | 54.52 | Maintain Status Quo | Afghanistan | AFG | 2022-01-02 | v8 | TRUE
https://raw.githubusercontent.com/mrc-ide/global-lmic-reports/master/AFG/projections.csv | 2021-04-04 | hospital_incidence | 14.52 | 15.69 | 16.71 | 16.74 | 17.71 | 19.41 | Maintain Status Quo | Afghanistan | AFG | 2022-01-02 | v8 | TRUE
https://raw.githubusercontent.com/mrc-ide/global-lmic-reports/master/AFG/projections.csv | 2021-04-04 | ICU_incidence | 4.24 | 4.59 | 4.88 | 4.89 | 5.18 | 5.67 | Maintain Status Quo | Afghanistan | AFG | 2022-01-02 | v8 | TRUE
https://raw.githubusercontent.com/mrc-ide/global-lmic-reports/master/AFG/projections.csv | 2021-04-04 | prevalence | 12596.73 | 13490.45 | 14230.54 | 14388.42 | 15165.53 | 16544.93 | Maintain Status Quo | Afghanistan | AFG | 2022-01-02 | v8 | TRUE
https://raw.githubusercontent.com/mrc-ide/global-lmic-reports/master/AFG/projections.csv | 2021-04-04 | cumulative_infections | 1082186.54 | 1118131.19 | 1153795.72 | 1156607.07 | 1176733.89 | 1276926.54 | Maintain Status Quo | Afghanistan | AFG | 2022-01-02 | v8 | TRUE
https://raw.githubusercontent.com/mrc-ide/global-lmic-reports/master/AFG/projections.csv | 2021-04-04 | cumulative_deaths | 2269.18 | 2361.54 | 2442.03 | 2447.89 | 2491.12 | 2725.3 | Maintain Status Quo | Afghanistan | AFG | 2022-01-02 | v8 | TRUE
https://raw.githubusercontent.com/mrc-ide/global-lmic-reports/master/AFG/projections.csv | 2021-04-04 | Rt | 1.16 | 1.17 | 1.19 | 1.19 | 1.2 | 1.22 | Maintain Status Quo | Afghanistan | AFG | 2022-01-02 | v8 | TRUE
https://raw.githubusercontent.com/mrc-ide/global-lmic-reports/master/AFG/projections.csv | 2021-04-04 | Reff | 1.12 | 1.14 | 1.15 | 1.15 | 1.17 | 1.19 | Maintain Status Quo | Afghanistan | AFG | 2022-01-02 | v8 | TRUE
https://raw.githubusercontent.com/mrc-ide/global-lmic-reports/master/AFG/projections.csv | 2021-04-04 | infections | 1964.83 | 2112.83 | 2215.24 | 2242.76 | 2384.64 | 2562.35 | Optimistic | Afghanistan | AFG | 2022-01-02 | v8 | TRUE
https://raw.githubusercontent.com/mrc-ide/global-lmic-reports/master/AFG/projections.csv | 2021-04-04 | deaths | 2.52 | 2.67 | 2.89 | 2.86 | 2.99 | 3.34 | Optimistic | Afghanistan | AFG | 2022-01-02 | v8 | TRUE
https://raw.githubusercontent.com/mrc-ide/global-lmic-reports/master/AFG/projections.csv | 2021-04-04 | hospital_demand | 111.61 | 119.04 | 129.07 | 127.69 | 134.54 | 149.85 | Optimistic | Afghanistan | AFG | 2022-01-02 | v8 | TRUE
https://raw.githubusercontent.com/mrc-ide/global-lmic-reports/master/AFG/projections.csv | 2021-04-04 | ICU_demand | 40.98 | 43.47 | 47.16 | 46.58 | 48.88 | 54.52 | Optimistic | Afghanistan | AFG | 2022-01-02 | v8 | TRUE
https://raw.githubusercontent.com/mrc-ide/global-lmic-reports/master/AFG/projections.csv | 2021-04-04 | hospital_incidence | 14.52 | 15.69 | 16.71 | 16.74 | 17.71 | 19.41 | Optimistic | Afghanistan | AFG | 2022-01-02 | v8 | TRUE
https://raw.githubusercontent.com/mrc-ide/global-lmic-reports/master/AFG/projections.csv | 2021-04-04 | ICU_incidence | 4.24 | 4.59 | 4.88 | 4.89 | 5.18 | 5.67 | Optimistic | Afghanistan | AFG | 2022-01-02 | v8 | TRUE
https://raw.githubusercontent.com/mrc-ide/global-lmic-reports/master/AFG/projections.csv | 2021-04-04 | prevalence | 12596.73 | 13490.45 | 14230.54 | 14388.42 | 15165.53 | 16544.93 | Optimistic | Afghanistan | AFG | 2022-01-02 | v8 | TRUE
https://raw.githubusercontent.com/mrc-ide/global-lmic-reports/master/AFG/projections.csv | 2021-04-04 | cumulative_infections | 1082186.54 | 1118131.19 | 1153795.72 | 1156607.07 | 1176733.89 | 1276926.54 | Optimistic | Afghanistan | AFG | 2022-01-02 | v8 | TRUE
https://raw.githubusercontent.com/mrc-ide/global-lmic-reports/master/AFG/projections.csv | 2021-04-04 | cumulative_deaths | 2269.18 | 2361.54 | 2442.03 | 2447.89 | 2491.12 | 2725.3 | Optimistic | Afghanistan | AFG | 2022-01-02 | v8 | TRUE
https://raw.githubusercontent.com/mrc-ide/global-lmic-reports/master/AFG/projections.csv | 2021-04-04 | Rt | 1.16 | 1.17 | 1.19 | 1.19 | 1.2 | 1.22 | Optimistic | Afghanistan | AFG | 2022-01-02 | v8 | TRUE
https://raw.githubusercontent.com/mrc-ide/global-lmic-reports/master/AFG/projections.csv | 2021-04-04 | Reff | 1.12 | 1.14 | 1.15 | 1.15 | 1.17 | 1.19 | Optimistic | Afghanistan | AFG | 2022-01-02 | v8 | TRUE
https://raw.githubusercontent.com/mrc-ide/global-lmic-reports/master/AFG/projections.csv | 2021-04-04 | infections | 1964.83 | 2112.83 | 2215.24 | 2242.76 | 2384.64 | 2562.35 | Pessimistic | Afghanistan | AFG | 2022-01-02 | v8 | TRUE
https://raw.githubusercontent.com/mrc-ide/global-lmic-reports/master/AFG/projections.csv | 2021-04-04 | deaths | 2.52 | 2.67 | 2.89 | 2.86 | 2.99 | 3.34 | Pessimistic | Afghanistan | AFG | 2022-01-02 | v8 | TRUE
https://raw.githubusercontent.com/mrc-ide/global-lmic-reports/master/AFG/projections.csv | 2021-04-04 | hospital_demand | 111.61 | 119.04 | 129.07 | 127.69 | 134.54 | 149.85 | Pessimistic | Afghanistan | AFG | 2022-01-02 | v8 | TRUE
https://raw.githubusercontent.com/mrc-ide/global-lmic-reports/master/AFG/projections.csv | 2021-04-04 | ICU_demand | 40.98 | 43.47 | 47.16 | 46.58 | 48.88 | 54.52 | Pessimistic | Afghanistan | AFG | 2022-01-02 | v8 | TRUE
https://raw.githubusercontent.com/mrc-ide/global-lmic-reports/master/AFG/projections.csv | 2021-04-04 | hospital_incidence | 14.52 | 15.69 | 16.71 | 16.74 | 17.71 | 19.41 | Pessimistic | Afghanistan | AFG | 2022-01-02 | v8 | TRUE
https://raw.githubusercontent.com/mrc-ide/global-lmic-reports/master/AFG/projections.csv | 2021-04-04 | ICU_incidence | 4.24 | 4.59 | 4.88 | 4.89 | 5.18 | 5.67 | Pessimistic | Afghanistan | AFG | 2022-01-02 | v8 | TRUE
https://raw.githubusercontent.com/mrc-ide/global-lmic-reports/master/AFG/projections.csv | 2021-04-04 | prevalence | 12596.73 | 13490.45 | 14230.54 | 14388.42 | 15165.53 | 16544.93 | Pessimistic | Afghanistan | AFG | 2022-01-02 | v8 | TRUE
https://raw.githubusercontent.com/mrc-ide/global-lmic-reports/master/AFG/projections.csv | 2021-04-04 | cumulative_infections | 1082186.54 | 1118131.19 | 1153795.72 | 1156607.07 | 1176733.89 | 1276926.54 | Pessimistic | Afghanistan | AFG | 2022-01-02 | v8 | TRUE
https://raw.githubusercontent.com/mrc-ide/global-lmic-reports/master/AFG/projections.csv | 2021-04-04 | cumulative_deaths | 2269.18 | 2361.54 | 2442.03 | 2447.89 | 2491.12 | 2725.3 | Pessimistic | Afghanistan | AFG | 2022-01-02 | v8 | TRUE
https://raw.githubusercontent.com/mrc-ide/global-lmic-reports/master/AFG/projections.csv | 2021-04-04 | Rt | 1.16 | 1.17 | 1.19 | 1.19 | 1.2 | 1.22 | Pessimistic | Afghanistan | AFG | 2022-01-02 | v8 | TRUE
https://raw.githubusercontent.com/mrc-ide/global-lmic-reports/master/AFG/projections.csv | 2021-04-04 | Reff | 1.12 | 1.14 | 1.15 | 1.15 | 1.17 | 1.19 | Pessimistic | Afghanistan | AFG | 2022-01-02 | v8 | TRUE
https://raw.githubusercontent.com/mrc-ide/global-lmic-reports/master/AFG/projections.csv | 2021-04-04 | infections | 1964.83 | 2112.83 | 2215.24 | 2242.76 | 2384.64 | 2562.35 | Relax Interventions 50% | Afghanistan | AFG | 2022-01-02 | v8 | TRUE
https://raw.githubusercontent.com/mrc-ide/global-lmic-reports/master/AFG/projections.csv | 2021-04-04 | deaths | 2.52 | 2.67 | 2.89 | 2.86 | 2.99 | 3.34 | Relax Interventions 50% | Afghanistan | AFG | 2022-01-02 | v8 | TRUE
https://raw.githubusercontent.com/mrc-ide/global-lmic-reports/master/AFG/projections.csv | 2021-04-04 | hospital_demand | 111.61 | 119.04 | 129.07 | 127.69 | 134.54 | 149.85 | Relax Interventions 50% | Afghanistan | AFG | 2022-01-02 | v8 | TRUE
https://raw.githubusercontent.com/mrc-ide/global-lmic-reports/master/AFG/projections.csv | 2021-04-04 | ICU_demand | 40.98 | 43.47 | 47.16 | 46.58 | 48.88 | 54.52 | Relax Interventions 50% | Afghanistan | AFG | 2022-01-02 | v8 | TRUE
https://raw.githubusercontent.com/mrc-ide/global-lmic-reports/master/AFG/projections.csv | 2021-04-04 | hospital_incidence | 14.52 | 15.69 | 16.71 | 16.74 | 17.71 | 19.41 | Relax Interventions 50% | Afghanistan | AFG | 2022-01-02 | v8 | TRUE
https://raw.githubusercontent.com/mrc-ide/global-lmic-reports/master/AFG/projections.csv | 2021-04-04 | ICU_incidence | 4.24 | 4.59 | 4.88 | 4.89 | 5.18 | 5.67 | Relax Interventions 50% | Afghanistan | AFG | 2022-01-02 | v8 | TRUE
https://raw.githubusercontent.com/mrc-ide/global-lmic-reports/master/AFG/projections.csv | 2021-04-04 | prevalence | 12596.73 | 13490.45 | 14230.54 | 14388.42 | 15165.53 | 16544.93 | Relax Interventions 50% | Afghanistan | AFG | 2022-01-02 | v8 | TRUE
https://raw.githubusercontent.com/mrc-ide/global-lmic-reports/master/AFG/projections.csv | 2021-04-04 | cumulative_infections | 1082186.54 | 1118131.19 | 1153795.72 | 1156607.07 | 1176733.89 | 1276926.54 | Relax Interventions 50% | Afghanistan | AFG | 2022-01-02 | v8 | TRUE
https://raw.githubusercontent.com/mrc-ide/global-lmic-reports/master/AFG/projections.csv | 2021-04-04 | cumulative_deaths | 2269.18 | 2361.54 | 2442.03 | 2447.89 | 2491.12 | 2725.3 | Relax Interventions 50% | Afghanistan | AFG | 2022-01-02 | v8 | TRUE
https://raw.githubusercontent.com/mrc-ide/global-lmic-reports/master/AFG/projections.csv | 2021-04-04 | Rt | 1.16 | 1.17 | 1.19 | 1.19 | 1.2 | 1.22 | Relax Interventions 50% | Afghanistan | AFG | 2022-01-02 | v8 | TRUE
https://raw.githubusercontent.com/mrc-ide/global-lmic-reports/master/AFG/projections.csv | 2021-04-04 | Reff | 1.12 | 1.14 | 1.15 | 1.15 | 1.17 | 1.19 | Relax Interventions 50% | Afghanistan | AFG | 2022-01-02 | v8 | TRUE
https://raw.githubusercontent.com/mrc-ide/global-lmic-reports/master/AFG/projections.csv | 2021-04-04 | infections | 1972.12 | 2155.67 | 2277.54 | 2264.91 | 2370.02 | 2562.77 | Surged Additional 50% Reduction | Afghanistan | AFG | 2022-01-02 | v8 | TRUE
https://raw.githubusercontent.com/mrc-ide/global-lmic-reports/master/AFG/projections.csv | 2021-04-04 | deaths | 2.6 | 2.73 | 2.85 | 2.87 | 2.98 | 3.26 | Surged Additional 50% Reduction | Afghanistan | AFG | 2022-01-02 | v8 | TRUE
https://raw.githubusercontent.com/mrc-ide/global-lmic-reports/master/AFG/projections.csv | 2021-04-04 | hospital_demand | 114.44 | 122.33 | 128.3 | 128.25 | 133.95 | 145.99 | Surged Additional 50% Reduction | Afghanistan | AFG | 2022-01-02 | v8 | TRUE
https://raw.githubusercontent.com/mrc-ide/global-lmic-reports/master/AFG/projections.csv | 2021-04-04 | ICU_demand | 42.12 | 44.61 | 46.63 | 46.75 | 48.7 | 53.16 | Surged Additional 50% Reduction | Afghanistan | AFG | 2022-01-02 | v8 | TRUE
https://raw.githubusercontent.com/mrc-ide/global-lmic-reports/master/AFG/projections.csv | 2021-04-04 | hospital_incidence | 14.77 | 16.01 | 16.75 | 16.85 | 17.68 | 18.95 | Surged Additional 50% Reduction | Afghanistan | AFG | 2022-01-02 | v8 | TRUE
https://raw.githubusercontent.com/mrc-ide/global-lmic-reports/master/AFG/projections.csv | 2021-04-04 | ICU_incidence | 4.32 | 4.68 | 4.9 | 4.92 | 5.17 | 5.54 | Surged Additional 50% Reduction | Afghanistan | AFG | 2022-01-02 | v8 | TRUE
https://raw.githubusercontent.com/mrc-ide/global-lmic-reports/master/AFG/projections.csv | 2021-04-04 | prevalence | 12690.43 | 13801.58 | 14520.68 | 14499.91 | 15146.67 | 16157.19 | Surged Additional 50% Reduction | Afghanistan | AFG | 2022-01-02 | v8 | TRUE
https://raw.githubusercontent.com/mrc-ide/global-lmic-reports/master/AFG/projections.csv | 2021-04-04 | cumulative_infections | 1075095.91 | 1116807.12 | 1146004.15 | 1145352.36 | 1174737.35 | 1226295.15 | Surged Additional 50% Reduction | Afghanistan | AFG | 2022-01-02 | v8 | TRUE
https://raw.githubusercontent.com/mrc-ide/global-lmic-reports/master/AFG/projections.csv | 2021-04-04 | cumulative_deaths | 2253.17 | 2348.83 | 2411.5 | 2409.35 | 2470.41 | 2582.9 | Surged Additional 50% Reduction | Afghanistan | AFG | 2022-01-02 | v8 | TRUE
https://raw.githubusercontent.com/mrc-ide/global-lmic-reports/master/AFG/projections.csv | 2021-04-04 | Rt | 1.14 | 1.17 | 1.19 | 1.19 | 1.2 | 1.24 | Surged Additional 50% Reduction | Afghanistan | AFG | 2022-01-02 | v8 | TRUE
https://raw.githubusercontent.com/mrc-ide/global-lmic-reports/master/AFG/projections.csv | 2021-04-04 | Reff | 1.11 | 1.14 | 1.16 | 1.15 | 1.16 | 1.2 | Surged Additional 50% Reduction | Afghanistan | AFG | 2022-01-02 | v8 | TRUE
https://raw.githubusercontent.com/mrc-ide/global-lmic-reports/master/AFG/projections.csv | 2021-04-04 | infections | 1972.12 | 2155.67 | 2277.54 | 2264.91 | 2370.02 | 2562.77 | Surged Maintain Status Quo | Afghanistan | AFG | 2022-01-02 | v8 | TRUE
https://raw.githubusercontent.com/mrc-ide/global-lmic-reports/master/AFG/projections.csv | 2021-04-04 | deaths | 2.6 | 2.73 | 2.85 | 2.87 | 2.98 | 3.26 | Surged Maintain Status Quo | Afghanistan | AFG | 2022-01-02 | v8 | TRUE
https://raw.githubusercontent.com/mrc-ide/global-lmic-reports/master/AFG/projections.csv | 2021-04-04 | hospital_demand | 114.44 | 122.33 | 128.3 | 128.25 | 133.95 | 145.99 | Surged Maintain Status Quo | Afghanistan | AFG | 2022-01-02 | v8 | TRUE
https://raw.githubusercontent.com/mrc-ide/global-lmic-reports/master/AFG/projections.csv | 2021-04-04 | ICU_demand | 42.12 | 44.61 | 46.63 | 46.75 | 48.7 | 53.16 | Surged Maintain Status Quo | Afghanistan | AFG | 2022-01-02 | v8 | TRUE
https://raw.githubusercontent.com/mrc-ide/global-lmic-reports/master/AFG/projections.csv | 2021-04-04 | hospital_incidence | 14.77 | 16.01 | 16.75 | 16.85 | 17.68 | 18.95 | Surged Maintain Status Quo | Afghanistan | AFG | 2022-01-02 | v8 | TRUE
https://raw.githubusercontent.com/mrc-ide/global-lmic-reports/master/AFG/projections.csv | 2021-04-04 | ICU_incidence | 4.32 | 4.68 | 4.9 | 4.92 | 5.17 | 5.54 | Surged Maintain Status Quo | Afghanistan | AFG | 2022-01-02 | v8 | TRUE
https://raw.githubusercontent.com/mrc-ide/global-lmic-reports/master/AFG/projections.csv | 2021-04-04 | prevalence | 12690.43 | 13801.58 | 14520.68 | 14499.91 | 15146.67 | 16157.19 | Surged Maintain Status Quo | Afghanistan | AFG | 2022-01-02 | v8 | TRUE
https://raw.githubusercontent.com/mrc-ide/global-lmic-reports/master/AFG/projections.csv | 2021-04-04 | cumulative_infections | 1075095.91 | 1116807.12 | 1146004.15 | 1145352.36 | 1174737.35 | 1226295.15 | Surged Maintain Status Quo | Afghanistan | AFG | 2022-01-02 | v8 | TRUE
https://raw.githubusercontent.com/mrc-ide/global-lmic-reports/master/AFG/projections.csv | 2021-04-04 | cumulative_deaths | 2253.17 | 2348.83 | 2411.5 | 2409.35 | 2470.41 | 2582.9 | Surged Maintain Status Quo | Afghanistan | AFG | 2022-01-02 | v8 | TRUE
https://raw.githubusercontent.com/mrc-ide/global-lmic-reports/master/AFG/projections.csv | 2021-04-04 | Rt | 1.14 | 1.17 | 1.19 | 1.19 | 1.2 | 1.24 | Surged Maintain Status Quo | Afghanistan | AFG | 2022-01-02 | v8 | TRUE
https://raw.githubusercontent.com/mrc-ide/global-lmic-reports/master/AFG/projections.csv | 2021-04-04 | Reff | 1.11 | 1.14 | 1.16 | 1.15 | 1.16 | 1.2 | Surged Maintain Status Quo | Afghanistan | AFG | 2022-01-02 | v8 | TRUE
https://raw.githubusercontent.com/mrc-ide/global-lmic-reports/master/AFG/projections.csv | 2021-04-04 | infections | 1972.12 | 2155.67 | 2277.54 | 2264.91 | 2370.02 | 2562.77 | Surged Optimistic | Afghanistan | AFG | 2022-01-02 | v8 | TRUE
https://raw.githubusercontent.com/mrc-ide/global-lmic-reports/master/AFG/projections.csv | 2021-04-04 | deaths | 2.6 | 2.73 | 2.85 | 2.87 | 2.98 | 3.26 | Surged Optimistic | Afghanistan | AFG | 2022-01-02 | v8 | TRUE
https://raw.githubusercontent.com/mrc-ide/global-lmic-reports/master/AFG/projections.csv | 2021-04-04 | hospital_demand | 114.44 | 122.33 | 128.3 | 128.25 | 133.95 | 145.99 | Surged Optimistic | Afghanistan | AFG | 2022-01-02 | v8 | TRUE
https://raw.githubusercontent.com/mrc-ide/global-lmic-reports/master/AFG/projections.csv | 2021-04-04 | ICU_demand | 42.12 | 44.61 | 46.63 | 46.75 | 48.7 | 53.16 | Surged Optimistic | Afghanistan | AFG | 2022-01-02 | v8 | TRUE
https://raw.githubusercontent.com/mrc-ide/global-lmic-reports/master/AFG/projections.csv | 2021-04-04 | hospital_incidence | 14.77 | 16.01 | 16.75 | 16.85 | 17.68 | 18.95 | Surged Optimistic | Afghanistan | AFG | 2022-01-02 | v8 | TRUE
https://raw.githubusercontent.com/mrc-ide/global-lmic-reports/master/AFG/projections.csv | 2021-04-04 | ICU_incidence | 4.32 | 4.68 | 4.9 | 4.92 | 5.17 | 5.54 | Surged Optimistic | Afghanistan | AFG | 2022-01-02 | v8 | TRUE
https://raw.githubusercontent.com/mrc-ide/global-lmic-reports/master/AFG/projections.csv | 2021-04-04 | prevalence | 12690.43 | 13801.58 | 14520.68 | 14499.91 | 15146.67 | 16157.19 | Surged Optimistic | Afghanistan | AFG | 2022-01-02 | v8 | TRUE
https://raw.githubusercontent.com/mrc-ide/global-lmic-reports/master/AFG/projections.csv | 2021-04-04 | cumulative_infections | 1075095.91 | 1116807.12 | 1146004.15 | 1145352.36 | 1174737.35 | 1226295.15 | Surged Optimistic | Afghanistan | AFG | 2022-01-02 | v8 | TRUE
https://raw.githubusercontent.com/mrc-ide/global-lmic-reports/master/AFG/projections.csv | 2021-04-04 | cumulative_deaths | 2253.17 | 2348.83 | 2411.5 | 2409.35 | 2470.41 | 2582.9 | Surged Optimistic | Afghanistan | AFG | 2022-01-02 | v8 | TRUE
https://raw.githubusercontent.com/mrc-ide/global-lmic-reports/master/AFG/projections.csv | 2021-04-04 | Rt | 1.14 | 1.17 | 1.19 | 1.19 | 1.2 | 1.24 | Surged Optimistic | Afghanistan | AFG | 2022-01-02 | v8 | TRUE
https://raw.githubusercontent.com/mrc-ide/global-lmic-reports/master/AFG/projections.csv | 2021-04-04 | Reff | 1.11 | 1.14 | 1.16 | 1.15 | 1.16 | 1.2 | Surged Optimistic | Afghanistan | AFG | 2022-01-02 | v8 | TRUE
https://raw.githubusercontent.com/mrc-ide/global-lmic-reports/master/AFG/projections.csv | 2021-04-04 | infections | 1972.12 | 2155.67 | 2277.54 | 2264.91 | 2370.02 | 2562.77 | Surged Pessimistic | Afghanistan | AFG | 2022-01-02 | v8 | TRUE
https://raw.githubusercontent.com/mrc-ide/global-lmic-reports/master/AFG/projections.csv | 2021-04-04 | deaths | 2.6 | 2.73 | 2.85 | 2.87 | 2.98 | 3.26 | Surged Pessimistic | Afghanistan | AFG | 2022-01-02 | v8 | TRUE
https://raw.githubusercontent.com/mrc-ide/global-lmic-reports/master/AFG/projections.csv | 2021-04-04 | hospital_demand | 114.44 | 122.33 | 128.3 | 128.25 | 133.95 | 145.99 | Surged Pessimistic | Afghanistan | AFG | 2022-01-02 | v8 | TRUE
https://raw.githubusercontent.com/mrc-ide/global-lmic-reports/master/AFG/projections.csv | 2021-04-04 | ICU_demand | 42.12 | 44.61 | 46.63 | 46.75 | 48.7 | 53.16 | Surged Pessimistic | Afghanistan | AFG | 2022-01-02 | v8 | TRUE
https://raw.githubusercontent.com/mrc-ide/global-lmic-reports/master/AFG/projections.csv | 2021-04-04 | hospital_incidence | 14.77 | 16.01 | 16.75 | 16.85 | 17.68 | 18.95 | Surged Pessimistic | Afghanistan | AFG | 2022-01-02 | v8 | TRUE
https://raw.githubusercontent.com/mrc-ide/global-lmic-reports/master/AFG/projections.csv | 2021-04-04 | ICU_incidence | 4.32 | 4.68 | 4.9 | 4.92 | 5.17 | 5.54 | Surged Pessimistic | Afghanistan | AFG | 2022-01-02 | v8 | TRUE
https://raw.githubusercontent.com/mrc-ide/global-lmic-reports/master/AFG/projections.csv | 2021-04-04 | prevalence | 12690.43 | 13801.58 | 14520.68 | 14499.91 | 15146.67 | 16157.19 | Surged Pessimistic | Afghanistan | AFG | 2022-01-02 | v8 | TRUE
https://raw.githubusercontent.com/mrc-ide/global-lmic-reports/master/AFG/projections.csv | 2021-04-04 | cumulative_infections | 1075095.91 | 1116807.12 | 1146004.15 | 1145352.36 | 1174737.35 | 1226295.15 | Surged Pessimistic | Afghanistan | AFG | 2022-01-02 | v8 | TRUE
https://raw.githubusercontent.com/mrc-ide/global-lmic-reports/master/AFG/projections.csv | 2021-04-04 | cumulative_deaths | 2253.17 | 2348.83 | 2411.5 | 2409.35 | 2470.41 | 2582.9 | Surged Pessimistic | Afghanistan | AFG | 2022-01-02 | v8 | TRUE
https://raw.githubusercontent.com/mrc-ide/global-lmic-reports/master/AFG/projections.csv | 2021-04-04 | Rt | 1.14 | 1.17 | 1.19 | 1.19 | 1.2 | 1.24 | Surged Pessimistic | Afghanistan | AFG | 2022-01-02 | v8 | TRUE
https://raw.githubusercontent.com/mrc-ide/global-lmic-reports/master/AFG/projections.csv | 2021-04-04 | Reff | 1.11 | 1.14 | 1.16 | 1.15 | 1.16 | 1.2 | Surged Pessimistic | Afghanistan | AFG | 2022-01-02 | v8 | TRUE
https://raw.githubusercontent.com/mrc-ide/global-lmic-reports/master/AFG/projections.csv | 2021-04-04 | infections | 1972.12 | 2155.67 | 2277.54 | 2264.91 | 2370.02 | 2562.77 | Surged Relax Interventions 50% | Afghanistan | AFG | 2022-01-02 | v8 | TRUE
https://raw.githubusercontent.com/mrc-ide/global-lmic-reports/master/AFG/projections.csv | 2021-04-04 | deaths | 2.6 | 2.73 | 2.85 | 2.87 | 2.98 | 3.26 | Surged Relax Interventions 50% | Afghanistan | AFG | 2022-01-02 | v8 | TRUE
https://raw.githubusercontent.com/mrc-ide/global-lmic-reports/master/AFG/projections.csv | 2021-04-04 | hospital_demand | 114.44 | 122.33 | 128.3 | 128.25 | 133.95 | 145.99 | Surged Relax Interventions 50% | Afghanistan | AFG | 2022-01-02 | v8 | TRUE
https://raw.githubusercontent.com/mrc-ide/global-lmic-reports/master/AFG/projections.csv | 2021-04-04 | ICU_demand | 42.12 | 44.61 | 46.63 | 46.75 | 48.7 | 53.16 | Surged Relax Interventions 50% | Afghanistan | AFG | 2022-01-02 | v8 | TRUE
https://raw.githubusercontent.com/mrc-ide/global-lmic-reports/master/AFG/projections.csv | 2021-04-04 | hospital_incidence | 14.77 | 16.01 | 16.75 | 16.85 | 17.68 | 18.95 | Surged Relax Interventions 50% | Afghanistan | AFG | 2022-01-02 | v8 | TRUE
https://raw.githubusercontent.com/mrc-ide/global-lmic-reports/master/AFG/projections.csv | 2021-04-04 | ICU_incidence | 4.32 | 4.68 | 4.9 | 4.92 | 5.17 | 5.54 | Surged Relax Interventions 50% | Afghanistan | AFG | 2022-01-02 | v8 | TRUE
https://raw.githubusercontent.com/mrc-ide/global-lmic-reports/master/AFG/projections.csv | 2021-04-04 | prevalence | 12690.43 | 13801.58 | 14520.68 | 14499.91 | 15146.67 | 16157.19 | Surged Relax Interventions 50% | Afghanistan | AFG | 2022-01-02 | v8 | TRUE
https://raw.githubusercontent.com/mrc-ide/global-lmic-reports/master/AFG/projections.csv | 2021-04-04 | cumulative_infections | 1075095.91 | 1116807.12 | 1146004.15 | 1145352.36 | 1174737.35 | 1226295.15 | Surged Relax Interventions 50% | Afghanistan | AFG | 2022-01-02 | v8 | TRUE
https://raw.githubusercontent.com/mrc-ide/global-lmic-reports/master/AFG/projections.csv | 2021-04-04 | cumulative_deaths | 2253.17 | 2348.83 | 2411.5 | 2409.35 | 2470.41 | 2582.9 | Surged Relax Interventions 50% | Afghanistan | AFG | 2022-01-02 | v8 | TRUE
https://raw.githubusercontent.com/mrc-ide/global-lmic-reports/master/AFG/projections.csv | 2021-04-04 | Rt | 1.14 | 1.17 | 1.19 | 1.19 | 1.2 | 1.24 | Surged Relax Interventions 50% | Afghanistan | AFG | 2022-01-02 | v8 | TRUE
https://raw.githubusercontent.com/mrc-ide/global-lmic-reports/master/AFG/projections.csv | 2021-04-04 | Reff | 1.11 | 1.14 | 1.16 | 1.15 | 1.16 | 1.2 | Surged Relax Interventions 50% | Afghanistan | AFG | 2022-01-02 | v8 | TRUE
https://raw.githubusercontent.com/mrc-ide/global-lmic-reports/master/AFG/projections.csv | 2021-04-05 | infections | 2083.39 | 2216.84 | 2342.04 | 2365.44 | 2500.59 | 2731.95 | Additional 50% Reduction | Afghanistan | AFG | 2022-01-02 | v8 | TRUE
https://raw.githubusercontent.com/mrc-ide/global-lmic-reports/master/AFG/projections.csv | 2021-04-05 | deaths | 2.61 | 2.77 | 3 | 2.97 | 3.11 | 3.47 | Additional 50% Reduction | Afghanistan | AFG | 2022-01-02 | v8 | TRUE
https://raw.githubusercontent.com/mrc-ide/global-lmic-reports/master/AFG/projections.csv | 2021-04-05 | hospital_demand | 115.2 | 122.81 | 133.13 | 131.87 | 139.06 | 154.35 | Additional 50% Reduction | Afghanistan | AFG | 2022-01-02 | v8 | TRUE
https://raw.githubusercontent.com/mrc-ide/global-lmic-reports/master/AFG/projections.csv | 2021-04-05 | ICU_demand | 42.39 | 45.03 | 48.81 | 48.25 | 50.7 | 56.5 | Additional 50% Reduction | Afghanistan | AFG | 2022-01-02 | v8 | TRUE
https://raw.githubusercontent.com/mrc-ide/global-lmic-reports/master/AFG/projections.csv | 2021-04-05 | hospital_incidence | 14.83 | 15.97 | 16.96 | 17.05 | 18.03 | 19.72 | Additional 50% Reduction | Afghanistan | AFG | 2022-01-02 | v8 | TRUE
https://raw.githubusercontent.com/mrc-ide/global-lmic-reports/master/AFG/projections.csv | 2021-04-05 | ICU_incidence | 4.34 | 4.67 | 4.97 | 4.99 | 5.28 | 5.77 | Additional 50% Reduction | Afghanistan | AFG | 2022-01-02 | v8 | TRUE
https://raw.githubusercontent.com/mrc-ide/global-lmic-reports/master/AFG/projections.csv | 2021-04-05 | prevalence | 12888.97 | 13793.09 | 14515.39 | 14705.08 | 15561.01 | 16884.46 | Additional 50% Reduction | Afghanistan | AFG | 2022-01-02 | v8 | TRUE
https://raw.githubusercontent.com/mrc-ide/global-lmic-reports/master/AFG/projections.csv | 2021-04-05 | cumulative_infections | 1084680.73 | 1120606.38 | 1156095.4 | 1158972.5 | 1179204.6 | 1279550.91 | Additional 50% Reduction | Afghanistan | AFG | 2022-01-02 | v8 | TRUE
https://raw.githubusercontent.com/mrc-ide/global-lmic-reports/master/AFG/projections.csv | 2021-04-05 | cumulative_deaths | 2272.28 | 2364.49 | 2445.04 | 2450.86 | 2494.33 | 2728.51 | Additional 50% Reduction | Afghanistan | AFG | 2022-01-02 | v8 | TRUE
https://raw.githubusercontent.com/mrc-ide/global-lmic-reports/master/AFG/projections.csv | 2021-04-05 | Rt | 1.16 | 1.18 | 1.19 | 1.2 | 1.21 | 1.23 | Additional 50% Reduction | Afghanistan | AFG | 2022-01-02 | v8 | TRUE
https://raw.githubusercontent.com/mrc-ide/global-lmic-reports/master/AFG/projections.csv | 2021-04-05 | Reff | 1.13 | 1.15 | 1.16 | 1.16 | 1.18 | 1.19 | Additional 50% Reduction | Afghanistan | AFG | 2022-01-02 | v8 | TRUE
https://raw.githubusercontent.com/mrc-ide/global-lmic-reports/master/AFG/projections.csv | 2021-04-05 | infections | 2083.39 | 2216.84 | 2342.04 | 2365.44 | 2500.59 | 2731.95 | Maintain Status Quo | Afghanistan | AFG | 2022-01-02 | v8 | TRUE
https://raw.githubusercontent.com/mrc-ide/global-lmic-reports/master/AFG/projections.csv | 2021-04-05 | deaths | 2.61 | 2.77 | 3 | 2.97 | 3.11 | 3.47 | Maintain Status Quo | Afghanistan | AFG | 2022-01-02 | v8 | TRUE
https://raw.githubusercontent.com/mrc-ide/global-lmic-reports/master/AFG/projections.csv | 2021-04-05 | hospital_demand | 115.2 | 122.81 | 133.13 | 131.87 | 139.06 | 154.35 | Maintain Status Quo | Afghanistan | AFG | 2022-01-02 | v8 | TRUE
https://raw.githubusercontent.com/mrc-ide/global-lmic-reports/master/AFG/projections.csv | 2021-04-05 | ICU_demand | 42.39 | 45.03 | 48.81 | 48.25 | 50.7 | 56.5 | Maintain Status Quo | Afghanistan | AFG | 2022-01-02 | v8 | TRUE
https://raw.githubusercontent.com/mrc-ide/global-lmic-reports/master/AFG/projections.csv | 2021-04-05 | hospital_incidence | 14.83 | 15.97 | 16.96 | 17.05 | 18.03 | 19.72 | Maintain Status Quo | Afghanistan | AFG | 2022-01-02 | v8 | TRUE
https://raw.githubusercontent.com/mrc-ide/global-lmic-reports/master/AFG/projections.csv | 2021-04-05 | ICU_incidence | 4.34 | 4.67 | 4.97 | 4.99 | 5.28 | 5.77 | Maintain Status Quo | Afghanistan | AFG | 2022-01-02 | v8 | TRUE
https://raw.githubusercontent.com/mrc-ide/global-lmic-reports/master/AFG/projections.csv | 2021-04-05 | prevalence | 12888.97 | 13793.09 | 14515.39 | 14705.08 | 15561.01 | 16884.46 | Maintain Status Quo | Afghanistan | AFG | 2022-01-02 | v8 | TRUE
https://raw.githubusercontent.com/mrc-ide/global-lmic-reports/master/AFG/projections.csv | 2021-04-05 | cumulative_infections | 1084680.73 | 1120606.38 | 1156095.4 | 1158972.5 | 1179204.6 | 1279550.91 | Maintain Status Quo | Afghanistan | AFG | 2022-01-02 | v8 | TRUE
https://raw.githubusercontent.com/mrc-ide/global-lmic-reports/master/AFG/projections.csv | 2021-04-05 | cumulative_deaths | 2272.28 | 2364.49 | 2445.04 | 2450.86 | 2494.33 | 2728.51 | Maintain Status Quo | Afghanistan | AFG | 2022-01-02 | v8 | TRUE
https://raw.githubusercontent.com/mrc-ide/global-lmic-reports/master/AFG/projections.csv | 2021-04-05 | Rt | 1.16 | 1.18 | 1.19 | 1.2 | 1.21 | 1.23 | Maintain Status Quo | Afghanistan | AFG | 2022-01-02 | v8 | TRUE
https://raw.githubusercontent.com/mrc-ide/global-lmic-reports/master/AFG/projections.csv | 2021-04-05 | Reff | 1.13 | 1.15 | 1.16 | 1.16 | 1.18 | 1.19 | Maintain Status Quo | Afghanistan | AFG | 2022-01-02 | v8 | TRUE
https://raw.githubusercontent.com/mrc-ide/global-lmic-reports/master/AFG/projections.csv | 2021-04-05 | infections | 2083.39 | 2216.84 | 2342.04 | 2365.44 | 2500.59 | 2731.95 | Optimistic | Afghanistan | AFG | 2022-01-02 | v8 | TRUE
https://raw.githubusercontent.com/mrc-ide/global-lmic-reports/master/AFG/projections.csv | 2021-04-05 | deaths | 2.61 | 2.77 | 3 | 2.97 | 3.11 | 3.47 | Optimistic | Afghanistan | AFG | 2022-01-02 | v8 | TRUE
https://raw.githubusercontent.com/mrc-ide/global-lmic-reports/master/AFG/projections.csv | 2021-04-05 | hospital_demand | 115.2 | 122.81 | 133.13 | 131.87 | 139.06 | 154.35 | Optimistic | Afghanistan | AFG | 2022-01-02 | v8 | TRUE
https://raw.githubusercontent.com/mrc-ide/global-lmic-reports/master/AFG/projections.csv | 2021-04-05 | ICU_demand | 42.39 | 45.03 | 48.81 | 48.25 | 50.7 | 56.5 | Optimistic | Afghanistan | AFG | 2022-01-02 | v8 | TRUE
https://raw.githubusercontent.com/mrc-ide/global-lmic-reports/master/AFG/projections.csv | 2021-04-05 | hospital_incidence | 14.83 | 15.97 | 16.96 | 17.05 | 18.03 | 19.72 | Optimistic | Afghanistan | AFG | 2022-01-02 | v8 | TRUE
https://raw.githubusercontent.com/mrc-ide/global-lmic-reports/master/AFG/projections.csv | 2021-04-05 | ICU_incidence | 4.34 | 4.67 | 4.97 | 4.99 | 5.28 | 5.77 | Optimistic | Afghanistan | AFG | 2022-01-02 | v8 | TRUE
https://raw.githubusercontent.com/mrc-ide/global-lmic-reports/master/AFG/projections.csv | 2021-04-05 | prevalence | 12888.97 | 13793.09 | 14515.39 | 14705.08 | 15561.01 | 16884.46 | Optimistic | Afghanistan | AFG | 2022-01-02 | v8 | TRUE
https://raw.githubusercontent.com/mrc-ide/global-lmic-reports/master/AFG/projections.csv | 2021-04-05 | cumulative_infections | 1084680.73 | 1120606.38 | 1156095.4 | 1158972.5 | 1179204.6 | 1279550.91 | Optimistic | Afghanistan | AFG | 2022-01-02 | v8 | TRUE
https://raw.githubusercontent.com/mrc-ide/global-lmic-reports/master/AFG/projections.csv | 2021-04-05 | cumulative_deaths | 2272.28 | 2364.49 | 2445.04 | 2450.86 | 2494.33 | 2728.51 | Optimistic | Afghanistan | AFG | 2022-01-02 | v8 | TRUE
https://raw.githubusercontent.com/mrc-ide/global-lmic-reports/master/AFG/projections.csv | 2021-04-05 | Rt | 1.16 | 1.18 | 1.19 | 1.2 | 1.21 | 1.23 | Optimistic | Afghanistan | AFG | 2022-01-02 | v8 | TRUE
https://raw.githubusercontent.com/mrc-ide/global-lmic-reports/master/AFG/projections.csv | 2021-04-05 | Reff | 1.13 | 1.15 | 1.16 | 1.16 | 1.18 | 1.19 | Optimistic | Afghanistan | AFG | 2022-01-02 | v8 | TRUE
https://raw.githubusercontent.com/mrc-ide/global-lmic-reports/master/AFG/projections.csv | 2021-04-05 | infections | 2083.39 | 2216.84 | 2342.04 | 2365.44 | 2500.59 | 2731.95 | Pessimistic | Afghanistan | AFG | 2022-01-02 | v8 | TRUE
https://raw.githubusercontent.com/mrc-ide/global-lmic-reports/master/AFG/projections.csv | 2021-04-05 | deaths | 2.61 | 2.77 | 3 | 2.97 | 3.11 | 3.47 | Pessimistic | Afghanistan | AFG | 2022-01-02 | v8 | TRUE
https://raw.githubusercontent.com/mrc-ide/global-lmic-reports/master/AFG/projections.csv | 2021-04-05 | hospital_demand | 115.2 | 122.81 | 133.13 | 131.87 | 139.06 | 154.35 | Pessimistic | Afghanistan | AFG | 2022-01-02 | v8 | TRUE
https://raw.githubusercontent.com/mrc-ide/global-lmic-reports/master/AFG/projections.csv | 2021-04-05 | ICU_demand | 42.39 | 45.03 | 48.81 | 48.25 | 50.7 | 56.5 | Pessimistic | Afghanistan | AFG | 2022-01-02 | v8 | TRUE
https://raw.githubusercontent.com/mrc-ide/global-lmic-reports/master/AFG/projections.csv | 2021-04-05 | hospital_incidence | 14.83 | 15.97 | 16.96 | 17.05 | 18.03 | 19.72 | Pessimistic | Afghanistan | AFG | 2022-01-02 | v8 | TRUE
https://raw.githubusercontent.com/mrc-ide/global-lmic-reports/master/AFG/projections.csv | 2021-04-05 | ICU_incidence | 4.34 | 4.67 | 4.97 | 4.99 | 5.28 | 5.77 | Pessimistic | Afghanistan | AFG | 2022-01-02 | v8 | TRUE
https://raw.githubusercontent.com/mrc-ide/global-lmic-reports/master/AFG/projections.csv | 2021-04-05 | prevalence | 12888.97 | 13793.09 | 14515.39 | 14705.08 | 15561.01 | 16884.46 | Pessimistic | Afghanistan | AFG | 2022-01-02 | v8 | TRUE
https://raw.githubusercontent.com/mrc-ide/global-lmic-reports/master/AFG/projections.csv | 2021-04-05 | cumulative_infections | 1084680.73 | 1120606.38 | 1156095.4 | 1158972.5 | 1179204.6 | 1279550.91 | Pessimistic | Afghanistan | AFG | 2022-01-02 | v8 | TRUE
https://raw.githubusercontent.com/mrc-ide/global-lmic-reports/master/AFG/projections.csv | 2021-04-05 | cumulative_deaths | 2272.28 | 2364.49 | 2445.04 | 2450.86 | 2494.33 | 2728.51 | Pessimistic | Afghanistan | AFG | 2022-01-02 | v8 | TRUE
https://raw.githubusercontent.com/mrc-ide/global-lmic-reports/master/AFG/projections.csv | 2021-04-05 | Rt | 1.16 | 1.18 | 1.19 | 1.2 | 1.21 | 1.23 | Pessimistic | Afghanistan | AFG | 2022-01-02 | v8 | TRUE
https://raw.githubusercontent.com/mrc-ide/global-lmic-reports/master/AFG/projections.csv | 2021-04-05 | Reff | 1.13 | 1.15 | 1.16 | 1.16 | 1.18 | 1.19 | Pessimistic | Afghanistan | AFG | 2022-01-02 | v8 | TRUE
https://raw.githubusercontent.com/mrc-ide/global-lmic-reports/master/AFG/projections.csv | 2021-04-05 | infections | 2083.39 | 2216.84 | 2342.04 | 2365.44 | 2500.59 | 2731.95 | Relax Interventions 50% | Afghanistan | AFG | 2022-01-02 | v8 | TRUE
https://raw.githubusercontent.com/mrc-ide/global-lmic-reports/master/AFG/projections.csv | 2021-04-05 | deaths | 2.61 | 2.77 | 3 | 2.97 | 3.11 | 3.47 | Relax Interventions 50% | Afghanistan | AFG | 2022-01-02 | v8 | TRUE
https://raw.githubusercontent.com/mrc-ide/global-lmic-reports/master/AFG/projections.csv | 2021-04-05 | hospital_demand | 115.2 | 122.81 | 133.13 | 131.87 | 139.06 | 154.35 | Relax Interventions 50% | Afghanistan | AFG | 2022-01-02 | v8 | TRUE
https://raw.githubusercontent.com/mrc-ide/global-lmic-reports/master/AFG/projections.csv | 2021-04-05 | ICU_demand | 42.39 | 45.03 | 48.81 | 48.25 | 50.7 | 56.5 | Relax Interventions 50% | Afghanistan | AFG | 2022-01-02 | v8 | TRUE
https://raw.githubusercontent.com/mrc-ide/global-lmic-reports/master/AFG/projections.csv | 2021-04-05 | hospital_incidence | 14.83 | 15.97 | 16.96 | 17.05 | 18.03 | 19.72 | Relax Interventions 50% | Afghanistan | AFG | 2022-01-02 | v8 | TRUE
https://raw.githubusercontent.com/mrc-ide/global-lmic-reports/master/AFG/projections.csv | 2021-04-05 | ICU_incidence | 4.34 | 4.67 | 4.97 | 4.99 | 5.28 | 5.77 | Relax Interventions 50% | Afghanistan | AFG | 2022-01-02 | v8 | TRUE
https://raw.githubusercontent.com/mrc-ide/global-lmic-reports/master/AFG/projections.csv | 2021-04-05 | prevalence | 12888.97 | 13793.09 | 14515.39 | 14705.08 | 15561.01 | 16884.46 | Relax Interventions 50% | Afghanistan | AFG | 2022-01-02 | v8 | TRUE
https://raw.githubusercontent.com/mrc-ide/global-lmic-reports/master/AFG/projections.csv | 2021-04-05 | cumulative_infections | 1084680.73 | 1120606.38 | 1156095.4 | 1158972.5 | 1179204.6 | 1279550.91 | Relax Interventions 50% | Afghanistan | AFG | 2022-01-02 | v8 | TRUE
https://raw.githubusercontent.com/mrc-ide/global-lmic-reports/master/AFG/projections.csv | 2021-04-05 | cumulative_deaths | 2272.28 | 2364.49 | 2445.04 | 2450.86 | 2494.33 | 2728.51 | Relax Interventions 50% | Afghanistan | AFG | 2022-01-02 | v8 | TRUE
https://raw.githubusercontent.com/mrc-ide/global-lmic-reports/master/AFG/projections.csv | 2021-04-05 | Rt | 1.16 | 1.18 | 1.19 | 1.2 | 1.21 | 1.23 | Relax Interventions 50% | Afghanistan | AFG | 2022-01-02 | v8 | TRUE
https://raw.githubusercontent.com/mrc-ide/global-lmic-reports/master/AFG/projections.csv | 2021-04-05 | Reff | 1.13 | 1.15 | 1.16 | 1.16 | 1.18 | 1.19 | Relax Interventions 50% | Afghanistan | AFG | 2022-01-02 | v8 | TRUE
https://raw.githubusercontent.com/mrc-ide/global-lmic-reports/master/AFG/projections.csv | 2021-04-05 | infections | 2094.24 | 2278.13 | 2384.36 | 2385.5 | 2499.05 | 2727.83 | Surged Additional 50% Reduction | Afghanistan | AFG | 2022-01-02 | v8 | TRUE
https://raw.githubusercontent.com/mrc-ide/global-lmic-reports/master/AFG/projections.csv | 2021-04-05 | deaths | 2.68 | 2.84 | 2.97 | 2.98 | 3.1 | 3.39 | Surged Additional 50% Reduction | Afghanistan | AFG | 2022-01-02 | v8 | TRUE
https://raw.githubusercontent.com/mrc-ide/global-lmic-reports/master/AFG/projections.csv | 2021-04-05 | hospital_demand | 117.88 | 126.33 | 132.67 | 132.49 | 138.31 | 150.53 | Surged Additional 50% Reduction | Afghanistan | AFG | 2022-01-02 | v8 | TRUE
https://raw.githubusercontent.com/mrc-ide/global-lmic-reports/master/AFG/projections.csv | 2021-04-05 | ICU_demand | 43.49 | 46.24 | 48.36 | 48.45 | 50.47 | 55.02 | Surged Additional 50% Reduction | Afghanistan | AFG | 2022-01-02 | v8 | TRUE
https://raw.githubusercontent.com/mrc-ide/global-lmic-reports/master/AFG/projections.csv | 2021-04-05 | hospital_incidence | 15.04 | 16.34 | 17.07 | 17.17 | 17.98 | 19.24 | Surged Additional 50% Reduction | Afghanistan | AFG | 2022-01-02 | v8 | TRUE
https://raw.githubusercontent.com/mrc-ide/global-lmic-reports/master/AFG/projections.csv | 2021-04-05 | ICU_incidence | 4.4 | 4.78 | 5 | 5.03 | 5.26 | 5.63 | Surged Additional 50% Reduction | Afghanistan | AFG | 2022-01-02 | v8 | TRUE
https://raw.githubusercontent.com/mrc-ide/global-lmic-reports/master/AFG/projections.csv | 2021-04-05 | prevalence | 12978.97 | 14121.69 | 14848.91 | 14822.34 | 15526.48 | 16598.26 | Surged Additional 50% Reduction | Afghanistan | AFG | 2022-01-02 | v8 | TRUE
https://raw.githubusercontent.com/mrc-ide/global-lmic-reports/master/AFG/projections.csv | 2021-04-05 | cumulative_infections | 1077603.25 | 1119127.27 | 1148189.17 | 1147737.87 | 1177055.95 | 1228762.33 | Surged Additional 50% Reduction | Afghanistan | AFG | 2022-01-02 | v8 | TRUE
https://raw.githubusercontent.com/mrc-ide/global-lmic-reports/master/AFG/projections.csv | 2021-04-05 | cumulative_deaths | 2256.34 | 2351.8 | 2414.55 | 2412.32 | 2473.47 | 2585.88 | Surged Additional 50% Reduction | Afghanistan | AFG | 2022-01-02 | v8 | TRUE
https://raw.githubusercontent.com/mrc-ide/global-lmic-reports/master/AFG/projections.csv | 2021-04-05 | Rt | 1.15 | 1.18 | 1.2 | 1.2 | 1.21 | 1.25 | Surged Additional 50% Reduction | Afghanistan | AFG | 2022-01-02 | v8 | TRUE
https://raw.githubusercontent.com/mrc-ide/global-lmic-reports/master/AFG/projections.csv | 2021-04-05 | Reff | 1.12 | 1.15 | 1.16 | 1.16 | 1.17 | 1.21 | Surged Additional 50% Reduction | Afghanistan | AFG | 2022-01-02 | v8 | TRUE
https://raw.githubusercontent.com/mrc-ide/global-lmic-reports/master/AFG/projections.csv | 2021-04-05 | infections | 2094.24 | 2278.13 | 2384.36 | 2385.5 | 2499.05 | 2727.83 | Surged Maintain Status Quo | Afghanistan | AFG | 2022-01-02 | v8 | TRUE
https://raw.githubusercontent.com/mrc-ide/global-lmic-reports/master/AFG/projections.csv | 2021-04-05 | deaths | 2.68 | 2.84 | 2.97 | 2.98 | 3.1 | 3.39 | Surged Maintain Status Quo | Afghanistan | AFG | 2022-01-02 | v8 | TRUE
https://raw.githubusercontent.com/mrc-ide/global-lmic-reports/master/AFG/projections.csv | 2021-04-05 | hospital_demand | 117.88 | 126.33 | 132.67 | 132.49 | 138.31 | 150.53 | Surged Maintain Status Quo | Afghanistan | AFG | 2022-01-02 | v8 | TRUE
https://raw.githubusercontent.com/mrc-ide/global-lmic-reports/master/AFG/projections.csv | 2021-04-05 | ICU_demand | 43.49 | 46.24 | 48.36 | 48.45 | 50.47 | 55.02 | Surged Maintain Status Quo | Afghanistan | AFG | 2022-01-02 | v8 | TRUE
https://raw.githubusercontent.com/mrc-ide/global-lmic-reports/master/AFG/projections.csv | 2021-04-05 | hospital_incidence | 15.04 | 16.34 | 17.07 | 17.17 | 17.98 | 19.24 | Surged Maintain Status Quo | Afghanistan | AFG | 2022-01-02 | v8 | TRUE
https://raw.githubusercontent.com/mrc-ide/global-lmic-reports/master/AFG/projections.csv | 2021-04-05 | ICU_incidence | 4.4 | 4.78 | 5 | 5.03 | 5.26 | 5.63 | Surged Maintain Status Quo | Afghanistan | AFG | 2022-01-02 | v8 | TRUE
https://raw.githubusercontent.com/mrc-ide/global-lmic-reports/master/AFG/projections.csv | 2021-04-05 | prevalence | 12978.97 | 14121.69 | 14848.91 | 14822.34 | 15526.48 | 16598.26 | Surged Maintain Status Quo | Afghanistan | AFG | 2022-01-02 | v8 | TRUE
https://raw.githubusercontent.com/mrc-ide/global-lmic-reports/master/AFG/projections.csv | 2021-04-05 | cumulative_infections | 1077603.25 | 1119127.27 | 1148189.17 | 1147737.87 | 1177055.95 | 1228762.33 | Surged Maintain Status Quo | Afghanistan | AFG | 2022-01-02 | v8 | TRUE
https://raw.githubusercontent.com/mrc-ide/global-lmic-reports/master/AFG/projections.csv | 2021-04-05 | cumulative_deaths | 2256.34 | 2351.8 | 2414.55 | 2412.32 | 2473.47 | 2585.88 | Surged Maintain Status Quo | Afghanistan | AFG | 2022-01-02 | v8 | TRUE
https://raw.githubusercontent.com/mrc-ide/global-lmic-reports/master/AFG/projections.csv | 2021-04-05 | Rt | 1.15 | 1.18 | 1.2 | 1.2 | 1.21 | 1.25 | Surged Maintain Status Quo | Afghanistan | AFG | 2022-01-02 | v8 | TRUE
https://raw.githubusercontent.com/mrc-ide/global-lmic-reports/master/AFG/projections.csv | 2021-04-05 | Reff | 1.12 | 1.15 | 1.16 | 1.16 | 1.17 | 1.21 | Surged Maintain Status Quo | Afghanistan | AFG | 2022-01-02 | v8 | TRUE
https://raw.githubusercontent.com/mrc-ide/global-lmic-reports/master/AFG/projections.csv | 2021-04-05 | infections | 2094.24 | 2278.13 | 2384.36 | 2385.5 | 2499.05 | 2727.83 | Surged Optimistic | Afghanistan | AFG | 2022-01-02 | v8 | TRUE
https://raw.githubusercontent.com/mrc-ide/global-lmic-reports/master/AFG/projections.csv | 2021-04-05 | deaths | 2.68 | 2.84 | 2.97 | 2.98 | 3.1 | 3.39 | Surged Optimistic | Afghanistan | AFG | 2022-01-02 | v8 | TRUE
https://raw.githubusercontent.com/mrc-ide/global-lmic-reports/master/AFG/projections.csv | 2021-04-05 | hospital_demand | 117.88 | 126.33 | 132.67 | 132.49 | 138.31 | 150.53 | Surged Optimistic | Afghanistan | AFG | 2022-01-02 | v8 | TRUE
https://raw.githubusercontent.com/mrc-ide/global-lmic-reports/master/AFG/projections.csv | 2021-04-05 | ICU_demand | 43.49 | 46.24 | 48.36 | 48.45 | 50.47 | 55.02 | Surged Optimistic | Afghanistan | AFG | 2022-01-02 | v8 | TRUE
https://raw.githubusercontent.com/mrc-ide/global-lmic-reports/master/AFG/projections.csv | 2021-04-05 | hospital_incidence | 15.04 | 16.34 | 17.07 | 17.17 | 17.98 | 19.24 | Surged Optimistic | Afghanistan | AFG | 2022-01-02 | v8 | TRUE
https://raw.githubusercontent.com/mrc-ide/global-lmic-reports/master/AFG/projections.csv | 2021-04-05 | ICU_incidence | 4.4 | 4.78 | 5 | 5.03 | 5.26 | 5.63 | Surged Optimistic | Afghanistan | AFG | 2022-01-02 | v8 | TRUE
https://raw.githubusercontent.com/mrc-ide/global-lmic-reports/master/AFG/projections.csv | 2021-04-05 | prevalence | 12978.97 | 14121.69 | 14848.91 | 14822.34 | 15526.48 | 16598.26 | Surged Optimistic | Afghanistan | AFG | 2022-01-02 | v8 | TRUE
https://raw.githubusercontent.com/mrc-ide/global-lmic-reports/master/AFG/projections.csv | 2021-04-05 | cumulative_infections | 1077603.25 | 1119127.27 | 1148189.17 | 1147737.87 | 1177055.95 | 1228762.33 | Surged Optimistic | Afghanistan | AFG | 2022-01-02 | v8 | TRUE
https://raw.githubusercontent.com/mrc-ide/global-lmic-reports/master/AFG/projections.csv | 2021-04-05 | cumulative_deaths | 2256.34 | 2351.8 | 2414.55 | 2412.32 | 2473.47 | 2585.88 | Surged Optimistic | Afghanistan | AFG | 2022-01-02 | v8 | TRUE
https://raw.githubusercontent.com/mrc-ide/global-lmic-reports/master/AFG/projections.csv | 2021-04-05 | Rt | 1.15 | 1.18 | 1.2 | 1.2 | 1.21 | 1.25 | Surged Optimistic | Afghanistan | AFG | 2022-01-02 | v8 | TRUE
https://raw.githubusercontent.com/mrc-ide/global-lmic-reports/master/AFG/projections.csv | 2021-04-05 | Reff | 1.12 | 1.15 | 1.16 | 1.16 | 1.17 | 1.21 | Surged Optimistic | Afghanistan | AFG | 2022-01-02 | v8 | TRUE
https://raw.githubusercontent.com/mrc-ide/global-lmic-reports/master/AFG/projections.csv | 2021-04-05 | infections | 2094.24 | 2278.13 | 2384.36 | 2385.5 | 2499.05 | 2727.83 | Surged Pessimistic | Afghanistan | AFG | 2022-01-02 | v8 | TRUE
https://raw.githubusercontent.com/mrc-ide/global-lmic-reports/master/AFG/projections.csv | 2021-04-05 | deaths | 2.68 | 2.84 | 2.97 | 2.98 | 3.1 | 3.39 | Surged Pessimistic | Afghanistan | AFG | 2022-01-02 | v8 | TRUE
https://raw.githubusercontent.com/mrc-ide/global-lmic-reports/master/AFG/projections.csv | 2021-04-05 | hospital_demand | 117.88 | 126.33 | 132.67 | 132.49 | 138.31 | 150.53 | Surged Pessimistic | Afghanistan | AFG | 2022-01-02 | v8 | TRUE
https://raw.githubusercontent.com/mrc-ide/global-lmic-reports/master/AFG/projections.csv | 2021-04-05 | ICU_demand | 43.49 | 46.24 | 48.36 | 48.45 | 50.47 | 55.02 | Surged Pessimistic | Afghanistan | AFG | 2022-01-02 | v8 | TRUE
https://raw.githubusercontent.com/mrc-ide/global-lmic-reports/master/AFG/projections.csv | 2021-04-05 | hospital_incidence | 15.04 | 16.34 | 17.07 | 17.17 | 17.98 | 19.24 | Surged Pessimistic | Afghanistan | AFG | 2022-01-02 | v8 | TRUE
https://raw.githubusercontent.com/mrc-ide/global-lmic-reports/master/AFG/projections.csv | 2021-04-05 | ICU_incidence | 4.4 | 4.78 | 5 | 5.03 | 5.26 | 5.63 | Surged Pessimistic | Afghanistan | AFG | 2022-01-02 | v8 | TRUE
https://raw.githubusercontent.com/mrc-ide/global-lmic-reports/master/AFG/projections.csv | 2021-04-05 | prevalence | 12978.97 | 14121.69 | 14848.91 | 14822.34 | 15526.48 | 16598.26 | Surged Pessimistic | Afghanistan | AFG | 2022-01-02 | v8 | TRUE
https://raw.githubusercontent.com/mrc-ide/global-lmic-reports/master/AFG/projections.csv | 2021-04-05 | cumulative_infections | 1077603.25 | 1119127.27 | 1148189.17 | 1147737.87 | 1177055.95 | 1228762.33 | Surged Pessimistic | Afghanistan | AFG | 2022-01-02 | v8 | TRUE
https://raw.githubusercontent.com/mrc-ide/global-lmic-reports/master/AFG/projections.csv | 2021-04-05 | cumulative_deaths | 2256.34 | 2351.8 | 2414.55 | 2412.32 | 2473.47 | 2585.88 | Surged Pessimistic | Afghanistan | AFG | 2022-01-02 | v8 | TRUE
https://raw.githubusercontent.com/mrc-ide/global-lmic-reports/master/AFG/projections.csv | 2021-04-05 | Rt | 1.15 | 1.18 | 1.2 | 1.2 | 1.21 | 1.25 | Surged Pessimistic | Afghanistan | AFG | 2022-01-02 | v8 | TRUE
https://raw.githubusercontent.com/mrc-ide/global-lmic-reports/master/AFG/projections.csv | 2021-04-05 | Reff | 1.12 | 1.15 | 1.16 | 1.16 | 1.17 | 1.21 | Surged Pessimistic | Afghanistan | AFG | 2022-01-02 | v8 | TRUE
https://raw.githubusercontent.com/mrc-ide/global-lmic-reports/master/AFG/projections.csv | 2021-04-05 | infections | 2094.24 | 2278.13 | 2384.36 | 2385.5 | 2499.05 | 2727.83 | Surged Relax Interventions 50% | Afghanistan | AFG | 2022-01-02 | v8 | TRUE
https://raw.githubusercontent.com/mrc-ide/global-lmic-reports/master/AFG/projections.csv | 2021-04-05 | deaths | 2.68 | 2.84 | 2.97 | 2.98 | 3.1 | 3.39 | Surged Relax Interventions 50% | Afghanistan | AFG | 2022-01-02 | v8 | TRUE
https://raw.githubusercontent.com/mrc-ide/global-lmic-reports/master/AFG/projections.csv | 2021-04-05 | hospital_demand | 117.88 | 126.33 | 132.67 | 132.49 | 138.31 | 150.53 | Surged Relax Interventions 50% | Afghanistan | AFG | 2022-01-02 | v8 | TRUE
https://raw.githubusercontent.com/mrc-ide/global-lmic-reports/master/AFG/projections.csv | 2021-04-05 | ICU_demand | 43.49 | 46.24 | 48.36 | 48.45 | 50.47 | 55.02 | Surged Relax Interventions 50% | Afghanistan | AFG | 2022-01-02 | v8 | TRUE
https://raw.githubusercontent.com/mrc-ide/global-lmic-reports/master/AFG/projections.csv | 2021-04-05 | hospital_incidence | 15.04 | 16.34 | 17.07 | 17.17 | 17.98 | 19.24 | Surged Relax Interventions 50% | Afghanistan | AFG | 2022-01-02 | v8 | TRUE
https://raw.githubusercontent.com/mrc-ide/global-lmic-reports/master/AFG/projections.csv | 2021-04-05 | ICU_incidence | 4.4 | 4.78 | 5 | 5.03 | 5.26 | 5.63 | Surged Relax Interventions 50% | Afghanistan | AFG | 2022-01-02 | v8 | TRUE
https://raw.githubusercontent.com/mrc-ide/global-lmic-reports/master/AFG/projections.csv | 2021-04-05 | prevalence | 12978.97 | 14121.69 | 14848.91 | 14822.34 | 15526.48 | 16598.26 | Surged Relax Interventions 50% | Afghanistan | AFG | 2022-01-02 | v8 | TRUE
https://raw.githubusercontent.com/mrc-ide/global-lmic-reports/master/AFG/projections.csv | 2021-04-05 | cumulative_infections | 1077603.25 | 1119127.27 | 1148189.17 | 1147737.87 | 1177055.95 | 1228762.33 | Surged Relax Interventions 50% | Afghanistan | AFG | 2022-01-02 | v8 | TRUE
https://raw.githubusercontent.com/mrc-ide/global-lmic-reports/master/AFG/projections.csv | 2021-04-05 | cumulative_deaths | 2256.34 | 2351.8 | 2414.55 | 2412.32 | 2473.47 | 2585.88 | Surged Relax Interventions 50% | Afghanistan | AFG | 2022-01-02 | v8 | TRUE
https://raw.githubusercontent.com/mrc-ide/global-lmic-reports/master/AFG/projections.csv | 2021-04-05 | Rt | 1.15 | 1.18 | 1.2 | 1.2 | 1.21 | 1.25 | Surged Relax Interventions 50% | Afghanistan | AFG | 2022-01-02 | v8 | TRUE
https://raw.githubusercontent.com/mrc-ide/global-lmic-reports/master/AFG/projections.csv | 2021-04-05 | Reff | 1.12 | 1.15 | 1.16 | 1.16 | 1.17 | 1.21 | Surged Relax Interventions 50% | Afghanistan | AFG | 2022-01-02 | v8 | TRUE
https://raw.githubusercontent.com/mrc-ide/global-lmic-reports/master/AFG/projections.csv | 2021-04-06 | infections | 2135.57 | 2279.6 | 2406.96 | 2424.94 | 2561.76 | 2797.44 | Additional 50% Reduction | Afghanistan | AFG | 2022-01-02 | v8 | TRUE
https://raw.githubusercontent.com/mrc-ide/global-lmic-reports/master/AFG/projections.csv | 2021-04-06 | deaths | 2.7 | 2.87 | 3.11 | 3.07 | 3.23 | 3.6 | Additional 50% Reduction | Afghanistan | AFG | 2022-01-02 | v8 | TRUE
https://raw.githubusercontent.com/mrc-ide/global-lmic-reports/master/AFG/projections.csv | 2021-04-06 | hospital_demand | 118.64 | 126.49 | 137.02 | 135.89 | 143.48 | 158.59 | Additional 50% Reduction | Afghanistan | AFG | 2022-01-02 | v8 | TRUE
https://raw.githubusercontent.com/mrc-ide/global-lmic-reports/master/AFG/projections.csv | 2021-04-06 | ICU_demand | 43.81 | 46.57 | 50.41 | 49.89 | 52.49 | 58.37 | Additional 50% Reduction | Afghanistan | AFG | 2022-01-02 | v8 | TRUE
https://raw.githubusercontent.com/mrc-ide/global-lmic-reports/master/AFG/projections.csv | 2021-04-06 | hospital_incidence | 15.13 | 16.23 | 17.23 | 17.35 | 18.29 | 20.03 | Additional 50% Reduction | Afghanistan | AFG | 2022-01-02 | v8 | TRUE
https://raw.githubusercontent.com/mrc-ide/global-lmic-reports/master/AFG/projections.csv | 2021-04-06 | ICU_incidence | 4.44 | 4.76 | 5.05 | 5.09 | 5.36 | 5.87 | Additional 50% Reduction | Afghanistan | AFG | 2022-01-02 | v8 | TRUE
https://raw.githubusercontent.com/mrc-ide/global-lmic-reports/master/AFG/projections.csv | 2021-04-06 | prevalence | 13200.59 | 14101.96 | 14855 | 15044.41 | 15977.3 | 17297.39 | Additional 50% Reduction | Afghanistan | AFG | 2022-01-02 | v8 | TRUE
https://raw.githubusercontent.com/mrc-ide/global-lmic-reports/master/AFG/projections.csv | 2021-04-06 | cumulative_infections | 1087187.52 | 1123154.9 | 1158444.6 | 1161397.45 | 1181728.12 | 1282249.22 | Additional 50% Reduction | Afghanistan | AFG | 2022-01-02 | v8 | TRUE
https://raw.githubusercontent.com/mrc-ide/global-lmic-reports/master/AFG/projections.csv | 2021-04-06 | cumulative_deaths | 2275.51 | 2367.56 | 2448.16 | 2453.93 | 2497.64 | 2731.84 | Additional 50% Reduction | Afghanistan | AFG | 2022-01-02 | v8 | TRUE
https://raw.githubusercontent.com/mrc-ide/global-lmic-reports/master/AFG/projections.csv | 2021-04-06 | Rt | 1.15 | 1.17 | 1.18 | 1.19 | 1.2 | 1.22 | Additional 50% Reduction | Afghanistan | AFG | 2022-01-02 | v8 | TRUE
https://raw.githubusercontent.com/mrc-ide/global-lmic-reports/master/AFG/projections.csv | 2021-04-06 | Reff | 1.12 | 1.14 | 1.15 | 1.15 | 1.17 | 1.19 | Additional 50% Reduction | Afghanistan | AFG | 2022-01-02 | v8 | TRUE
https://raw.githubusercontent.com/mrc-ide/global-lmic-reports/master/AFG/projections.csv | 2021-04-06 | infections | 2135.57 | 2279.6 | 2406.96 | 2424.94 | 2561.76 | 2797.44 | Maintain Status Quo | Afghanistan | AFG | 2022-01-02 | v8 | TRUE
https://raw.githubusercontent.com/mrc-ide/global-lmic-reports/master/AFG/projections.csv | 2021-04-06 | deaths | 2.7 | 2.87 | 3.11 | 3.07 | 3.23 | 3.6 | Maintain Status Quo | Afghanistan | AFG | 2022-01-02 | v8 | TRUE
https://raw.githubusercontent.com/mrc-ide/global-lmic-reports/master/AFG/projections.csv | 2021-04-06 | hospital_demand | 118.64 | 126.49 | 137.02 | 135.89 | 143.48 | 158.59 | Maintain Status Quo | Afghanistan | AFG | 2022-01-02 | v8 | TRUE
https://raw.githubusercontent.com/mrc-ide/global-lmic-reports/master/AFG/projections.csv | 2021-04-06 | ICU_demand | 43.81 | 46.57 | 50.41 | 49.89 | 52.49 | 58.37 | Maintain Status Quo | Afghanistan | AFG | 2022-01-02 | v8 | TRUE
https://raw.githubusercontent.com/mrc-ide/global-lmic-reports/master/AFG/projections.csv | 2021-04-06 | hospital_incidence | 15.13 | 16.23 | 17.23 | 17.35 | 18.29 | 20.03 | Maintain Status Quo | Afghanistan | AFG | 2022-01-02 | v8 | TRUE
https://raw.githubusercontent.com/mrc-ide/global-lmic-reports/master/AFG/projections.csv | 2021-04-06 | ICU_incidence | 4.44 | 4.76 | 5.05 | 5.09 | 5.36 | 5.87 | Maintain Status Quo | Afghanistan | AFG | 2022-01-02 | v8 | TRUE
https://raw.githubusercontent.com/mrc-ide/global-lmic-reports/master/AFG/projections.csv | 2021-04-06 | prevalence | 13200.59 | 14101.96 | 14855 | 15044.41 | 15977.3 | 17297.39 | Maintain Status Quo | Afghanistan | AFG | 2022-01-02 | v8 | TRUE
https://raw.githubusercontent.com/mrc-ide/global-lmic-reports/master/AFG/projections.csv | 2021-04-06 | cumulative_infections | 1087187.52 | 1123154.9 | 1158444.6 | 1161397.45 | 1181728.12 | 1282249.22 | Maintain Status Quo | Afghanistan | AFG | 2022-01-02 | v8 | TRUE
https://raw.githubusercontent.com/mrc-ide/global-lmic-reports/master/AFG/projections.csv | 2021-04-06 | cumulative_deaths | 2275.51 | 2367.56 | 2448.16 | 2453.93 | 2497.64 | 2731.84 | Maintain Status Quo | Afghanistan | AFG | 2022-01-02 | v8 | TRUE
https://raw.githubusercontent.com/mrc-ide/global-lmic-reports/master/AFG/projections.csv | 2021-04-06 | Rt | 1.15 | 1.17 | 1.18 | 1.19 | 1.2 | 1.22 | Maintain Status Quo | Afghanistan | AFG | 2022-01-02 | v8 | TRUE
https://raw.githubusercontent.com/mrc-ide/global-lmic-reports/master/AFG/projections.csv | 2021-04-06 | Reff | 1.12 | 1.14 | 1.15 | 1.15 | 1.17 | 1.19 | Maintain Status Quo | Afghanistan | AFG | 2022-01-02 | v8 | TRUE
https://raw.githubusercontent.com/mrc-ide/global-lmic-reports/master/AFG/projections.csv | 2021-04-06 | infections | 2135.57 | 2279.6 | 2406.96 | 2424.94 | 2561.76 | 2797.44 | Optimistic | Afghanistan | AFG | 2022-01-02 | v8 | TRUE
https://raw.githubusercontent.com/mrc-ide/global-lmic-reports/master/AFG/projections.csv | 2021-04-06 | deaths | 2.7 | 2.87 | 3.11 | 3.07 | 3.23 | 3.6 | Optimistic | Afghanistan | AFG | 2022-01-02 | v8 | TRUE
https://raw.githubusercontent.com/mrc-ide/global-lmic-reports/master/AFG/projections.csv | 2021-04-06 | hospital_demand | 118.64 | 126.49 | 137.02 | 135.89 | 143.48 | 158.59 | Optimistic | Afghanistan | AFG | 2022-01-02 | v8 | TRUE
https://raw.githubusercontent.com/mrc-ide/global-lmic-reports/master/AFG/projections.csv | 2021-04-06 | ICU_demand | 43.81 | 46.57 | 50.41 | 49.89 | 52.49 | 58.37 | Optimistic | Afghanistan | AFG | 2022-01-02 | v8 | TRUE
https://raw.githubusercontent.com/mrc-ide/global-lmic-reports/master/AFG/projections.csv | 2021-04-06 | hospital_incidence | 15.13 | 16.23 | 17.23 | 17.35 | 18.29 | 20.03 | Optimistic | Afghanistan | AFG | 2022-01-02 | v8 | TRUE
https://raw.githubusercontent.com/mrc-ide/global-lmic-reports/master/AFG/projections.csv | 2021-04-06 | ICU_incidence | 4.44 | 4.76 | 5.05 | 5.09 | 5.36 | 5.87 | Optimistic | Afghanistan | AFG | 2022-01-02 | v8 | TRUE
https://raw.githubusercontent.com/mrc-ide/global-lmic-reports/master/AFG/projections.csv | 2021-04-06 | prevalence | 13200.59 | 14101.96 | 14855 | 15044.41 | 15977.3 | 17297.39 | Optimistic | Afghanistan | AFG | 2022-01-02 | v8 | TRUE
https://raw.githubusercontent.com/mrc-ide/global-lmic-reports/master/AFG/projections.csv | 2021-04-06 | cumulative_infections | 1087187.52 | 1123154.9 | 1158444.6 | 1161397.45 | 1181728.12 | 1282249.22 | Optimistic | Afghanistan | AFG | 2022-01-02 | v8 | TRUE
https://raw.githubusercontent.com/mrc-ide/global-lmic-reports/master/AFG/projections.csv | 2021-04-06 | cumulative_deaths | 2275.51 | 2367.56 | 2448.16 | 2453.93 | 2497.64 | 2731.84 | Optimistic | Afghanistan | AFG | 2022-01-02 | v8 | TRUE
https://raw.githubusercontent.com/mrc-ide/global-lmic-reports/master/AFG/projections.csv | 2021-04-06 | Rt | 1.15 | 1.17 | 1.18 | 1.19 | 1.2 | 1.22 | Optimistic | Afghanistan | AFG | 2022-01-02 | v8 | TRUE
https://raw.githubusercontent.com/mrc-ide/global-lmic-reports/master/AFG/projections.csv | 2021-04-06 | Reff | 1.12 | 1.14 | 1.15 | 1.15 | 1.17 | 1.19 | Optimistic | Afghanistan | AFG | 2022-01-02 | v8 | TRUE
https://raw.githubusercontent.com/mrc-ide/global-lmic-reports/master/AFG/projections.csv | 2021-04-06 | infections | 2135.57 | 2279.6 | 2406.96 | 2424.94 | 2561.76 | 2797.44 | Pessimistic | Afghanistan | AFG | 2022-01-02 | v8 | TRUE
https://raw.githubusercontent.com/mrc-ide/global-lmic-reports/master/AFG/projections.csv | 2021-04-06 | deaths | 2.7 | 2.87 | 3.11 | 3.07 | 3.23 | 3.6 | Pessimistic | Afghanistan | AFG | 2022-01-02 | v8 | TRUE
https://raw.githubusercontent.com/mrc-ide/global-lmic-reports/master/AFG/projections.csv | 2021-04-06 | hospital_demand | 118.64 | 126.49 | 137.02 | 135.89 | 143.48 | 158.59 | Pessimistic | Afghanistan | AFG | 2022-01-02 | v8 | TRUE
https://raw.githubusercontent.com/mrc-ide/global-lmic-reports/master/AFG/projections.csv | 2021-04-06 | ICU_demand | 43.81 | 46.57 | 50.41 | 49.89 | 52.49 | 58.37 | Pessimistic | Afghanistan | AFG | 2022-01-02 | v8 | TRUE
https://raw.githubusercontent.com/mrc-ide/global-lmic-reports/master/AFG/projections.csv | 2021-04-06 | hospital_incidence | 15.13 | 16.23 | 17.23 | 17.35 | 18.29 | 20.03 | Pessimistic | Afghanistan | AFG | 2022-01-02 | v8 | TRUE
https://raw.githubusercontent.com/mrc-ide/global-lmic-reports/master/AFG/projections.csv | 2021-04-06 | ICU_incidence | 4.44 | 4.76 | 5.05 | 5.09 | 5.36 | 5.87 | Pessimistic | Afghanistan | AFG | 2022-01-02 | v8 | TRUE
https://raw.githubusercontent.com/mrc-ide/global-lmic-reports/master/AFG/projections.csv | 2021-04-06 | prevalence | 13200.59 | 14101.96 | 14855 | 15044.41 | 15977.3 | 17297.39 | Pessimistic | Afghanistan | AFG | 2022-01-02 | v8 | TRUE
https://raw.githubusercontent.com/mrc-ide/global-lmic-reports/master/AFG/projections.csv | 2021-04-06 | cumulative_infections | 1087187.52 | 1123154.9 | 1158444.6 | 1161397.45 | 1181728.12 | 1282249.22 | Pessimistic | Afghanistan | AFG | 2022-01-02 | v8 | TRUE
https://raw.githubusercontent.com/mrc-ide/global-lmic-reports/master/AFG/projections.csv | 2021-04-06 | cumulative_deaths | 2275.51 | 2367.56 | 2448.16 | 2453.93 | 2497.64 | 2731.84 | Pessimistic | Afghanistan | AFG | 2022-01-02 | v8 | TRUE
https://raw.githubusercontent.com/mrc-ide/global-lmic-reports/master/AFG/projections.csv | 2021-04-06 | Rt | 1.15 | 1.17 | 1.18 | 1.19 | 1.2 | 1.22 | Pessimistic | Afghanistan | AFG | 2022-01-02 | v8 | TRUE
https://raw.githubusercontent.com/mrc-ide/global-lmic-reports/master/AFG/projections.csv | 2021-04-06 | Reff | 1.12 | 1.14 | 1.15 | 1.15 | 1.17 | 1.19 | Pessimistic | Afghanistan | AFG | 2022-01-02 | v8 | TRUE
https://raw.githubusercontent.com/mrc-ide/global-lmic-reports/master/AFG/projections.csv | 2021-04-06 | infections | 2135.57 | 2279.6 | 2406.96 | 2424.94 | 2561.76 | 2797.44 | Relax Interventions 50% | Afghanistan | AFG | 2022-01-02 | v8 | TRUE
https://raw.githubusercontent.com/mrc-ide/global-lmic-reports/master/AFG/projections.csv | 2021-04-06 | deaths | 2.7 | 2.87 | 3.11 | 3.07 | 3.23 | 3.6 | Relax Interventions 50% | Afghanistan | AFG | 2022-01-02 | v8 | TRUE
https://raw.githubusercontent.com/mrc-ide/global-lmic-reports/master/AFG/projections.csv | 2021-04-06 | hospital_demand | 118.64 | 126.49 | 137.02 | 135.89 | 143.48 | 158.59 | Relax Interventions 50% | Afghanistan | AFG | 2022-01-02 | v8 | TRUE
https://raw.githubusercontent.com/mrc-ide/global-lmic-reports/master/AFG/projections.csv | 2021-04-06 | ICU_demand | 43.81 | 46.57 | 50.41 | 49.89 | 52.49 | 58.37 | Relax Interventions 50% | Afghanistan | AFG | 2022-01-02 | v8 | TRUE
https://raw.githubusercontent.com/mrc-ide/global-lmic-reports/master/AFG/projections.csv | 2021-04-06 | hospital_incidence | 15.13 | 16.23 | 17.23 | 17.35 | 18.29 | 20.03 | Relax Interventions 50% | Afghanistan | AFG | 2022-01-02 | v8 | TRUE
https://raw.githubusercontent.com/mrc-ide/global-lmic-reports/master/AFG/projections.csv | 2021-04-06 | ICU_incidence | 4.44 | 4.76 | 5.05 | 5.09 | 5.36 | 5.87 | Relax Interventions 50% | Afghanistan | AFG | 2022-01-02 | v8 | TRUE
https://raw.githubusercontent.com/mrc-ide/global-lmic-reports/master/AFG/projections.csv | 2021-04-06 | prevalence | 13200.59 | 14101.96 | 14855 | 15044.41 | 15977.3 | 17297.39 | Relax Interventions 50% | Afghanistan | AFG | 2022-01-02 | v8 | TRUE
https://raw.githubusercontent.com/mrc-ide/global-lmic-reports/master/AFG/projections.csv | 2021-04-06 | cumulative_infections | 1087187.52 | 1123154.9 | 1158444.6 | 1161397.45 | 1181728.12 | 1282249.22 | Relax Interventions 50% | Afghanistan | AFG | 2022-01-02 | v8 | TRUE
https://raw.githubusercontent.com/mrc-ide/global-lmic-reports/master/AFG/projections.csv | 2021-04-06 | cumulative_deaths | 2275.51 | 2367.56 | 2448.16 | 2453.93 | 2497.64 | 2731.84 | Relax Interventions 50% | Afghanistan | AFG | 2022-01-02 | v8 | TRUE
https://raw.githubusercontent.com/mrc-ide/global-lmic-reports/master/AFG/projections.csv | 2021-04-06 | Rt | 1.15 | 1.17 | 1.18 | 1.19 | 1.2 | 1.22 | Relax Interventions 50% | Afghanistan | AFG | 2022-01-02 | v8 | TRUE
https://raw.githubusercontent.com/mrc-ide/global-lmic-reports/master/AFG/projections.csv | 2021-04-06 | Reff | 1.12 | 1.14 | 1.15 | 1.15 | 1.17 | 1.19 | Relax Interventions 50% | Afghanistan | AFG | 2022-01-02 | v8 | TRUE
https://raw.githubusercontent.com/mrc-ide/global-lmic-reports/master/AFG/projections.csv | 2021-04-06 | infections | 2142.96 | 2332.9 | 2447.5 | 2445.16 | 2563.54 | 2813.53 | Surged Additional 50% Reduction | Afghanistan | AFG | 2022-01-02 | v8 | TRUE
https://raw.githubusercontent.com/mrc-ide/global-lmic-reports/master/AFG/projections.csv | 2021-04-06 | deaths | 2.77 | 2.94 | 3.08 | 3.08 | 3.22 | 3.51 | Surged Additional 50% Reduction | Afghanistan | AFG | 2022-01-02 | v8 | TRUE
https://raw.githubusercontent.com/mrc-ide/global-lmic-reports/master/AFG/projections.csv | 2021-04-06 | hospital_demand | 121.21 | 130.15 | 136.31 | 136.57 | 142.67 | 154.84 | Surged Additional 50% Reduction | Afghanistan | AFG | 2022-01-02 | v8 | TRUE
https://raw.githubusercontent.com/mrc-ide/global-lmic-reports/master/AFG/projections.csv | 2021-04-06 | ICU_demand | 44.84 | 47.82 | 50.17 | 50.11 | 52.3 | 56.82 | Surged Additional 50% Reduction | Afghanistan | AFG | 2022-01-02 | v8 | TRUE
https://raw.githubusercontent.com/mrc-ide/global-lmic-reports/master/AFG/projections.csv | 2021-04-06 | hospital_incidence | 15.31 | 16.65 | 17.44 | 17.47 | 18.21 | 19.53 | Surged Additional 50% Reduction | Afghanistan | AFG | 2022-01-02 | v8 | TRUE
https://raw.githubusercontent.com/mrc-ide/global-lmic-reports/master/AFG/projections.csv | 2021-04-06 | ICU_incidence | 4.49 | 4.88 | 5.11 | 5.12 | 5.34 | 5.73 | Surged Additional 50% Reduction | Afghanistan | AFG | 2022-01-02 | v8 | TRUE
https://raw.githubusercontent.com/mrc-ide/global-lmic-reports/master/AFG/projections.csv | 2021-04-06 | prevalence | 13290.32 | 14460.42 | 15203.9 | 15166.52 | 15845.71 | 17067.01 | Surged Additional 50% Reduction | Afghanistan | AFG | 2022-01-02 | v8 | TRUE
https://raw.githubusercontent.com/mrc-ide/global-lmic-reports/master/AFG/projections.csv | 2021-04-06 | cumulative_infections | 1080168.68 | 1121502.58 | 1150423.51 | 1150183.02 | 1179433.72 | 1231306.82 | Surged Additional 50% Reduction | Afghanistan | AFG | 2022-01-02 | v8 | TRUE
https://raw.githubusercontent.com/mrc-ide/global-lmic-reports/master/AFG/projections.csv | 2021-04-06 | cumulative_deaths | 2259.63 | 2354.88 | 2417.72 | 2415.41 | 2476.65 | 2588.97 | Surged Additional 50% Reduction | Afghanistan | AFG | 2022-01-02 | v8 | TRUE
https://raw.githubusercontent.com/mrc-ide/global-lmic-reports/master/AFG/projections.csv | 2021-04-06 | Rt | 1.14 | 1.17 | 1.19 | 1.19 | 1.2 | 1.24 | Surged Additional 50% Reduction | Afghanistan | AFG | 2022-01-02 | v8 | TRUE
https://raw.githubusercontent.com/mrc-ide/global-lmic-reports/master/AFG/projections.csv | 2021-04-06 | Reff | 1.11 | 1.14 | 1.15 | 1.15 | 1.16 | 1.2 | Surged Additional 50% Reduction | Afghanistan | AFG | 2022-01-02 | v8 | TRUE
https://raw.githubusercontent.com/mrc-ide/global-lmic-reports/master/AFG/projections.csv | 2021-04-06 | infections | 2142.96 | 2332.9 | 2447.5 | 2445.16 | 2563.54 | 2813.53 | Surged Maintain Status Quo | Afghanistan | AFG | 2022-01-02 | v8 | TRUE
https://raw.githubusercontent.com/mrc-ide/global-lmic-reports/master/AFG/projections.csv | 2021-04-06 | deaths | 2.77 | 2.94 | 3.08 | 3.08 | 3.22 | 3.51 | Surged Maintain Status Quo | Afghanistan | AFG | 2022-01-02 | v8 | TRUE
https://raw.githubusercontent.com/mrc-ide/global-lmic-reports/master/AFG/projections.csv | 2021-04-06 | hospital_demand | 121.21 | 130.15 | 136.31 | 136.57 | 142.67 | 154.84 | Surged Maintain Status Quo | Afghanistan | AFG | 2022-01-02 | v8 | TRUE
https://raw.githubusercontent.com/mrc-ide/global-lmic-reports/master/AFG/projections.csv | 2021-04-06 | ICU_demand | 44.84 | 47.82 | 50.17 | 50.11 | 52.3 | 56.82 | Surged Maintain Status Quo | Afghanistan | AFG | 2022-01-02 | v8 | TRUE
https://raw.githubusercontent.com/mrc-ide/global-lmic-reports/master/AFG/projections.csv | 2021-04-06 | hospital_incidence | 15.31 | 16.65 | 17.44 | 17.47 | 18.21 | 19.53 | Surged Maintain Status Quo | Afghanistan | AFG | 2022-01-02 | v8 | TRUE
https://raw.githubusercontent.com/mrc-ide/global-lmic-reports/master/AFG/projections.csv | 2021-04-06 | ICU_incidence | 4.49 | 4.88 | 5.11 | 5.12 | 5.34 | 5.73 | Surged Maintain Status Quo | Afghanistan | AFG | 2022-01-02 | v8 | TRUE
https://raw.githubusercontent.com/mrc-ide/global-lmic-reports/master/AFG/projections.csv | 2021-04-06 | prevalence | 13290.32 | 14460.42 | 15203.9 | 15166.52 | 15845.71 | 17067.01 | Surged Maintain Status Quo | Afghanistan | AFG | 2022-01-02 | v8 | TRUE
https://raw.githubusercontent.com/mrc-ide/global-lmic-reports/master/AFG/projections.csv | 2021-04-06 | cumulative_infections | 1080168.68 | 1121502.58 | 1150423.51 | 1150183.02 | 1179433.72 | 1231306.82 | Surged Maintain Status Quo | Afghanistan | AFG | 2022-01-02 | v8 | TRUE
https://raw.githubusercontent.com/mrc-ide/global-lmic-reports/master/AFG/projections.csv | 2021-04-06 | cumulative_deaths | 2259.63 | 2354.88 | 2417.72 | 2415.41 | 2476.65 | 2588.97 | Surged Maintain Status Quo | Afghanistan | AFG | 2022-01-02 | v8 | TRUE
https://raw.githubusercontent.com/mrc-ide/global-lmic-reports/master/AFG/projections.csv | 2021-04-06 | Rt | 1.14 | 1.17 | 1.19 | 1.19 | 1.2 | 1.24 | Surged Maintain Status Quo | Afghanistan | AFG | 2022-01-02 | v8 | TRUE
https://raw.githubusercontent.com/mrc-ide/global-lmic-reports/master/AFG/projections.csv | 2021-04-06 | Reff | 1.11 | 1.14 | 1.15 | 1.15 | 1.16 | 1.2 | Surged Maintain Status Quo | Afghanistan | AFG | 2022-01-02 | v8 | TRUE
https://raw.githubusercontent.com/mrc-ide/global-lmic-reports/master/AFG/projections.csv | 2021-04-06 | infections | 2142.96 | 2332.9 | 2447.5 | 2445.16 | 2563.54 | 2813.53 | Surged Optimistic | Afghanistan | AFG | 2022-01-02 | v8 | TRUE
https://raw.githubusercontent.com/mrc-ide/global-lmic-reports/master/AFG/projections.csv | 2021-04-06 | deaths | 2.77 | 2.94 | 3.08 | 3.08 | 3.22 | 3.51 | Surged Optimistic | Afghanistan | AFG | 2022-01-02 | v8 | TRUE
https://raw.githubusercontent.com/mrc-ide/global-lmic-reports/master/AFG/projections.csv | 2021-04-06 | hospital_demand | 121.21 | 130.15 | 136.31 | 136.57 | 142.67 | 154.84 | Surged Optimistic | Afghanistan | AFG | 2022-01-02 | v8 | TRUE
https://raw.githubusercontent.com/mrc-ide/global-lmic-reports/master/AFG/projections.csv | 2021-04-06 | ICU_demand | 44.84 | 47.82 | 50.17 | 50.11 | 52.3 | 56.82 | Surged Optimistic | Afghanistan | AFG | 2022-01-02 | v8 | TRUE
https://raw.githubusercontent.com/mrc-ide/global-lmic-reports/master/AFG/projections.csv | 2021-04-06 | hospital_incidence | 15.31 | 16.65 | 17.44 | 17.47 | 18.21 | 19.53 | Surged Optimistic | Afghanistan | AFG | 2022-01-02 | v8 | TRUE
https://raw.githubusercontent.com/mrc-ide/global-lmic-reports/master/AFG/projections.csv | 2021-04-06 | ICU_incidence | 4.49 | 4.88 | 5.11 | 5.12 | 5.34 | 5.73 | Surged Optimistic | Afghanistan | AFG | 2022-01-02 | v8 | TRUE
https://raw.githubusercontent.com/mrc-ide/global-lmic-reports/master/AFG/projections.csv | 2021-04-06 | prevalence | 13290.32 | 14460.42 | 15203.9 | 15166.52 | 15845.71 | 17067.01 | Surged Optimistic | Afghanistan | AFG | 2022-01-02 | v8 | TRUE
https://raw.githubusercontent.com/mrc-ide/global-lmic-reports/master/AFG/projections.csv | 2021-04-06 | cumulative_infections | 1080168.68 | 1121502.58 | 1150423.51 | 1150183.02 | 1179433.72 | 1231306.82 | Surged Optimistic | Afghanistan | AFG | 2022-01-02 | v8 | TRUE
https://raw.githubusercontent.com/mrc-ide/global-lmic-reports/master/AFG/projections.csv | 2021-04-06 | cumulative_deaths | 2259.63 | 2354.88 | 2417.72 | 2415.41 | 2476.65 | 2588.97 | Surged Optimistic | Afghanistan | AFG | 2022-01-02 | v8 | TRUE
https://raw.githubusercontent.com/mrc-ide/global-lmic-reports/master/AFG/projections.csv | 2021-04-06 | Rt | 1.14 | 1.17 | 1.19 | 1.19 | 1.2 | 1.24 | Surged Optimistic | Afghanistan | AFG | 2022-01-02 | v8 | TRUE
https://raw.githubusercontent.com/mrc-ide/global-lmic-reports/master/AFG/projections.csv | 2021-04-06 | Reff | 1.11 | 1.14 | 1.15 | 1.15 | 1.16 | 1.2 | Surged Optimistic | Afghanistan | AFG | 2022-01-02 | v8 | TRUE
https://raw.githubusercontent.com/mrc-ide/global-lmic-reports/master/AFG/projections.csv | 2021-04-06 | infections | 2142.96 | 2332.9 | 2447.5 | 2445.16 | 2563.54 | 2813.53 | Surged Pessimistic | Afghanistan | AFG | 2022-01-02 | v8 | TRUE
https://raw.githubusercontent.com/mrc-ide/global-lmic-reports/master/AFG/projections.csv | 2021-04-06 | deaths | 2.77 | 2.94 | 3.08 | 3.08 | 3.22 | 3.51 | Surged Pessimistic | Afghanistan | AFG | 2022-01-02 | v8 | TRUE
https://raw.githubusercontent.com/mrc-ide/global-lmic-reports/master/AFG/projections.csv | 2021-04-06 | hospital_demand | 121.21 | 130.15 | 136.31 | 136.57 | 142.67 | 154.84 | Surged Pessimistic | Afghanistan | AFG | 2022-01-02 | v8 | TRUE
https://raw.githubusercontent.com/mrc-ide/global-lmic-reports/master/AFG/projections.csv | 2021-04-06 | ICU_demand | 44.84 | 47.82 | 50.17 | 50.11 | 52.3 | 56.82 | Surged Pessimistic | Afghanistan | AFG | 2022-01-02 | v8 | TRUE
https://raw.githubusercontent.com/mrc-ide/global-lmic-reports/master/AFG/projections.csv | 2021-04-06 | hospital_incidence | 15.31 | 16.65 | 17.44 | 17.47 | 18.21 | 19.53 | Surged Pessimistic | Afghanistan | AFG | 2022-01-02 | v8 | TRUE
https://raw.githubusercontent.com/mrc-ide/global-lmic-reports/master/AFG/projections.csv | 2021-04-06 | ICU_incidence | 4.49 | 4.88 | 5.11 | 5.12 | 5.34 | 5.73 | Surged Pessimistic | Afghanistan | AFG | 2022-01-02 | v8 | TRUE
https://raw.githubusercontent.com/mrc-ide/global-lmic-reports/master/AFG/projections.csv | 2021-04-06 | prevalence | 13290.32 | 14460.42 | 15203.9 | 15166.52 | 15845.71 | 17067.01 | Surged Pessimistic | Afghanistan | AFG | 2022-01-02 | v8 | TRUE
https://raw.githubusercontent.com/mrc-ide/global-lmic-reports/master/AFG/projections.csv | 2021-04-06 | cumulative_infections | 1080168.68 | 1121502.58 | 1150423.51 | 1150183.02 | 1179433.72 | 1231306.82 | Surged Pessimistic | Afghanistan | AFG | 2022-01-02 | v8 | TRUE
https://raw.githubusercontent.com/mrc-ide/global-lmic-reports/master/AFG/projections.csv | 2021-04-06 | cumulative_deaths | 2259.63 | 2354.88 | 2417.72 | 2415.41 | 2476.65 | 2588.97 | Surged Pessimistic | Afghanistan | AFG | 2022-01-02 | v8 | TRUE
https://raw.githubusercontent.com/mrc-ide/global-lmic-reports/master/AFG/projections.csv | 2021-04-06 | Rt | 1.14 | 1.17 | 1.19 | 1.19 | 1.2 | 1.24 | Surged Pessimistic | Afghanistan | AFG | 2022-01-02 | v8 | TRUE
https://raw.githubusercontent.com/mrc-ide/global-lmic-reports/master/AFG/projections.csv | 2021-04-06 | Reff | 1.11 | 1.14 | 1.15 | 1.15 | 1.16 | 1.2 | Surged Pessimistic | Afghanistan | AFG | 2022-01-02 | v8 | TRUE
https://raw.githubusercontent.com/mrc-ide/global-lmic-reports/master/AFG/projections.csv | 2021-04-06 | infections | 2142.96 | 2332.9 | 2447.5 | 2445.16 | 2563.54 | 2813.53 | Surged Relax Interventions 50% | Afghanistan | AFG | 2022-01-02 | v8 | TRUE
https://raw.githubusercontent.com/mrc-ide/global-lmic-reports/master/AFG/projections.csv | 2021-04-06 | deaths | 2.77 | 2.94 | 3.08 | 3.08 | 3.22 | 3.51 | Surged Relax Interventions 50% | Afghanistan | AFG | 2022-01-02 | v8 | TRUE
https://raw.githubusercontent.com/mrc-ide/global-lmic-reports/master/AFG/projections.csv | 2021-04-06 | hospital_demand | 121.21 | 130.15 | 136.31 | 136.57 | 142.67 | 154.84 | Surged Relax Interventions 50% | Afghanistan | AFG | 2022-01-02 | v8 | TRUE
https://raw.githubusercontent.com/mrc-ide/global-lmic-reports/master/AFG/projections.csv | 2021-04-06 | ICU_demand | 44.84 | 47.82 | 50.17 | 50.11 | 52.3 | 56.82 | Surged Relax Interventions 50% | Afghanistan | AFG | 2022-01-02 | v8 | TRUE
https://raw.githubusercontent.com/mrc-ide/global-lmic-reports/master/AFG/projections.csv | 2021-04-06 | hospital_incidence | 15.31 | 16.65 | 17.44 | 17.47 | 18.21 | 19.53 | Surged Relax Interventions 50% | Afghanistan | AFG | 2022-01-02 | v8 | TRUE
https://raw.githubusercontent.com/mrc-ide/global-lmic-reports/master/AFG/projections.csv | 2021-04-06 | ICU_incidence | 4.49 | 4.88 | 5.11 | 5.12 | 5.34 | 5.73 | Surged Relax Interventions 50% | Afghanistan | AFG | 2022-01-02 | v8 | TRUE
https://raw.githubusercontent.com/mrc-ide/global-lmic-reports/master/AFG/projections.csv | 2021-04-06 | prevalence | 13290.32 | 14460.42 | 15203.9 | 15166.52 | 15845.71 | 17067.01 | Surged Relax Interventions 50% | Afghanistan | AFG | 2022-01-02 | v8 | TRUE
https://raw.githubusercontent.com/mrc-ide/global-lmic-reports/master/AFG/projections.csv | 2021-04-06 | cumulative_infections | 1080168.68 | 1121502.58 | 1150423.51 | 1150183.02 | 1179433.72 | 1231306.82 | Surged Relax Interventions 50% | Afghanistan | AFG | 2022-01-02 | v8 | TRUE
https://raw.githubusercontent.com/mrc-ide/global-lmic-reports/master/AFG/projections.csv | 2021-04-06 | cumulative_deaths | 2259.63 | 2354.88 | 2417.72 | 2415.41 | 2476.65 | 2588.97 | Surged Relax Interventions 50% | Afghanistan | AFG | 2022-01-02 | v8 | TRUE
https://raw.githubusercontent.com/mrc-ide/global-lmic-reports/master/AFG/projections.csv | 2021-04-06 | Rt | 1.14 | 1.17 | 1.19 | 1.19 | 1.2 | 1.24 | Surged Relax Interventions 50% | Afghanistan | AFG | 2022-01-02 | v8 | TRUE
https://raw.githubusercontent.com/mrc-ide/global-lmic-reports/master/AFG/projections.csv | 2021-04-06 | Reff | 1.11 | 1.14 | 1.15 | 1.15 | 1.16 | 1.2 | Surged Relax Interventions 50% | Afghanistan | AFG | 2022-01-02 | v8 | TRUE
https://raw.githubusercontent.com/mrc-ide/global-lmic-reports/master/AFG/projections.csv | 2021-04-07 | infections | 2156.72 | 2313.72 | 2443.61 | 2452.43 | 2593.57 | 2824.21 | Additional 50% Reduction | Afghanistan | AFG | 2022-01-02 | v8 | TRUE
https://raw.githubusercontent.com/mrc-ide/global-lmic-reports/master/AFG/projections.csv | 2021-04-07 | deaths | 2.79 | 2.96 | 3.21 | 3.18 | 3.34 | 3.72 | Additional 50% Reduction | Afghanistan | AFG | 2022-01-02 | v8 | TRUE
https://raw.githubusercontent.com/mrc-ide/global-lmic-reports/master/AFG/projections.csv | 2021-04-07 | hospital_demand | 121.99 | 130.12 | 140.77 | 139.77 | 147.75 | 162.61 | Additional 50% Reduction | Afghanistan | AFG | 2022-01-02 | v8 | TRUE
https://raw.githubusercontent.com/mrc-ide/global-lmic-reports/master/AFG/projections.csv | 2021-04-07 | ICU_demand | 45.21 | 48.09 | 51.98 | 51.51 | 54.26 | 60.09 | Additional 50% Reduction | Afghanistan | AFG | 2022-01-02 | v8 | TRUE
https://raw.githubusercontent.com/mrc-ide/global-lmic-reports/master/AFG/projections.csv | 2021-04-07 | hospital_incidence | 15.44 | 16.5 | 17.5 | 17.66 | 18.58 | 20.35 | Additional 50% Reduction | Afghanistan | AFG | 2022-01-02 | v8 | TRUE
https://raw.githubusercontent.com/mrc-ide/global-lmic-reports/master/AFG/projections.csv | 2021-04-07 | ICU_incidence | 4.53 | 4.85 | 5.14 | 5.19 | 5.46 | 5.98 | Additional 50% Reduction | Afghanistan | AFG | 2022-01-02 | v8 | TRUE
https://raw.githubusercontent.com/mrc-ide/global-lmic-reports/master/AFG/projections.csv | 2021-04-07 | prevalence | 13500.42 | 14369.35 | 15183.09 | 15370.58 | 16351.84 | 17684.85 | Additional 50% Reduction | Afghanistan | AFG | 2022-01-02 | v8 | TRUE
https://raw.githubusercontent.com/mrc-ide/global-lmic-reports/master/AFG/projections.csv | 2021-04-07 | cumulative_infections | 1089713.25 | 1125746.09 | 1160820.87 | 1163849.88 | 1184271.77 | 1284967.19 | Additional 50% Reduction | Afghanistan | AFG | 2022-01-02 | v8 | TRUE
https://raw.githubusercontent.com/mrc-ide/global-lmic-reports/master/AFG/projections.csv | 2021-04-07 | cumulative_deaths | 2278.86 | 2370.75 | 2451.4 | 2457.11 | 2501.06 | 2735.3 | Additional 50% Reduction | Afghanistan | AFG | 2022-01-02 | v8 | TRUE
https://raw.githubusercontent.com/mrc-ide/global-lmic-reports/master/AFG/projections.csv | 2021-04-07 | Rt | 1.15 | 1.17 | 1.18 | 1.18 | 1.2 | 1.22 | Additional 50% Reduction | Afghanistan | AFG | 2022-01-02 | v8 | TRUE
https://raw.githubusercontent.com/mrc-ide/global-lmic-reports/master/AFG/projections.csv | 2021-04-07 | Reff | 1.11 | 1.13 | 1.14 | 1.14 | 1.16 | 1.18 | Additional 50% Reduction | Afghanistan | AFG | 2022-01-02 | v8 | TRUE
https://raw.githubusercontent.com/mrc-ide/global-lmic-reports/master/AFG/projections.csv | 2021-04-07 | infections | 2156.72 | 2313.72 | 2443.61 | 2452.43 | 2593.57 | 2824.21 | Maintain Status Quo | Afghanistan | AFG | 2022-01-02 | v8 | TRUE
https://raw.githubusercontent.com/mrc-ide/global-lmic-reports/master/AFG/projections.csv | 2021-04-07 | deaths | 2.79 | 2.96 | 3.21 | 3.18 | 3.34 | 3.72 | Maintain Status Quo | Afghanistan | AFG | 2022-01-02 | v8 | TRUE
https://raw.githubusercontent.com/mrc-ide/global-lmic-reports/master/AFG/projections.csv | 2021-04-07 | hospital_demand | 121.99 | 130.12 | 140.77 | 139.77 | 147.75 | 162.61 | Maintain Status Quo | Afghanistan | AFG | 2022-01-02 | v8 | TRUE
https://raw.githubusercontent.com/mrc-ide/global-lmic-reports/master/AFG/projections.csv | 2021-04-07 | ICU_demand | 45.21 | 48.09 | 51.98 | 51.51 | 54.26 | 60.09 | Maintain Status Quo | Afghanistan | AFG | 2022-01-02 | v8 | TRUE
https://raw.githubusercontent.com/mrc-ide/global-lmic-reports/master/AFG/projections.csv | 2021-04-07 | hospital_incidence | 15.44 | 16.5 | 17.5 | 17.66 | 18.58 | 20.35 | Maintain Status Quo | Afghanistan | AFG | 2022-01-02 | v8 | TRUE
https://raw.githubusercontent.com/mrc-ide/global-lmic-reports/master/AFG/projections.csv | 2021-04-07 | ICU_incidence | 4.53 | 4.85 | 5.14 | 5.19 | 5.46 | 5.98 | Maintain Status Quo | Afghanistan | AFG | 2022-01-02 | v8 | TRUE
https://raw.githubusercontent.com/mrc-ide/global-lmic-reports/master/AFG/projections.csv | 2021-04-07 | prevalence | 13500.42 | 14369.35 | 15183.09 | 15370.58 | 16351.84 | 17684.85 | Maintain Status Quo | Afghanistan | AFG | 2022-01-02 | v8 | TRUE
https://raw.githubusercontent.com/mrc-ide/global-lmic-reports/master/AFG/projections.csv | 2021-04-07 | cumulative_infections | 1089713.25 | 1125746.09 | 1160820.87 | 1163849.88 | 1184271.77 | 1284967.19 | Maintain Status Quo | Afghanistan | AFG | 2022-01-02 | v8 | TRUE
https://raw.githubusercontent.com/mrc-ide/global-lmic-reports/master/AFG/projections.csv | 2021-04-07 | cumulative_deaths | 2278.86 | 2370.75 | 2451.4 | 2457.11 | 2501.06 | 2735.3 | Maintain Status Quo | Afghanistan | AFG | 2022-01-02 | v8 | TRUE
https://raw.githubusercontent.com/mrc-ide/global-lmic-reports/master/AFG/projections.csv | 2021-04-07 | Rt | 1.15 | 1.17 | 1.18 | 1.18 | 1.2 | 1.22 | Maintain Status Quo | Afghanistan | AFG | 2022-01-02 | v8 | TRUE
https://raw.githubusercontent.com/mrc-ide/global-lmic-reports/master/AFG/projections.csv | 2021-04-07 | Reff | 1.11 | 1.13 | 1.14 | 1.14 | 1.16 | 1.18 | Maintain Status Quo | Afghanistan | AFG | 2022-01-02 | v8 | TRUE
https://raw.githubusercontent.com/mrc-ide/global-lmic-reports/master/AFG/projections.csv | 2021-04-07 | infections | 2156.72 | 2313.72 | 2443.61 | 2452.43 | 2593.57 | 2824.21 | Optimistic | Afghanistan | AFG | 2022-01-02 | v8 | TRUE
https://raw.githubusercontent.com/mrc-ide/global-lmic-reports/master/AFG/projections.csv | 2021-04-07 | deaths | 2.79 | 2.96 | 3.21 | 3.18 | 3.34 | 3.72 | Optimistic | Afghanistan | AFG | 2022-01-02 | v8 | TRUE
https://raw.githubusercontent.com/mrc-ide/global-lmic-reports/master/AFG/projections.csv | 2021-04-07 | hospital_demand | 121.99 | 130.12 | 140.77 | 139.77 | 147.75 | 162.61 | Optimistic | Afghanistan | AFG | 2022-01-02 | v8 | TRUE
https://raw.githubusercontent.com/mrc-ide/global-lmic-reports/master/AFG/projections.csv | 2021-04-07 | ICU_demand | 45.21 | 48.09 | 51.98 | 51.51 | 54.26 | 60.09 | Optimistic | Afghanistan | AFG | 2022-01-02 | v8 | TRUE
https://raw.githubusercontent.com/mrc-ide/global-lmic-reports/master/AFG/projections.csv | 2021-04-07 | hospital_incidence | 15.44 | 16.5 | 17.5 | 17.66 | 18.58 | 20.35 | Optimistic | Afghanistan | AFG | 2022-01-02 | v8 | TRUE
https://raw.githubusercontent.com/mrc-ide/global-lmic-reports/master/AFG/projections.csv | 2021-04-07 | ICU_incidence | 4.53 | 4.85 | 5.14 | 5.19 | 5.46 | 5.98 | Optimistic | Afghanistan | AFG | 2022-01-02 | v8 | TRUE
https://raw.githubusercontent.com/mrc-ide/global-lmic-reports/master/AFG/projections.csv | 2021-04-07 | prevalence | 13500.42 | 14369.35 | 15183.09 | 15370.58 | 16351.84 | 17684.85 | Optimistic | Afghanistan | AFG | 2022-01-02 | v8 | TRUE
https://raw.githubusercontent.com/mrc-ide/global-lmic-reports/master/AFG/projections.csv | 2021-04-07 | cumulative_infections | 1089713.25 | 1125746.09 | 1160820.87 | 1163849.88 | 1184271.77 | 1284967.19 | Optimistic | Afghanistan | AFG | 2022-01-02 | v8 | TRUE
https://raw.githubusercontent.com/mrc-ide/global-lmic-reports/master/AFG/projections.csv | 2021-04-07 | cumulative_deaths | 2278.86 | 2370.75 | 2451.4 | 2457.11 | 2501.06 | 2735.3 | Optimistic | Afghanistan | AFG | 2022-01-02 | v8 | TRUE
https://raw.githubusercontent.com/mrc-ide/global-lmic-reports/master/AFG/projections.csv | 2021-04-07 | Rt | 1.15 | 1.17 | 1.18 | 1.18 | 1.2 | 1.22 | Optimistic | Afghanistan | AFG | 2022-01-02 | v8 | TRUE
https://raw.githubusercontent.com/mrc-ide/global-lmic-reports/master/AFG/projections.csv | 2021-04-07 | Reff | 1.11 | 1.13 | 1.14 | 1.14 | 1.16 | 1.18 | Optimistic | Afghanistan | AFG | 2022-01-02 | v8 | TRUE
https://raw.githubusercontent.com/mrc-ide/global-lmic-reports/master/AFG/projections.csv | 2021-04-07 | infections | 2156.72 | 2313.72 | 2443.61 | 2452.43 | 2593.57 | 2824.21 | Pessimistic | Afghanistan | AFG | 2022-01-02 | v8 | TRUE
https://raw.githubusercontent.com/mrc-ide/global-lmic-reports/master/AFG/projections.csv | 2021-04-07 | deaths | 2.79 | 2.96 | 3.21 | 3.18 | 3.34 | 3.72 | Pessimistic | Afghanistan | AFG | 2022-01-02 | v8 | TRUE
https://raw.githubusercontent.com/mrc-ide/global-lmic-reports/master/AFG/projections.csv | 2021-04-07 | hospital_demand | 121.99 | 130.12 | 140.77 | 139.77 | 147.75 | 162.61 | Pessimistic | Afghanistan | AFG | 2022-01-02 | v8 | TRUE
https://raw.githubusercontent.com/mrc-ide/global-lmic-reports/master/AFG/projections.csv | 2021-04-07 | ICU_demand | 45.21 | 48.09 | 51.98 | 51.51 | 54.26 | 60.09 | Pessimistic | Afghanistan | AFG | 2022-01-02 | v8 | TRUE
https://raw.githubusercontent.com/mrc-ide/global-lmic-reports/master/AFG/projections.csv | 2021-04-07 | hospital_incidence | 15.44 | 16.5 | 17.5 | 17.66 | 18.58 | 20.35 | Pessimistic | Afghanistan | AFG | 2022-01-02 | v8 | TRUE
https://raw.githubusercontent.com/mrc-ide/global-lmic-reports/master/AFG/projections.csv | 2021-04-07 | ICU_incidence | 4.53 | 4.85 | 5.14 | 5.19 | 5.46 | 5.98 | Pessimistic | Afghanistan | AFG | 2022-01-02 | v8 | TRUE
https://raw.githubusercontent.com/mrc-ide/global-lmic-reports/master/AFG/projections.csv | 2021-04-07 | prevalence | 13500.42 | 14369.35 | 15183.09 | 15370.58 | 16351.84 | 17684.85 | Pessimistic | Afghanistan | AFG | 2022-01-02 | v8 | TRUE
https://raw.githubusercontent.com/mrc-ide/global-lmic-reports/master/AFG/projections.csv | 2021-04-07 | cumulative_infections | 1089713.25 | 1125746.09 | 1160820.87 | 1163849.88 | 1184271.77 | 1284967.19 | Pessimistic | Afghanistan | AFG | 2022-01-02 | v8 | TRUE
https://raw.githubusercontent.com/mrc-ide/global-lmic-reports/master/AFG/projections.csv | 2021-04-07 | cumulative_deaths | 2278.86 | 2370.75 | 2451.4 | 2457.11 | 2501.06 | 2735.3 | Pessimistic | Afghanistan | AFG | 2022-01-02 | v8 | TRUE
https://raw.githubusercontent.com/mrc-ide/global-lmic-reports/master/AFG/projections.csv | 2021-04-07 | Rt | 1.15 | 1.17 | 1.18 | 1.18 | 1.2 | 1.22 | Pessimistic | Afghanistan | AFG | 2022-01-02 | v8 | TRUE
https://raw.githubusercontent.com/mrc-ide/global-lmic-reports/master/AFG/projections.csv | 2021-04-07 | Reff | 1.11 | 1.13 | 1.14 | 1.14 | 1.16 | 1.18 | Pessimistic | Afghanistan | AFG | 2022-01-02 | v8 | TRUE
https://raw.githubusercontent.com/mrc-ide/global-lmic-reports/master/AFG/projections.csv | 2021-04-07 | infections | 2156.72 | 2313.72 | 2443.61 | 2452.43 | 2593.57 | 2824.21 | Relax Interventions 50% | Afghanistan | AFG | 2022-01-02 | v8 | TRUE
https://raw.githubusercontent.com/mrc-ide/global-lmic-reports/master/AFG/projections.csv | 2021-04-07 | deaths | 2.79 | 2.96 | 3.21 | 3.18 | 3.34 | 3.72 | Relax Interventions 50% | Afghanistan | AFG | 2022-01-02 | v8 | TRUE
https://raw.githubusercontent.com/mrc-ide/global-lmic-reports/master/AFG/projections.csv | 2021-04-07 | hospital_demand | 121.99 | 130.12 | 140.77 | 139.77 | 147.75 | 162.61 | Relax Interventions 50% | Afghanistan | AFG | 2022-01-02 | v8 | TRUE
https://raw.githubusercontent.com/mrc-ide/global-lmic-reports/master/AFG/projections.csv | 2021-04-07 | ICU_demand | 45.21 | 48.09 | 51.98 | 51.51 | 54.26 | 60.09 | Relax Interventions 50% | Afghanistan | AFG | 2022-01-02 | v8 | TRUE
https://raw.githubusercontent.com/mrc-ide/global-lmic-reports/master/AFG/projections.csv | 2021-04-07 | hospital_incidence | 15.44 | 16.5 | 17.5 | 17.66 | 18.58 | 20.35 | Relax Interventions 50% | Afghanistan | AFG | 2022-01-02 | v8 | TRUE
https://raw.githubusercontent.com/mrc-ide/global-lmic-reports/master/AFG/projections.csv | 2021-04-07 | ICU_incidence | 4.53 | 4.85 | 5.14 | 5.19 | 5.46 | 5.98 | Relax Interventions 50% | Afghanistan | AFG | 2022-01-02 | v8 | TRUE
https://raw.githubusercontent.com/mrc-ide/global-lmic-reports/master/AFG/projections.csv | 2021-04-07 | prevalence | 13500.42 | 14369.35 | 15183.09 | 15370.58 | 16351.84 | 17684.85 | Relax Interventions 50% | Afghanistan | AFG | 2022-01-02 | v8 | TRUE
https://raw.githubusercontent.com/mrc-ide/global-lmic-reports/master/AFG/projections.csv | 2021-04-07 | cumulative_infections | 1089713.25 | 1125746.09 | 1160820.87 | 1163849.88 | 1184271.77 | 1284967.19 | Relax Interventions 50% | Afghanistan | AFG | 2022-01-02 | v8 | TRUE
https://raw.githubusercontent.com/mrc-ide/global-lmic-reports/master/AFG/projections.csv | 2021-04-07 | cumulative_deaths | 2278.86 | 2370.75 | 2451.4 | 2457.11 | 2501.06 | 2735.3 | Relax Interventions 50% | Afghanistan | AFG | 2022-01-02 | v8 | TRUE
https://raw.githubusercontent.com/mrc-ide/global-lmic-reports/master/AFG/projections.csv | 2021-04-07 | Rt | 1.15 | 1.17 | 1.18 | 1.18 | 1.2 | 1.22 | Relax Interventions 50% | Afghanistan | AFG | 2022-01-02 | v8 | TRUE
https://raw.githubusercontent.com/mrc-ide/global-lmic-reports/master/AFG/projections.csv | 2021-04-07 | Reff | 1.11 | 1.13 | 1.14 | 1.14 | 1.16 | 1.18 | Relax Interventions 50% | Afghanistan | AFG | 2022-01-02 | v8 | TRUE
https://raw.githubusercontent.com/mrc-ide/global-lmic-reports/master/AFG/projections.csv | 2021-04-07 | infections | 2170.75 | 2357.54 | 2479.69 | 2474.63 | 2598.28 | 2858.51 | Surged Additional 50% Reduction | Afghanistan | AFG | 2022-01-02 | v8 | TRUE
https://raw.githubusercontent.com/mrc-ide/global-lmic-reports/master/AFG/projections.csv | 2021-04-07 | deaths | 2.86 | 3.04 | 3.19 | 3.19 | 3.33 | 3.63 | Surged Additional 50% Reduction | Afghanistan | AFG | 2022-01-02 | v8 | TRUE
https://raw.githubusercontent.com/mrc-ide/global-lmic-reports/master/AFG/projections.csv | 2021-04-07 | hospital_demand | 124.43 | 133.82 | 140.32 | 140.51 | 146.93 | 158.92 | Surged Additional 50% Reduction | Afghanistan | AFG | 2022-01-02 | v8 | TRUE
https://raw.githubusercontent.com/mrc-ide/global-lmic-reports/master/AFG/projections.csv | 2021-04-07 | ICU_demand | 46.18 | 49.37 | 51.8 | 51.75 | 54.02 | 58.56 | Surged Additional 50% Reduction | Afghanistan | AFG | 2022-01-02 | v8 | TRUE
https://raw.githubusercontent.com/mrc-ide/global-lmic-reports/master/AFG/projections.csv | 2021-04-07 | hospital_incidence | 15.58 | 16.95 | 17.81 | 17.78 | 18.49 | 19.85 | Surged Additional 50% Reduction | Afghanistan | AFG | 2022-01-02 | v8 | TRUE
https://raw.githubusercontent.com/mrc-ide/global-lmic-reports/master/AFG/projections.csv | 2021-04-07 | ICU_incidence | 4.58 | 4.98 | 5.23 | 5.22 | 5.43 | 5.83 | Surged Additional 50% Reduction | Afghanistan | AFG | 2022-01-02 | v8 | TRUE
https://raw.githubusercontent.com/mrc-ide/global-lmic-reports/master/AFG/projections.csv | 2021-04-07 | prevalence | 13588.24 | 14792.96 | 15513 | 15498.5 | 16210.37 | 17526.47 | Surged Additional 50% Reduction | Afghanistan | AFG | 2022-01-02 | v8 | TRUE
https://raw.githubusercontent.com/mrc-ide/global-lmic-reports/master/AFG/projections.csv | 2021-04-07 | cumulative_infections | 1082757.67 | 1123901.76 | 1152673.91 | 1152657.65 | 1181782.69 | 1233878.88 | Surged Additional 50% Reduction | Afghanistan | AFG | 2022-01-02 | v8 | TRUE
https://raw.githubusercontent.com/mrc-ide/global-lmic-reports/master/AFG/projections.csv | 2021-04-07 | cumulative_deaths | 2263.03 | 2358.06 | 2420.99 | 2418.6 | 2479.95 | 2592.17 | Surged Additional 50% Reduction | Afghanistan | AFG | 2022-01-02 | v8 | TRUE
https://raw.githubusercontent.com/mrc-ide/global-lmic-reports/master/AFG/projections.csv | 2021-04-07 | Rt | 1.13 | 1.17 | 1.19 | 1.18 | 1.19 | 1.23 | Surged Additional 50% Reduction | Afghanistan | AFG | 2022-01-02 | v8 | TRUE
https://raw.githubusercontent.com/mrc-ide/global-lmic-reports/master/AFG/projections.csv | 2021-04-07 | Reff | 1.1 | 1.13 | 1.15 | 1.15 | 1.16 | 1.2 | Surged Additional 50% Reduction | Afghanistan | AFG | 2022-01-02 | v8 | TRUE
https://raw.githubusercontent.com/mrc-ide/global-lmic-reports/master/AFG/projections.csv | 2021-04-07 | infections | 2170.75 | 2357.54 | 2479.69 | 2474.63 | 2598.28 | 2858.51 | Surged Maintain Status Quo | Afghanistan | AFG | 2022-01-02 | v8 | TRUE
https://raw.githubusercontent.com/mrc-ide/global-lmic-reports/master/AFG/projections.csv | 2021-04-07 | deaths | 2.86 | 3.04 | 3.19 | 3.19 | 3.33 | 3.63 | Surged Maintain Status Quo | Afghanistan | AFG | 2022-01-02 | v8 | TRUE
https://raw.githubusercontent.com/mrc-ide/global-lmic-reports/master/AFG/projections.csv | 2021-04-07 | hospital_demand | 124.43 | 133.82 | 140.32 | 140.51 | 146.93 | 158.92 | Surged Maintain Status Quo | Afghanistan | AFG | 2022-01-02 | v8 | TRUE
https://raw.githubusercontent.com/mrc-ide/global-lmic-reports/master/AFG/projections.csv | 2021-04-07 | ICU_demand | 46.18 | 49.37 | 51.8 | 51.75 | 54.02 | 58.56 | Surged Maintain Status Quo | Afghanistan | AFG | 2022-01-02 | v8 | TRUE
https://raw.githubusercontent.com/mrc-ide/global-lmic-reports/master/AFG/projections.csv | 2021-04-07 | hospital_incidence | 15.58 | 16.95 | 17.81 | 17.78 | 18.49 | 19.85 | Surged Maintain Status Quo | Afghanistan | AFG | 2022-01-02 | v8 | TRUE
https://raw.githubusercontent.com/mrc-ide/global-lmic-reports/master/AFG/projections.csv | 2021-04-07 | ICU_incidence | 4.58 | 4.98 | 5.23 | 5.22 | 5.43 | 5.83 | Surged Maintain Status Quo | Afghanistan | AFG | 2022-01-02 | v8 | TRUE
https://raw.githubusercontent.com/mrc-ide/global-lmic-reports/master/AFG/projections.csv | 2021-04-07 | prevalence | 13588.24 | 14792.96 | 15513 | 15498.5 | 16210.37 | 17526.47 | Surged Maintain Status Quo | Afghanistan | AFG | 2022-01-02 | v8 | TRUE
https://raw.githubusercontent.com/mrc-ide/global-lmic-reports/master/AFG/projections.csv | 2021-04-07 | cumulative_infections | 1082757.67 | 1123901.76 | 1152673.91 | 1152657.65 | 1181782.69 | 1233878.88 | Surged Maintain Status Quo | Afghanistan | AFG | 2022-01-02 | v8 | TRUE
https://raw.githubusercontent.com/mrc-ide/global-lmic-reports/master/AFG/projections.csv | 2021-04-07 | cumulative_deaths | 2263.03 | 2358.06 | 2420.99 | 2418.6 | 2479.95 | 2592.17 | Surged Maintain Status Quo | Afghanistan | AFG | 2022-01-02 | v8 | TRUE
https://raw.githubusercontent.com/mrc-ide/global-lmic-reports/master/AFG/projections.csv | 2021-04-07 | Rt | 1.13 | 1.17 | 1.19 | 1.18 | 1.19 | 1.23 | Surged Maintain Status Quo | Afghanistan | AFG | 2022-01-02 | v8 | TRUE
https://raw.githubusercontent.com/mrc-ide/global-lmic-reports/master/AFG/projections.csv | 2021-04-07 | Reff | 1.1 | 1.13 | 1.15 | 1.15 | 1.16 | 1.2 | Surged Maintain Status Quo | Afghanistan | AFG | 2022-01-02 | v8 | TRUE
https://raw.githubusercontent.com/mrc-ide/global-lmic-reports/master/AFG/projections.csv | 2021-04-07 | infections | 2170.75 | 2357.54 | 2479.69 | 2474.63 | 2598.28 | 2858.51 | Surged Optimistic | Afghanistan | AFG | 2022-01-02 | v8 | TRUE
https://raw.githubusercontent.com/mrc-ide/global-lmic-reports/master/AFG/projections.csv | 2021-04-07 | deaths | 2.86 | 3.04 | 3.19 | 3.19 | 3.33 | 3.63 | Surged Optimistic | Afghanistan | AFG | 2022-01-02 | v8 | TRUE
https://raw.githubusercontent.com/mrc-ide/global-lmic-reports/master/AFG/projections.csv | 2021-04-07 | hospital_demand | 124.43 | 133.82 | 140.32 | 140.51 | 146.93 | 158.92 | Surged Optimistic | Afghanistan | AFG | 2022-01-02 | v8 | TRUE
https://raw.githubusercontent.com/mrc-ide/global-lmic-reports/master/AFG/projections.csv | 2021-04-07 | ICU_demand | 46.18 | 49.37 | 51.8 | 51.75 | 54.02 | 58.56 | Surged Optimistic | Afghanistan | AFG | 2022-01-02 | v8 | TRUE
https://raw.githubusercontent.com/mrc-ide/global-lmic-reports/master/AFG/projections.csv | 2021-04-07 | hospital_incidence | 15.58 | 16.95 | 17.81 | 17.78 | 18.49 | 19.85 | Surged Optimistic | Afghanistan | AFG | 2022-01-02 | v8 | TRUE
https://raw.githubusercontent.com/mrc-ide/global-lmic-reports/master/AFG/projections.csv | 2021-04-07 | ICU_incidence | 4.58 | 4.98 | 5.23 | 5.22 | 5.43 | 5.83 | Surged Optimistic | Afghanistan | AFG | 2022-01-02 | v8 | TRUE
https://raw.githubusercontent.com/mrc-ide/global-lmic-reports/master/AFG/projections.csv | 2021-04-07 | prevalence | 13588.24 | 14792.96 | 15513 | 15498.5 | 16210.37 | 17526.47 | Surged Optimistic | Afghanistan | AFG | 2022-01-02 | v8 | TRUE
https://raw.githubusercontent.com/mrc-ide/global-lmic-reports/master/AFG/projections.csv | 2021-04-07 | cumulative_infections | 1082757.67 | 1123901.76 | 1152673.91 | 1152657.65 | 1181782.69 | 1233878.88 | Surged Optimistic | Afghanistan | AFG | 2022-01-02 | v8 | TRUE
https://raw.githubusercontent.com/mrc-ide/global-lmic-reports/master/AFG/projections.csv | 2021-04-07 | cumulative_deaths | 2263.03 | 2358.06 | 2420.99 | 2418.6 | 2479.95 | 2592.17 | Surged Optimistic | Afghanistan | AFG | 2022-01-02 | v8 | TRUE
https://raw.githubusercontent.com/mrc-ide/global-lmic-reports/master/AFG/projections.csv | 2021-04-07 | Rt | 1.13 | 1.17 | 1.19 | 1.18 | 1.19 | 1.23 | Surged Optimistic | Afghanistan | AFG | 2022-01-02 | v8 | TRUE
https://raw.githubusercontent.com/mrc-ide/global-lmic-reports/master/AFG/projections.csv | 2021-04-07 | Reff | 1.1 | 1.13 | 1.15 | 1.15 | 1.16 | 1.2 | Surged Optimistic | Afghanistan | AFG | 2022-01-02 | v8 | TRUE
https://raw.githubusercontent.com/mrc-ide/global-lmic-reports/master/AFG/projections.csv | 2021-04-07 | infections | 2170.75 | 2357.54 | 2479.69 | 2474.63 | 2598.28 | 2858.51 | Surged Pessimistic | Afghanistan | AFG | 2022-01-02 | v8 | TRUE
https://raw.githubusercontent.com/mrc-ide/global-lmic-reports/master/AFG/projections.csv | 2021-04-07 | deaths | 2.86 | 3.04 | 3.19 | 3.19 | 3.33 | 3.63 | Surged Pessimistic | Afghanistan | AFG | 2022-01-02 | v8 | TRUE
https://raw.githubusercontent.com/mrc-ide/global-lmic-reports/master/AFG/projections.csv | 2021-04-07 | hospital_demand | 124.43 | 133.82 | 140.32 | 140.51 | 146.93 | 158.92 | Surged Pessimistic | Afghanistan | AFG | 2022-01-02 | v8 | TRUE
https://raw.githubusercontent.com/mrc-ide/global-lmic-reports/master/AFG/projections.csv | 2021-04-07 | ICU_demand | 46.18 | 49.37 | 51.8 | 51.75 | 54.02 | 58.56 | Surged Pessimistic | Afghanistan | AFG | 2022-01-02 | v8 | TRUE
https://raw.githubusercontent.com/mrc-ide/global-lmic-reports/master/AFG/projections.csv | 2021-04-07 | hospital_incidence | 15.58 | 16.95 | 17.81 | 17.78 | 18.49 | 19.85 | Surged Pessimistic | Afghanistan | AFG | 2022-01-02 | v8 | TRUE
https://raw.githubusercontent.com/mrc-ide/global-lmic-reports/master/AFG/projections.csv | 2021-04-07 | ICU_incidence | 4.58 | 4.98 | 5.23 | 5.22 | 5.43 | 5.83 | Surged Pessimistic | Afghanistan | AFG | 2022-01-02 | v8 | TRUE
https://raw.githubusercontent.com/mrc-ide/global-lmic-reports/master/AFG/projections.csv | 2021-04-07 | prevalence | 13588.24 | 14792.96 | 15513 | 15498.5 | 16210.37 | 17526.47 | Surged Pessimistic | Afghanistan | AFG | 2022-01-02 | v8 | TRUE
https://raw.githubusercontent.com/mrc-ide/global-lmic-reports/master/AFG/projections.csv | 2021-04-07 | cumulative_infections | 1082757.67 | 1123901.76 | 1152673.91 | 1152657.65 | 1181782.69 | 1233878.88 | Surged Pessimistic | Afghanistan | AFG | 2022-01-02 | v8 | TRUE
https://raw.githubusercontent.com/mrc-ide/global-lmic-reports/master/AFG/projections.csv | 2021-04-07 | cumulative_deaths | 2263.03 | 2358.06 | 2420.99 | 2418.6 | 2479.95 | 2592.17 | Surged Pessimistic | Afghanistan | AFG | 2022-01-02 | v8 | TRUE
https://raw.githubusercontent.com/mrc-ide/global-lmic-reports/master/AFG/projections.csv | 2021-04-07 | Rt | 1.13 | 1.17 | 1.19 | 1.18 | 1.19 | 1.23 | Surged Pessimistic | Afghanistan | AFG | 2022-01-02 | v8 | TRUE
https://raw.githubusercontent.com/mrc-ide/global-lmic-reports/master/AFG/projections.csv | 2021-04-07 | Reff | 1.1 | 1.13 | 1.15 | 1.15 | 1.16 | 1.2 | Surged Pessimistic | Afghanistan | AFG | 2022-01-02 | v8 | TRUE
https://raw.githubusercontent.com/mrc-ide/global-lmic-reports/master/AFG/projections.csv | 2021-04-07 | infections | 2170.75 | 2357.54 | 2479.69 | 2474.63 | 2598.28 | 2858.51 | Surged Relax Interventions 50% | Afghanistan | AFG | 2022-01-02 | v8 | TRUE
https://raw.githubusercontent.com/mrc-ide/global-lmic-reports/master/AFG/projections.csv | 2021-04-07 | deaths | 2.86 | 3.04 | 3.19 | 3.19 | 3.33 | 3.63 | Surged Relax Interventions 50% | Afghanistan | AFG | 2022-01-02 | v8 | TRUE
https://raw.githubusercontent.com/mrc-ide/global-lmic-reports/master/AFG/projections.csv | 2021-04-07 | hospital_demand | 124.43 | 133.82 | 140.32 | 140.51 | 146.93 | 158.92 | Surged Relax Interventions 50% | Afghanistan | AFG | 2022-01-02 | v8 | TRUE
https://raw.githubusercontent.com/mrc-ide/global-lmic-reports/master/AFG/projections.csv | 2021-04-07 | ICU_demand | 46.18 | 49.37 | 51.8 | 51.75 | 54.02 | 58.56 | Surged Relax Interventions 50% | Afghanistan | AFG | 2022-01-02 | v8 | TRUE
https://raw.githubusercontent.com/mrc-ide/global-lmic-reports/master/AFG/projections.csv | 2021-04-07 | hospital_incidence | 15.58 | 16.95 | 17.81 | 17.78 | 18.49 | 19.85 | Surged Relax Interventions 50% | Afghanistan | AFG | 2022-01-02 | v8 | TRUE
https://raw.githubusercontent.com/mrc-ide/global-lmic-reports/master/AFG/projections.csv | 2021-04-07 | ICU_incidence | 4.58 | 4.98 | 5.23 | 5.22 | 5.43 | 5.83 | Surged Relax Interventions 50% | Afghanistan | AFG | 2022-01-02 | v8 | TRUE
https://raw.githubusercontent.com/mrc-ide/global-lmic-reports/master/AFG/projections.csv | 2021-04-07 | prevalence | 13588.24 | 14792.96 | 15513 | 15498.5 | 16210.37 | 17526.47 | Surged Relax Interventions 50% | Afghanistan | AFG | 2022-01-02 | v8 | TRUE
https://raw.githubusercontent.com/mrc-ide/global-lmic-reports/master/AFG/projections.csv | 2021-04-07 | cumulative_infections | 1082757.67 | 1123901.76 | 1152673.91 | 1152657.65 | 1181782.69 | 1233878.88 | Surged Relax Interventions 50% | Afghanistan | AFG | 2022-01-02 | v8 | TRUE
https://raw.githubusercontent.com/mrc-ide/global-lmic-reports/master/AFG/projections.csv | 2021-04-07 | cumulative_deaths | 2263.03 | 2358.06 | 2420.99 | 2418.6 | 2479.95 | 2592.17 | Surged Relax Interventions 50% | Afghanistan | AFG | 2022-01-02 | v8 | TRUE
https://raw.githubusercontent.com/mrc-ide/global-lmic-reports/master/AFG/projections.csv | 2021-04-07 | Rt | 1.13 | 1.17 | 1.19 | 1.18 | 1.19 | 1.23 | Surged Relax Interventions 50% | Afghanistan | AFG | 2022-01-02 | v8 | TRUE
https://raw.githubusercontent.com/mrc-ide/global-lmic-reports/master/AFG/projections.csv | 2021-04-07 | Reff | 1.1 | 1.13 | 1.15 | 1.15 | 1.16 | 1.2 | Surged Relax Interventions 50% | Afghanistan | AFG | 2022-01-02 | v8 | TRUE
https://raw.githubusercontent.com/mrc-ide/global-lmic-reports/master/AFG/projections.csv | 2021-04-08 | infections | 2186.28 | 2355.71 | 2479.99 | 2488.78 | 2633.84 | 2861.59 | Additional 50% Reduction | Afghanistan | AFG | 2022-01-02 | v8 | TRUE
https://raw.githubusercontent.com/mrc-ide/global-lmic-reports/master/AFG/projections.csv | 2021-04-08 | deaths | 2.87 | 3.06 | 3.31 | 3.28 | 3.45 | 3.83 | Additional 50% Reduction | Afghanistan | AFG | 2022-01-02 | v8 | TRUE
https://raw.githubusercontent.com/mrc-ide/global-lmic-reports/master/AFG/projections.csv | 2021-04-08 | hospital_demand | 125.29 | 133.95 | 144.29 | 143.52 | 151.88 | 166.42 | Additional 50% Reduction | Afghanistan | AFG | 2022-01-02 | v8 | TRUE
https://raw.githubusercontent.com/mrc-ide/global-lmic-reports/master/AFG/projections.csv | 2021-04-08 | ICU_demand | 46.57 | 49.55 | 53.51 | 53.09 | 56 | 61.76 | Additional 50% Reduction | Afghanistan | AFG | 2022-01-02 | v8 | TRUE
https://raw.githubusercontent.com/mrc-ide/global-lmic-reports/master/AFG/projections.csv | 2021-04-08 | hospital_incidence | 15.74 | 16.84 | 17.78 | 17.97 | 18.92 | 20.67 | Additional 50% Reduction | Afghanistan | AFG | 2022-01-02 | v8 | TRUE
https://raw.githubusercontent.com/mrc-ide/global-lmic-reports/master/AFG/projections.csv | 2021-04-08 | ICU_incidence | 4.63 | 4.95 | 5.23 | 5.29 | 5.57 | 6.08 | Additional 50% Reduction | Afghanistan | AFG | 2022-01-02 | v8 | TRUE
https://raw.githubusercontent.com/mrc-ide/global-lmic-reports/master/AFG/projections.csv | 2021-04-08 | prevalence | 13792.98 | 14694.27 | 15504.79 | 15688.98 | 16687.89 | 18056.42 | Additional 50% Reduction | Afghanistan | AFG | 2022-01-02 | v8 | TRUE
https://raw.githubusercontent.com/mrc-ide/global-lmic-reports/master/AFG/projections.csv | 2021-04-08 | cumulative_infections | 1092270.97 | 1128388.47 | 1163230.98 | 1166338.66 | 1186844.39 | 1287719.34 | Additional 50% Reduction | Afghanistan | AFG | 2022-01-02 | v8 | TRUE
https://raw.githubusercontent.com/mrc-ide/global-lmic-reports/master/AFG/projections.csv | 2021-04-08 | cumulative_deaths | 2282.32 | 2374.04 | 2454.73 | 2460.39 | 2504.58 | 2738.87 | Additional 50% Reduction | Afghanistan | AFG | 2022-01-02 | v8 | TRUE
https://raw.githubusercontent.com/mrc-ide/global-lmic-reports/master/AFG/projections.csv | 2021-04-08 | Rt | 1.12 | 1.14 | 1.16 | 1.16 | 1.17 | 1.19 | Additional 50% Reduction | Afghanistan | AFG | 2022-01-02 | v8 | TRUE
https://raw.githubusercontent.com/mrc-ide/global-lmic-reports/master/AFG/projections.csv | 2021-04-08 | Reff | 1.08 | 1.11 | 1.12 | 1.12 | 1.14 | 1.16 | Additional 50% Reduction | Afghanistan | AFG | 2022-01-02 | v8 | TRUE
https://raw.githubusercontent.com/mrc-ide/global-lmic-reports/master/AFG/projections.csv | 2021-04-08 | infections | 2186.28 | 2355.71 | 2479.99 | 2488.78 | 2633.84 | 2861.59 | Maintain Status Quo | Afghanistan | AFG | 2022-01-02 | v8 | TRUE
https://raw.githubusercontent.com/mrc-ide/global-lmic-reports/master/AFG/projections.csv | 2021-04-08 | deaths | 2.87 | 3.06 | 3.31 | 3.28 | 3.45 | 3.83 | Maintain Status Quo | Afghanistan | AFG | 2022-01-02 | v8 | TRUE
https://raw.githubusercontent.com/mrc-ide/global-lmic-reports/master/AFG/projections.csv | 2021-04-08 | hospital_demand | 125.29 | 133.95 | 144.29 | 143.52 | 151.88 | 166.42 | Maintain Status Quo | Afghanistan | AFG | 2022-01-02 | v8 | TRUE
https://raw.githubusercontent.com/mrc-ide/global-lmic-reports/master/AFG/projections.csv | 2021-04-08 | ICU_demand | 46.57 | 49.55 | 53.51 | 53.09 | 56 | 61.76 | Maintain Status Quo | Afghanistan | AFG | 2022-01-02 | v8 | TRUE
https://raw.githubusercontent.com/mrc-ide/global-lmic-reports/master/AFG/projections.csv | 2021-04-08 | hospital_incidence | 15.74 | 16.84 | 17.78 | 17.97 | 18.92 | 20.67 | Maintain Status Quo | Afghanistan | AFG | 2022-01-02 | v8 | TRUE
https://raw.githubusercontent.com/mrc-ide/global-lmic-reports/master/AFG/projections.csv | 2021-04-08 | ICU_incidence | 4.63 | 4.95 | 5.23 | 5.29 | 5.57 | 6.08 | Maintain Status Quo | Afghanistan | AFG | 2022-01-02 | v8 | TRUE
https://raw.githubusercontent.com/mrc-ide/global-lmic-reports/master/AFG/projections.csv | 2021-04-08 | prevalence | 13792.98 | 14694.27 | 15504.79 | 15688.98 | 16687.89 | 18056.42 | Maintain Status Quo | Afghanistan | AFG | 2022-01-02 | v8 | TRUE
https://raw.githubusercontent.com/mrc-ide/global-lmic-reports/master/AFG/projections.csv | 2021-04-08 | cumulative_infections | 1092270.97 | 1128388.47 | 1163230.98 | 1166338.66 | 1186844.39 | 1287719.34 | Maintain Status Quo | Afghanistan | AFG | 2022-01-02 | v8 | TRUE
https://raw.githubusercontent.com/mrc-ide/global-lmic-reports/master/AFG/projections.csv | 2021-04-08 | cumulative_deaths | 2282.32 | 2374.04 | 2454.73 | 2460.39 | 2504.58 | 2738.87 | Maintain Status Quo | Afghanistan | AFG | 2022-01-02 | v8 | TRUE
https://raw.githubusercontent.com/mrc-ide/global-lmic-reports/master/AFG/projections.csv | 2021-04-08 | Rt | 1.12 | 1.14 | 1.16 | 1.16 | 1.17 | 1.19 | Maintain Status Quo | Afghanistan | AFG | 2022-01-02 | v8 | TRUE
https://raw.githubusercontent.com/mrc-ide/global-lmic-reports/master/AFG/projections.csv | 2021-04-08 | Reff | 1.08 | 1.11 | 1.12 | 1.12 | 1.14 | 1.16 | Maintain Status Quo | Afghanistan | AFG | 2022-01-02 | v8 | TRUE
https://raw.githubusercontent.com/mrc-ide/global-lmic-reports/master/AFG/projections.csv | 2021-04-08 | infections | 2186.28 | 2355.71 | 2479.99 | 2488.78 | 2633.84 | 2861.59 | Optimistic | Afghanistan | AFG | 2022-01-02 | v8 | TRUE
https://raw.githubusercontent.com/mrc-ide/global-lmic-reports/master/AFG/projections.csv | 2021-04-08 | deaths | 2.87 | 3.06 | 3.31 | 3.28 | 3.45 | 3.83 | Optimistic | Afghanistan | AFG | 2022-01-02 | v8 | TRUE
https://raw.githubusercontent.com/mrc-ide/global-lmic-reports/master/AFG/projections.csv | 2021-04-08 | hospital_demand | 125.29 | 133.95 | 144.29 | 143.52 | 151.88 | 166.42 | Optimistic | Afghanistan | AFG | 2022-01-02 | v8 | TRUE
https://raw.githubusercontent.com/mrc-ide/global-lmic-reports/master/AFG/projections.csv | 2021-04-08 | ICU_demand | 46.57 | 49.55 | 53.51 | 53.09 | 56 | 61.76 | Optimistic | Afghanistan | AFG | 2022-01-02 | v8 | TRUE
https://raw.githubusercontent.com/mrc-ide/global-lmic-reports/master/AFG/projections.csv | 2021-04-08 | hospital_incidence | 15.74 | 16.84 | 17.78 | 17.97 | 18.92 | 20.67 | Optimistic | Afghanistan | AFG | 2022-01-02 | v8 | TRUE
https://raw.githubusercontent.com/mrc-ide/global-lmic-reports/master/AFG/projections.csv | 2021-04-08 | ICU_incidence | 4.63 | 4.95 | 5.23 | 5.29 | 5.57 | 6.08 | Optimistic | Afghanistan | AFG | 2022-01-02 | v8 | TRUE
https://raw.githubusercontent.com/mrc-ide/global-lmic-reports/master/AFG/projections.csv | 2021-04-08 | prevalence | 13792.98 | 14694.27 | 15504.79 | 15688.98 | 16687.89 | 18056.42 | Optimistic | Afghanistan | AFG | 2022-01-02 | v8 | TRUE
https://raw.githubusercontent.com/mrc-ide/global-lmic-reports/master/AFG/projections.csv | 2021-04-08 | cumulative_infections | 1092270.97 | 1128388.47 | 1163230.98 | 1166338.66 | 1186844.39 | 1287719.34 | Optimistic | Afghanistan | AFG | 2022-01-02 | v8 | TRUE
https://raw.githubusercontent.com/mrc-ide/global-lmic-reports/master/AFG/projections.csv | 2021-04-08 | cumulative_deaths | 2282.32 | 2374.04 | 2454.73 | 2460.39 | 2504.58 | 2738.87 | Optimistic | Afghanistan | AFG | 2022-01-02 | v8 | TRUE
https://raw.githubusercontent.com/mrc-ide/global-lmic-reports/master/AFG/projections.csv | 2021-04-08 | Rt | 1.12 | 1.14 | 1.16 | 1.16 | 1.17 | 1.19 | Optimistic | Afghanistan | AFG | 2022-01-02 | v8 | TRUE
https://raw.githubusercontent.com/mrc-ide/global-lmic-reports/master/AFG/projections.csv | 2021-04-08 | Reff | 1.08 | 1.11 | 1.12 | 1.12 | 1.14 | 1.16 | Optimistic | Afghanistan | AFG | 2022-01-02 | v8 | TRUE
https://raw.githubusercontent.com/mrc-ide/global-lmic-reports/master/AFG/projections.csv | 2021-04-08 | infections | 2186.28 | 2355.71 | 2479.99 | 2488.78 | 2633.84 | 2861.59 | Pessimistic | Afghanistan | AFG | 2022-01-02 | v8 | TRUE
https://raw.githubusercontent.com/mrc-ide/global-lmic-reports/master/AFG/projections.csv | 2021-04-08 | deaths | 2.87 | 3.06 | 3.31 | 3.28 | 3.45 | 3.83 | Pessimistic | Afghanistan | AFG | 2022-01-02 | v8 | TRUE
https://raw.githubusercontent.com/mrc-ide/global-lmic-reports/master/AFG/projections.csv | 2021-04-08 | hospital_demand | 125.29 | 133.95 | 144.29 | 143.52 | 151.88 | 166.42 | Pessimistic | Afghanistan | AFG | 2022-01-02 | v8 | TRUE
https://raw.githubusercontent.com/mrc-ide/global-lmic-reports/master/AFG/projections.csv | 2021-04-08 | ICU_demand | 46.57 | 49.55 | 53.51 | 53.09 | 56 | 61.76 | Pessimistic | Afghanistan | AFG | 2022-01-02 | v8 | TRUE
https://raw.githubusercontent.com/mrc-ide/global-lmic-reports/master/AFG/projections.csv | 2021-04-08 | hospital_incidence | 15.74 | 16.84 | 17.78 | 17.97 | 18.92 | 20.67 | Pessimistic | Afghanistan | AFG | 2022-01-02 | v8 | TRUE
https://raw.githubusercontent.com/mrc-ide/global-lmic-reports/master/AFG/projections.csv | 2021-04-08 | ICU_incidence | 4.63 | 4.95 | 5.23 | 5.29 | 5.57 | 6.08 | Pessimistic | Afghanistan | AFG | 2022-01-02 | v8 | TRUE
https://raw.githubusercontent.com/mrc-ide/global-lmic-reports/master/AFG/projections.csv | 2021-04-08 | prevalence | 13792.98 | 14694.27 | 15504.79 | 15688.98 | 16687.89 | 18056.42 | Pessimistic | Afghanistan | AFG | 2022-01-02 | v8 | TRUE
https://raw.githubusercontent.com/mrc-ide/global-lmic-reports/master/AFG/projections.csv | 2021-04-08 | cumulative_infections | 1092270.97 | 1128388.47 | 1163230.98 | 1166338.66 | 1186844.39 | 1287719.34 | Pessimistic | Afghanistan | AFG | 2022-01-02 | v8 | TRUE
https://raw.githubusercontent.com/mrc-ide/global-lmic-reports/master/AFG/projections.csv | 2021-04-08 | cumulative_deaths | 2282.32 | 2374.04 | 2454.73 | 2460.39 | 2504.58 | 2738.87 | Pessimistic | Afghanistan | AFG | 2022-01-02 | v8 | TRUE
https://raw.githubusercontent.com/mrc-ide/global-lmic-reports/master/AFG/projections.csv | 2021-04-08 | Rt | 1.12 | 1.14 | 1.16 | 1.16 | 1.17 | 1.19 | Pessimistic | Afghanistan | AFG | 2022-01-02 | v8 | TRUE
https://raw.githubusercontent.com/mrc-ide/global-lmic-reports/master/AFG/projections.csv | 2021-04-08 | Reff | 1.08 | 1.11 | 1.12 | 1.12 | 1.14 | 1.16 | Pessimistic | Afghanistan | AFG | 2022-01-02 | v8 | TRUE
https://raw.githubusercontent.com/mrc-ide/global-lmic-reports/master/AFG/projections.csv | 2021-04-08 | infections | 2186.28 | 2355.71 | 2479.99 | 2488.78 | 2633.84 | 2861.59 | Relax Interventions 50% | Afghanistan | AFG | 2022-01-02 | v8 | TRUE
https://raw.githubusercontent.com/mrc-ide/global-lmic-reports/master/AFG/projections.csv | 2021-04-08 | deaths | 2.87 | 3.06 | 3.31 | 3.28 | 3.45 | 3.83 | Relax Interventions 50% | Afghanistan | AFG | 2022-01-02 | v8 | TRUE
https://raw.githubusercontent.com/mrc-ide/global-lmic-reports/master/AFG/projections.csv | 2021-04-08 | hospital_demand | 125.29 | 133.95 | 144.29 | 143.52 | 151.88 | 166.42 | Relax Interventions 50% | Afghanistan | AFG | 2022-01-02 | v8 | TRUE
https://raw.githubusercontent.com/mrc-ide/global-lmic-reports/master/AFG/projections.csv | 2021-04-08 | ICU_demand | 46.57 | 49.55 | 53.51 | 53.09 | 56 | 61.76 | Relax Interventions 50% | Afghanistan | AFG | 2022-01-02 | v8 | TRUE
https://raw.githubusercontent.com/mrc-ide/global-lmic-reports/master/AFG/projections.csv | 2021-04-08 | hospital_incidence | 15.74 | 16.84 | 17.78 | 17.97 | 18.92 | 20.67 | Relax Interventions 50% | Afghanistan | AFG | 2022-01-02 | v8 | TRUE
https://raw.githubusercontent.com/mrc-ide/global-lmic-reports/master/AFG/projections.csv | 2021-04-08 | ICU_incidence | 4.63 | 4.95 | 5.23 | 5.29 | 5.57 | 6.08 | Relax Interventions 50% | Afghanistan | AFG | 2022-01-02 | v8 | TRUE
https://raw.githubusercontent.com/mrc-ide/global-lmic-reports/master/AFG/projections.csv | 2021-04-08 | prevalence | 13792.98 | 14694.27 | 15504.79 | 15688.98 | 16687.89 | 18056.42 | Relax Interventions 50% | Afghanistan | AFG | 2022-01-02 | v8 | TRUE
https://raw.githubusercontent.com/mrc-ide/global-lmic-reports/master/AFG/projections.csv | 2021-04-08 | cumulative_infections | 1092270.97 | 1128388.47 | 1163230.98 | 1166338.66 | 1186844.39 | 1287719.34 | Relax Interventions 50% | Afghanistan | AFG | 2022-01-02 | v8 | TRUE
https://raw.githubusercontent.com/mrc-ide/global-lmic-reports/master/AFG/projections.csv | 2021-04-08 | cumulative_deaths | 2282.32 | 2374.04 | 2454.73 | 2460.39 | 2504.58 | 2738.87 | Relax Interventions 50% | Afghanistan | AFG | 2022-01-02 | v8 | TRUE
https://raw.githubusercontent.com/mrc-ide/global-lmic-reports/master/AFG/projections.csv | 2021-04-08 | Rt | 1.12 | 1.14 | 1.16 | 1.16 | 1.17 | 1.19 | Relax Interventions 50% | Afghanistan | AFG | 2022-01-02 | v8 | TRUE
https://raw.githubusercontent.com/mrc-ide/global-lmic-reports/master/AFG/projections.csv | 2021-04-08 | Reff | 1.08 | 1.11 | 1.12 | 1.12 | 1.14 | 1.16 | Relax Interventions 50% | Afghanistan | AFG | 2022-01-02 | v8 | TRUE
https://raw.githubusercontent.com/mrc-ide/global-lmic-reports/master/AFG/projections.csv | 2021-04-08 | infections | 2205.23 | 2396.54 | 2515.88 | 2512.49 | 2640.46 | 2896.7 | Surged Additional 50% Reduction | Afghanistan | AFG | 2022-01-02 | v8 | TRUE
https://raw.githubusercontent.com/mrc-ide/global-lmic-reports/master/AFG/projections.csv | 2021-04-08 | deaths | 2.94 | 3.14 | 3.3 | 3.29 | 3.44 | 3.74 | Surged Additional 50% Reduction | Afghanistan | AFG | 2022-01-02 | v8 | TRUE
https://raw.githubusercontent.com/mrc-ide/global-lmic-reports/master/AFG/projections.csv | 2021-04-08 | hospital_demand | 127.58 | 137.4 | 143.93 | 144.33 | 151.06 | 162.81 | Surged Additional 50% Reduction | Afghanistan | AFG | 2022-01-02 | v8 | TRUE
https://raw.githubusercontent.com/mrc-ide/global-lmic-reports/master/AFG/projections.csv | 2021-04-08 | ICU_demand | 47.5 | 50.9 | 53.36 | 53.35 | 55.72 | 60.26 | Surged Additional 50% Reduction | Afghanistan | AFG | 2022-01-02 | v8 | TRUE
https://raw.githubusercontent.com/mrc-ide/global-lmic-reports/master/AFG/projections.csv | 2021-04-08 | hospital_incidence | 15.86 | 17.26 | 18.12 | 18.11 | 18.89 | 20.18 | Surged Additional 50% Reduction | Afghanistan | AFG | 2022-01-02 | v8 | TRUE
https://raw.githubusercontent.com/mrc-ide/global-lmic-reports/master/AFG/projections.csv | 2021-04-08 | ICU_incidence | 4.67 | 5.08 | 5.33 | 5.33 | 5.56 | 5.94 | Surged Additional 50% Reduction | Afghanistan | AFG | 2022-01-02 | v8 | TRUE
https://raw.githubusercontent.com/mrc-ide/global-lmic-reports/master/AFG/projections.csv | 2021-04-08 | prevalence | 13877.32 | 15104.28 | 15826.38 | 15823.32 | 16565.3 | 17988.06 | Surged Additional 50% Reduction | Afghanistan | AFG | 2022-01-02 | v8 | TRUE
https://raw.githubusercontent.com/mrc-ide/global-lmic-reports/master/AFG/projections.csv | 2021-04-08 | cumulative_infections | 1085379.65 | 1126333.24 | 1154947.93 | 1155170.14 | 1184126.16 | 1236491.33 | Surged Additional 50% Reduction | Afghanistan | AFG | 2022-01-02 | v8 | TRUE
https://raw.githubusercontent.com/mrc-ide/global-lmic-reports/master/AFG/projections.csv | 2021-04-08 | cumulative_deaths | 2266.54 | 2361.33 | 2424.37 | 2421.89 | 2483.36 | 2595.47 | Surged Additional 50% Reduction | Afghanistan | AFG | 2022-01-02 | v8 | TRUE
https://raw.githubusercontent.com/mrc-ide/global-lmic-reports/master/AFG/projections.csv | 2021-04-08 | Rt | 1.11 | 1.14 | 1.16 | 1.16 | 1.17 | 1.21 | Surged Additional 50% Reduction | Afghanistan | AFG | 2022-01-02 | v8 | TRUE
https://raw.githubusercontent.com/mrc-ide/global-lmic-reports/master/AFG/projections.csv | 2021-04-08 | Reff | 1.07 | 1.11 | 1.13 | 1.12 | 1.14 | 1.18 | Surged Additional 50% Reduction | Afghanistan | AFG | 2022-01-02 | v8 | TRUE
https://raw.githubusercontent.com/mrc-ide/global-lmic-reports/master/AFG/projections.csv | 2021-04-08 | infections | 2205.23 | 2396.54 | 2515.88 | 2512.49 | 2640.46 | 2896.7 | Surged Maintain Status Quo | Afghanistan | AFG | 2022-01-02 | v8 | TRUE
https://raw.githubusercontent.com/mrc-ide/global-lmic-reports/master/AFG/projections.csv | 2021-04-08 | deaths | 2.94 | 3.14 | 3.3 | 3.29 | 3.44 | 3.74 | Surged Maintain Status Quo | Afghanistan | AFG | 2022-01-02 | v8 | TRUE
https://raw.githubusercontent.com/mrc-ide/global-lmic-reports/master/AFG/projections.csv | 2021-04-08 | hospital_demand | 127.58 | 137.4 | 143.93 | 144.33 | 151.06 | 162.81 | Surged Maintain Status Quo | Afghanistan | AFG | 2022-01-02 | v8 | TRUE
https://raw.githubusercontent.com/mrc-ide/global-lmic-reports/master/AFG/projections.csv | 2021-04-08 | ICU_demand | 47.5 | 50.9 | 53.36 | 53.35 | 55.72 | 60.26 | Surged Maintain Status Quo | Afghanistan | AFG | 2022-01-02 | v8 | TRUE
https://raw.githubusercontent.com/mrc-ide/global-lmic-reports/master/AFG/projections.csv | 2021-04-08 | hospital_incidence | 15.86 | 17.26 | 18.12 | 18.11 | 18.89 | 20.18 | Surged Maintain Status Quo | Afghanistan | AFG | 2022-01-02 | v8 | TRUE
https://raw.githubusercontent.com/mrc-ide/global-lmic-reports/master/AFG/projections.csv | 2021-04-08 | ICU_incidence | 4.67 | 5.08 | 5.33 | 5.33 | 5.56 | 5.94 | Surged Maintain Status Quo | Afghanistan | AFG | 2022-01-02 | v8 | TRUE
https://raw.githubusercontent.com/mrc-ide/global-lmic-reports/master/AFG/projections.csv | 2021-04-08 | prevalence | 13877.32 | 15104.28 | 15826.38 | 15823.32 | 16565.3 | 17988.06 | Surged Maintain Status Quo | Afghanistan | AFG | 2022-01-02 | v8 | TRUE
https://raw.githubusercontent.com/mrc-ide/global-lmic-reports/master/AFG/projections.csv | 2021-04-08 | cumulative_infections | 1085379.65 | 1126333.24 | 1154947.93 | 1155170.14 | 1184126.16 | 1236491.33 | Surged Maintain Status Quo | Afghanistan | AFG | 2022-01-02 | v8 | TRUE
https://raw.githubusercontent.com/mrc-ide/global-lmic-reports/master/AFG/projections.csv | 2021-04-08 | cumulative_deaths | 2266.54 | 2361.33 | 2424.37 | 2421.89 | 2483.36 | 2595.47 | Surged Maintain Status Quo | Afghanistan | AFG | 2022-01-02 | v8 | TRUE
https://raw.githubusercontent.com/mrc-ide/global-lmic-reports/master/AFG/projections.csv | 2021-04-08 | Rt | 1.11 | 1.14 | 1.16 | 1.16 | 1.17 | 1.21 | Surged Maintain Status Quo | Afghanistan | AFG | 2022-01-02 | v8 | TRUE
https://raw.githubusercontent.com/mrc-ide/global-lmic-reports/master/AFG/projections.csv | 2021-04-08 | Reff | 1.07 | 1.11 | 1.13 | 1.12 | 1.14 | 1.18 | Surged Maintain Status Quo | Afghanistan | AFG | 2022-01-02 | v8 | TRUE
https://raw.githubusercontent.com/mrc-ide/global-lmic-reports/master/AFG/projections.csv | 2021-04-08 | infections | 2205.23 | 2396.54 | 2515.88 | 2512.49 | 2640.46 | 2896.7 | Surged Optimistic | Afghanistan | AFG | 2022-01-02 | v8 | TRUE
https://raw.githubusercontent.com/mrc-ide/global-lmic-reports/master/AFG/projections.csv | 2021-04-08 | deaths | 2.94 | 3.14 | 3.3 | 3.29 | 3.44 | 3.74 | Surged Optimistic | Afghanistan | AFG | 2022-01-02 | v8 | TRUE
https://raw.githubusercontent.com/mrc-ide/global-lmic-reports/master/AFG/projections.csv | 2021-04-08 | hospital_demand | 127.58 | 137.4 | 143.93 | 144.33 | 151.06 | 162.81 | Surged Optimistic | Afghanistan | AFG | 2022-01-02 | v8 | TRUE
https://raw.githubusercontent.com/mrc-ide/global-lmic-reports/master/AFG/projections.csv | 2021-04-08 | ICU_demand | 47.5 | 50.9 | 53.36 | 53.35 | 55.72 | 60.26 | Surged Optimistic | Afghanistan | AFG | 2022-01-02 | v8 | TRUE
https://raw.githubusercontent.com/mrc-ide/global-lmic-reports/master/AFG/projections.csv | 2021-04-08 | hospital_incidence | 15.86 | 17.26 | 18.12 | 18.11 | 18.89 | 20.18 | Surged Optimistic | Afghanistan | AFG | 2022-01-02 | v8 | TRUE
https://raw.githubusercontent.com/mrc-ide/global-lmic-reports/master/AFG/projections.csv | 2021-04-08 | ICU_incidence | 4.67 | 5.08 | 5.33 | 5.33 | 5.56 | 5.94 | Surged Optimistic | Afghanistan | AFG | 2022-01-02 | v8 | TRUE
https://raw.githubusercontent.com/mrc-ide/global-lmic-reports/master/AFG/projections.csv | 2021-04-08 | prevalence | 13877.32 | 15104.28 | 15826.38 | 15823.32 | 16565.3 | 17988.06 | Surged Optimistic | Afghanistan | AFG | 2022-01-02 | v8 | TRUE
https://raw.githubusercontent.com/mrc-ide/global-lmic-reports/master/AFG/projections.csv | 2021-04-08 | cumulative_infections | 1085379.65 | 1126333.24 | 1154947.93 | 1155170.14 | 1184126.16 | 1236491.33 | Surged Optimistic | Afghanistan | AFG | 2022-01-02 | v8 | TRUE
https://raw.githubusercontent.com/mrc-ide/global-lmic-reports/master/AFG/projections.csv | 2021-04-08 | cumulative_deaths | 2266.54 | 2361.33 | 2424.37 | 2421.89 | 2483.36 | 2595.47 | Surged Optimistic | Afghanistan | AFG | 2022-01-02 | v8 | TRUE
https://raw.githubusercontent.com/mrc-ide/global-lmic-reports/master/AFG/projections.csv | 2021-04-08 | Rt | 1.11 | 1.14 | 1.16 | 1.16 | 1.17 | 1.21 | Surged Optimistic | Afghanistan | AFG | 2022-01-02 | v8 | TRUE
https://raw.githubusercontent.com/mrc-ide/global-lmic-reports/master/AFG/projections.csv | 2021-04-08 | Reff | 1.07 | 1.11 | 1.13 | 1.12 | 1.14 | 1.18 | Surged Optimistic | Afghanistan | AFG | 2022-01-02 | v8 | TRUE
https://raw.githubusercontent.com/mrc-ide/global-lmic-reports/master/AFG/projections.csv | 2021-04-08 | infections | 2205.23 | 2396.54 | 2515.88 | 2512.49 | 2640.46 | 2896.7 | Surged Pessimistic | Afghanistan | AFG | 2022-01-02 | v8 | TRUE
https://raw.githubusercontent.com/mrc-ide/global-lmic-reports/master/AFG/projections.csv | 2021-04-08 | deaths | 2.94 | 3.14 | 3.3 | 3.29 | 3.44 | 3.74 | Surged Pessimistic | Afghanistan | AFG | 2022-01-02 | v8 | TRUE
https://raw.githubusercontent.com/mrc-ide/global-lmic-reports/master/AFG/projections.csv | 2021-04-08 | hospital_demand | 127.58 | 137.4 | 143.93 | 144.33 | 151.06 | 162.81 | Surged Pessimistic | Afghanistan | AFG | 2022-01-02 | v8 | TRUE
https://raw.githubusercontent.com/mrc-ide/global-lmic-reports/master/AFG/projections.csv | 2021-04-08 | ICU_demand | 47.5 | 50.9 | 53.36 | 53.35 | 55.72 | 60.26 | Surged Pessimistic | Afghanistan | AFG | 2022-01-02 | v8 | TRUE
https://raw.githubusercontent.com/mrc-ide/global-lmic-reports/master/AFG/projections.csv | 2021-04-08 | hospital_incidence | 15.86 | 17.26 | 18.12 | 18.11 | 18.89 | 20.18 | Surged Pessimistic | Afghanistan | AFG | 2022-01-02 | v8 | TRUE
https://raw.githubusercontent.com/mrc-ide/global-lmic-reports/master/AFG/projections.csv | 2021-04-08 | ICU_incidence | 4.67 | 5.08 | 5.33 | 5.33 | 5.56 | 5.94 | Surged Pessimistic | Afghanistan | AFG | 2022-01-02 | v8 | TRUE
https://raw.githubusercontent.com/mrc-ide/global-lmic-reports/master/AFG/projections.csv | 2021-04-08 | prevalence | 13877.32 | 15104.28 | 15826.38 | 15823.32 | 16565.3 | 17988.06 | Surged Pessimistic | Afghanistan | AFG | 2022-01-02 | v8 | TRUE
https://raw.githubusercontent.com/mrc-ide/global-lmic-reports/master/AFG/projections.csv | 2021-04-08 | cumulative_infections | 1085379.65 | 1126333.24 | 1154947.93 | 1155170.14 | 1184126.16 | 1236491.33 | Surged Pessimistic | Afghanistan | AFG | 2022-01-02 | v8 | TRUE
https://raw.githubusercontent.com/mrc-ide/global-lmic-reports/master/AFG/projections.csv | 2021-04-08 | cumulative_deaths | 2266.54 | 2361.33 | 2424.37 | 2421.89 | 2483.36 | 2595.47 | Surged Pessimistic | Afghanistan | AFG | 2022-01-02 | v8 | TRUE
https://raw.githubusercontent.com/mrc-ide/global-lmic-reports/master/AFG/projections.csv | 2021-04-08 | Rt | 1.11 | 1.14 | 1.16 | 1.16 | 1.17 | 1.21 | Surged Pessimistic | Afghanistan | AFG | 2022-01-02 | v8 | TRUE
https://raw.githubusercontent.com/mrc-ide/global-lmic-reports/master/AFG/projections.csv | 2021-04-08 | Reff | 1.07 | 1.11 | 1.13 | 1.12 | 1.14 | 1.18 | Surged Pessimistic | Afghanistan | AFG | 2022-01-02 | v8 | TRUE
https://raw.githubusercontent.com/mrc-ide/global-lmic-reports/master/AFG/projections.csv | 2021-04-08 | infections | 2205.23 | 2396.54 | 2515.88 | 2512.49 | 2640.46 | 2896.7 | Surged Relax Interventions 50% | Afghanistan | AFG | 2022-01-02 | v8 | TRUE
https://raw.githubusercontent.com/mrc-ide/global-lmic-reports/master/AFG/projections.csv | 2021-04-08 | deaths | 2.94 | 3.14 | 3.3 | 3.29 | 3.44 | 3.74 | Surged Relax Interventions 50% | Afghanistan | AFG | 2022-01-02 | v8 | TRUE
https://raw.githubusercontent.com/mrc-ide/global-lmic-reports/master/AFG/projections.csv | 2021-04-08 | hospital_demand | 127.58 | 137.4 | 143.93 | 144.33 | 151.06 | 162.81 | Surged Relax Interventions 50% | Afghanistan | AFG | 2022-01-02 | v8 | TRUE
https://raw.githubusercontent.com/mrc-ide/global-lmic-reports/master/AFG/projections.csv | 2021-04-08 | ICU_demand | 47.5 | 50.9 | 53.36 | 53.35 | 55.72 | 60.26 | Surged Relax Interventions 50% | Afghanistan | AFG | 2022-01-02 | v8 | TRUE
https://raw.githubusercontent.com/mrc-ide/global-lmic-reports/master/AFG/projections.csv | 2021-04-08 | hospital_incidence | 15.86 | 17.26 | 18.12 | 18.11 | 18.89 | 20.18 | Surged Relax Interventions 50% | Afghanistan | AFG | 2022-01-02 | v8 | TRUE
https://raw.githubusercontent.com/mrc-ide/global-lmic-reports/master/AFG/projections.csv | 2021-04-08 | ICU_incidence | 4.67 | 5.08 | 5.33 | 5.33 | 5.56 | 5.94 | Surged Relax Interventions 50% | Afghanistan | AFG | 2022-01-02 | v8 | TRUE
https://raw.githubusercontent.com/mrc-ide/global-lmic-reports/master/AFG/projections.csv | 2021-04-08 | prevalence | 13877.32 | 15104.28 | 15826.38 | 15823.32 | 16565.3 | 17988.06 | Surged Relax Interventions 50% | Afghanistan | AFG | 2022-01-02 | v8 | TRUE
https://raw.githubusercontent.com/mrc-ide/global-lmic-reports/master/AFG/projections.csv | 2021-04-08 | cumulative_infections | 1085379.65 | 1126333.24 | 1154947.93 | 1155170.14 | 1184126.16 | 1236491.33 | Surged Relax Interventions 50% | Afghanistan | AFG | 2022-01-02 | v8 | TRUE
https://raw.githubusercontent.com/mrc-ide/global-lmic-reports/master/AFG/projections.csv | 2021-04-08 | cumulative_deaths | 2266.54 | 2361.33 | 2424.37 | 2421.89 | 2483.36 | 2595.47 | Surged Relax Interventions 50% | Afghanistan | AFG | 2022-01-02 | v8 | TRUE
https://raw.githubusercontent.com/mrc-ide/global-lmic-reports/master/AFG/projections.csv | 2021-04-08 | Rt | 1.11 | 1.14 | 1.16 | 1.16 | 1.17 | 1.21 | Surged Relax Interventions 50% | Afghanistan | AFG | 2022-01-02 | v8 | TRUE
https://raw.githubusercontent.com/mrc-ide/global-lmic-reports/master/AFG/projections.csv | 2021-04-08 | Reff | 1.07 | 1.11 | 1.13 | 1.12 | 1.14 | 1.18 | Surged Relax Interventions 50% | Afghanistan | AFG | 2022-01-02 | v8 | TRUE
https://raw.githubusercontent.com/mrc-ide/global-lmic-reports/master/AFG/projections.csv | 2021-04-09 | infections | 2179.06 | 2352.89 | 2470.47 | 2490.16 | 2652.87 | 2845.11 | Additional 50% Reduction | Afghanistan | AFG | 2022-01-02 | v8 | TRUE
https://raw.githubusercontent.com/mrc-ide/global-lmic-reports/master/AFG/projections.csv | 2021-04-09 | deaths | 2.96 | 3.15 | 3.4 | 3.38 | 3.56 | 3.94 | Additional 50% Reduction | Afghanistan | AFG | 2022-01-02 | v8 | TRUE
https://raw.githubusercontent.com/mrc-ide/global-lmic-reports/master/AFG/projections.csv | 2021-04-09 | hospital_demand | 128.55 | 137.38 | 147.48 | 147.17 | 155.42 | 170.19 | Additional 50% Reduction | Afghanistan | AFG | 2022-01-02 | v8 | TRUE
https://raw.githubusercontent.com/mrc-ide/global-lmic-reports/master/AFG/projections.csv | 2021-04-09 | ICU_demand | 47.93 | 51 | 55.02 | 54.65 | 57.72 | 63.38 | Additional 50% Reduction | Afghanistan | AFG | 2022-01-02 | v8 | TRUE
https://raw.githubusercontent.com/mrc-ide/global-lmic-reports/master/AFG/projections.csv | 2021-04-09 | hospital_incidence | 16.04 | 17.16 | 18.07 | 18.3 | 19.33 | 21.02 | Additional 50% Reduction | Afghanistan | AFG | 2022-01-02 | v8 | TRUE
https://raw.githubusercontent.com/mrc-ide/global-lmic-reports/master/AFG/projections.csv | 2021-04-09 | ICU_incidence | 4.73 | 5.06 | 5.32 | 5.39 | 5.7 | 6.19 | Additional 50% Reduction | Afghanistan | AFG | 2022-01-02 | v8 | TRUE
https://raw.githubusercontent.com/mrc-ide/global-lmic-reports/master/AFG/projections.csv | 2021-04-09 | prevalence | 14029.63 | 14991.32 | 15811.54 | 15962.9 | 16965.84 | 18353.18 | Additional 50% Reduction | Afghanistan | AFG | 2022-01-02 | v8 | TRUE
https://raw.githubusercontent.com/mrc-ide/global-lmic-reports/master/AFG/projections.csv | 2021-04-09 | cumulative_infections | 1094813.52 | 1131043.78 | 1165650.88 | 1168828.82 | 1189412.49 | 1290449.29 | Additional 50% Reduction | Afghanistan | AFG | 2022-01-02 | v8 | TRUE
https://raw.githubusercontent.com/mrc-ide/global-lmic-reports/master/AFG/projections.csv | 2021-04-09 | cumulative_deaths | 2285.89 | 2377.45 | 2458.16 | 2463.76 | 2508.19 | 2742.55 | Additional 50% Reduction | Afghanistan | AFG | 2022-01-02 | v8 | TRUE
https://raw.githubusercontent.com/mrc-ide/global-lmic-reports/master/AFG/projections.csv | 2021-04-09 | Rt | 1.22 | 1.26 | 1.28 | 1.28 | 1.3 | 1.34 | Additional 50% Reduction | Afghanistan | AFG | 2022-01-02 | v8 | TRUE
https://raw.githubusercontent.com/mrc-ide/global-lmic-reports/master/AFG/projections.csv | 2021-04-09 | Reff | 1.18 | 1.22 | 1.24 | 1.24 | 1.26 | 1.3 | Additional 50% Reduction | Afghanistan | AFG | 2022-01-02 | v8 | TRUE
https://raw.githubusercontent.com/mrc-ide/global-lmic-reports/master/AFG/projections.csv | 2021-04-09 | infections | 2179.06 | 2352.89 | 2470.47 | 2490.16 | 2652.87 | 2845.11 | Maintain Status Quo | Afghanistan | AFG | 2022-01-02 | v8 | TRUE
https://raw.githubusercontent.com/mrc-ide/global-lmic-reports/master/AFG/projections.csv | 2021-04-09 | deaths | 2.96 | 3.15 | 3.4 | 3.38 | 3.56 | 3.94 | Maintain Status Quo | Afghanistan | AFG | 2022-01-02 | v8 | TRUE
https://raw.githubusercontent.com/mrc-ide/global-lmic-reports/master/AFG/projections.csv | 2021-04-09 | hospital_demand | 128.55 | 137.38 | 147.48 | 147.17 | 155.42 | 170.19 | Maintain Status Quo | Afghanistan | AFG | 2022-01-02 | v8 | TRUE
https://raw.githubusercontent.com/mrc-ide/global-lmic-reports/master/AFG/projections.csv | 2021-04-09 | ICU_demand | 47.93 | 51 | 55.02 | 54.65 | 57.72 | 63.38 | Maintain Status Quo | Afghanistan | AFG | 2022-01-02 | v8 | TRUE
https://raw.githubusercontent.com/mrc-ide/global-lmic-reports/master/AFG/projections.csv | 2021-04-09 | hospital_incidence | 16.04 | 17.16 | 18.07 | 18.3 | 19.33 | 21.02 | Maintain Status Quo | Afghanistan | AFG | 2022-01-02 | v8 | TRUE
https://raw.githubusercontent.com/mrc-ide/global-lmic-reports/master/AFG/projections.csv | 2021-04-09 | ICU_incidence | 4.73 | 5.06 | 5.32 | 5.39 | 5.7 | 6.19 | Maintain Status Quo | Afghanistan | AFG | 2022-01-02 | v8 | TRUE
https://raw.githubusercontent.com/mrc-ide/global-lmic-reports/master/AFG/projections.csv | 2021-04-09 | prevalence | 14029.63 | 14991.32 | 15811.54 | 15962.9 | 16965.84 | 18353.18 | Maintain Status Quo | Afghanistan | AFG | 2022-01-02 | v8 | TRUE
https://raw.githubusercontent.com/mrc-ide/global-lmic-reports/master/AFG/projections.csv | 2021-04-09 | cumulative_infections | 1094813.52 | 1131043.78 | 1165650.88 | 1168828.82 | 1189412.49 | 1290449.29 | Maintain Status Quo | Afghanistan | AFG | 2022-01-02 | v8 | TRUE
https://raw.githubusercontent.com/mrc-ide/global-lmic-reports/master/AFG/projections.csv | 2021-04-09 | cumulative_deaths | 2285.89 | 2377.45 | 2458.16 | 2463.76 | 2508.19 | 2742.55 | Maintain Status Quo | Afghanistan | AFG | 2022-01-02 | v8 | TRUE
https://raw.githubusercontent.com/mrc-ide/global-lmic-reports/master/AFG/projections.csv | 2021-04-09 | Rt | 1.22 | 1.26 | 1.28 | 1.28 | 1.3 | 1.34 | Maintain Status Quo | Afghanistan | AFG | 2022-01-02 | v8 | TRUE
https://raw.githubusercontent.com/mrc-ide/global-lmic-reports/master/AFG/projections.csv | 2021-04-09 | Reff | 1.18 | 1.22 | 1.24 | 1.24 | 1.26 | 1.3 | Maintain Status Quo | Afghanistan | AFG | 2022-01-02 | v8 | TRUE
https://raw.githubusercontent.com/mrc-ide/global-lmic-reports/master/AFG/projections.csv | 2021-04-09 | infections | 2179.06 | 2352.89 | 2470.47 | 2490.16 | 2652.87 | 2845.11 | Optimistic | Afghanistan | AFG | 2022-01-02 | v8 | TRUE
https://raw.githubusercontent.com/mrc-ide/global-lmic-reports/master/AFG/projections.csv | 2021-04-09 | deaths | 2.96 | 3.15 | 3.4 | 3.38 | 3.56 | 3.94 | Optimistic | Afghanistan | AFG | 2022-01-02 | v8 | TRUE
https://raw.githubusercontent.com/mrc-ide/global-lmic-reports/master/AFG/projections.csv | 2021-04-09 | hospital_demand | 128.55 | 137.38 | 147.48 | 147.17 | 155.42 | 170.19 | Optimistic | Afghanistan | AFG | 2022-01-02 | v8 | TRUE
https://raw.githubusercontent.com/mrc-ide/global-lmic-reports/master/AFG/projections.csv | 2021-04-09 | ICU_demand | 47.93 | 51 | 55.02 | 54.65 | 57.72 | 63.38 | Optimistic | Afghanistan | AFG | 2022-01-02 | v8 | TRUE
https://raw.githubusercontent.com/mrc-ide/global-lmic-reports/master/AFG/projections.csv | 2021-04-09 | hospital_incidence | 16.04 | 17.16 | 18.07 | 18.3 | 19.33 | 21.02 | Optimistic | Afghanistan | AFG | 2022-01-02 | v8 | TRUE
https://raw.githubusercontent.com/mrc-ide/global-lmic-reports/master/AFG/projections.csv | 2021-04-09 | ICU_incidence | 4.73 | 5.06 | 5.32 | 5.39 | 5.7 | 6.19 | Optimistic | Afghanistan | AFG | 2022-01-02 | v8 | TRUE
https://raw.githubusercontent.com/mrc-ide/global-lmic-reports/master/AFG/projections.csv | 2021-04-09 | prevalence | 14029.63 | 14991.32 | 15811.54 | 15962.9 | 16965.84 | 18353.18 | Optimistic | Afghanistan | AFG | 2022-01-02 | v8 | TRUE
https://raw.githubusercontent.com/mrc-ide/global-lmic-reports/master/AFG/projections.csv | 2021-04-09 | cumulative_infections | 1094813.52 | 1131043.78 | 1165650.88 | 1168828.82 | 1189412.49 | 1290449.29 | Optimistic | Afghanistan | AFG | 2022-01-02 | v8 | TRUE
https://raw.githubusercontent.com/mrc-ide/global-lmic-reports/master/AFG/projections.csv | 2021-04-09 | cumulative_deaths | 2285.89 | 2377.45 | 2458.16 | 2463.76 | 2508.19 | 2742.55 | Optimistic | Afghanistan | AFG | 2022-01-02 | v8 | TRUE
https://raw.githubusercontent.com/mrc-ide/global-lmic-reports/master/AFG/projections.csv | 2021-04-09 | Rt | 1.22 | 1.26 | 1.28 | 1.28 | 1.3 | 1.34 | Optimistic | Afghanistan | AFG | 2022-01-02 | v8 | TRUE
https://raw.githubusercontent.com/mrc-ide/global-lmic-reports/master/AFG/projections.csv | 2021-04-09 | Reff | 1.18 | 1.22 | 1.24 | 1.24 | 1.26 | 1.3 | Optimistic | Afghanistan | AFG | 2022-01-02 | v8 | TRUE
https://raw.githubusercontent.com/mrc-ide/global-lmic-reports/master/AFG/projections.csv | 2021-04-09 | infections | 2179.06 | 2352.89 | 2470.47 | 2490.16 | 2652.87 | 2845.11 | Pessimistic | Afghanistan | AFG | 2022-01-02 | v8 | TRUE
https://raw.githubusercontent.com/mrc-ide/global-lmic-reports/master/AFG/projections.csv | 2021-04-09 | deaths | 2.96 | 3.15 | 3.4 | 3.38 | 3.56 | 3.94 | Pessimistic | Afghanistan | AFG | 2022-01-02 | v8 | TRUE
https://raw.githubusercontent.com/mrc-ide/global-lmic-reports/master/AFG/projections.csv | 2021-04-09 | hospital_demand | 128.55 | 137.38 | 147.48 | 147.17 | 155.42 | 170.19 | Pessimistic | Afghanistan | AFG | 2022-01-02 | v8 | TRUE
https://raw.githubusercontent.com/mrc-ide/global-lmic-reports/master/AFG/projections.csv | 2021-04-09 | ICU_demand | 47.93 | 51 | 55.02 | 54.65 | 57.72 | 63.38 | Pessimistic | Afghanistan | AFG | 2022-01-02 | v8 | TRUE
https://raw.githubusercontent.com/mrc-ide/global-lmic-reports/master/AFG/projections.csv | 2021-04-09 | hospital_incidence | 16.04 | 17.16 | 18.07 | 18.3 | 19.33 | 21.02 | Pessimistic | Afghanistan | AFG | 2022-01-02 | v8 | TRUE
https://raw.githubusercontent.com/mrc-ide/global-lmic-reports/master/AFG/projections.csv | 2021-04-09 | ICU_incidence | 4.73 | 5.06 | 5.32 | 5.39 | 5.7 | 6.19 | Pessimistic | Afghanistan | AFG | 2022-01-02 | v8 | TRUE
https://raw.githubusercontent.com/mrc-ide/global-lmic-reports/master/AFG/projections.csv | 2021-04-09 | prevalence | 14029.63 | 14991.32 | 15811.54 | 15962.9 | 16965.84 | 18353.18 | Pessimistic | Afghanistan | AFG | 2022-01-02 | v8 | TRUE
https://raw.githubusercontent.com/mrc-ide/global-lmic-reports/master/AFG/projections.csv | 2021-04-09 | cumulative_infections | 1094813.52 | 1131043.78 | 1165650.88 | 1168828.82 | 1189412.49 | 1290449.29 | Pessimistic | Afghanistan | AFG | 2022-01-02 | v8 | TRUE
https://raw.githubusercontent.com/mrc-ide/global-lmic-reports/master/AFG/projections.csv | 2021-04-09 | cumulative_deaths | 2285.89 | 2377.45 | 2458.16 | 2463.76 | 2508.19 | 2742.55 | Pessimistic | Afghanistan | AFG | 2022-01-02 | v8 | TRUE
https://raw.githubusercontent.com/mrc-ide/global-lmic-reports/master/AFG/projections.csv | 2021-04-09 | Rt | 1.22 | 1.26 | 1.28 | 1.28 | 1.3 | 1.34 | Pessimistic | Afghanistan | AFG | 2022-01-02 | v8 | TRUE
https://raw.githubusercontent.com/mrc-ide/global-lmic-reports/master/AFG/projections.csv | 2021-04-09 | Reff | 1.18 | 1.22 | 1.24 | 1.24 | 1.26 | 1.3 | Pessimistic | Afghanistan | AFG | 2022-01-02 | v8 | TRUE
https://raw.githubusercontent.com/mrc-ide/global-lmic-reports/master/AFG/projections.csv | 2021-04-09 | infections | 2179.06 | 2352.89 | 2470.47 | 2490.16 | 2652.87 | 2845.11 | Relax Interventions 50% | Afghanistan | AFG | 2022-01-02 | v8 | TRUE
https://raw.githubusercontent.com/mrc-ide/global-lmic-reports/master/AFG/projections.csv | 2021-04-09 | deaths | 2.96 | 3.15 | 3.4 | 3.38 | 3.56 | 3.94 | Relax Interventions 50% | Afghanistan | AFG | 2022-01-02 | v8 | TRUE
https://raw.githubusercontent.com/mrc-ide/global-lmic-reports/master/AFG/projections.csv | 2021-04-09 | hospital_demand | 128.55 | 137.38 | 147.48 | 147.17 | 155.42 | 170.19 | Relax Interventions 50% | Afghanistan | AFG | 2022-01-02 | v8 | TRUE
https://raw.githubusercontent.com/mrc-ide/global-lmic-reports/master/AFG/projections.csv | 2021-04-09 | ICU_demand | 47.93 | 51 | 55.02 | 54.65 | 57.72 | 63.38 | Relax Interventions 50% | Afghanistan | AFG | 2022-01-02 | v8 | TRUE
https://raw.githubusercontent.com/mrc-ide/global-lmic-reports/master/AFG/projections.csv | 2021-04-09 | hospital_incidence | 16.04 | 17.16 | 18.07 | 18.3 | 19.33 | 21.02 | Relax Interventions 50% | Afghanistan | AFG | 2022-01-02 | v8 | TRUE
https://raw.githubusercontent.com/mrc-ide/global-lmic-reports/master/AFG/projections.csv | 2021-04-09 | ICU_incidence | 4.73 | 5.06 | 5.32 | 5.39 | 5.7 | 6.19 | Relax Interventions 50% | Afghanistan | AFG | 2022-01-02 | v8 | TRUE
https://raw.githubusercontent.com/mrc-ide/global-lmic-reports/master/AFG/projections.csv | 2021-04-09 | prevalence | 14029.63 | 14991.32 | 15811.54 | 15962.9 | 16965.84 | 18353.18 | Relax Interventions 50% | Afghanistan | AFG | 2022-01-02 | v8 | TRUE
https://raw.githubusercontent.com/mrc-ide/global-lmic-reports/master/AFG/projections.csv | 2021-04-09 | cumulative_infections | 1094813.52 | 1131043.78 | 1165650.88 | 1168828.82 | 1189412.49 | 1290449.29 | Relax Interventions 50% | Afghanistan | AFG | 2022-01-02 | v8 | TRUE
https://raw.githubusercontent.com/mrc-ide/global-lmic-reports/master/AFG/projections.csv | 2021-04-09 | cumulative_deaths | 2285.89 | 2377.45 | 2458.16 | 2463.76 | 2508.19 | 2742.55 | Relax Interventions 50% | Afghanistan | AFG | 2022-01-02 | v8 | TRUE
https://raw.githubusercontent.com/mrc-ide/global-lmic-reports/master/AFG/projections.csv | 2021-04-09 | Rt | 1.22 | 1.26 | 1.28 | 1.28 | 1.3 | 1.34 | Relax Interventions 50% | Afghanistan | AFG | 2022-01-02 | v8 | TRUE
https://raw.githubusercontent.com/mrc-ide/global-lmic-reports/master/AFG/projections.csv | 2021-04-09 | Reff | 1.18 | 1.22 | 1.24 | 1.24 | 1.26 | 1.3 | Relax Interventions 50% | Afghanistan | AFG | 2022-01-02 | v8 | TRUE
https://raw.githubusercontent.com/mrc-ide/global-lmic-reports/master/AFG/projections.csv | 2021-04-09 | infections | 2197.42 | 2396.98 | 2529.12 | 2517.12 | 2645.87 | 2869.77 | Surged Additional 50% Reduction | Afghanistan | AFG | 2022-01-02 | v8 | TRUE
https://raw.githubusercontent.com/mrc-ide/global-lmic-reports/master/AFG/projections.csv | 2021-04-09 | deaths | 3.02 | 3.24 | 3.39 | 3.39 | 3.54 | 3.84 | Surged Additional 50% Reduction | Afghanistan | AFG | 2022-01-02 | v8 | TRUE
https://raw.githubusercontent.com/mrc-ide/global-lmic-reports/master/AFG/projections.csv | 2021-04-09 | hospital_demand | 130.67 | 140.89 | 147.56 | 148.04 | 155.09 | 166.52 | Surged Additional 50% Reduction | Afghanistan | AFG | 2022-01-02 | v8 | TRUE
https://raw.githubusercontent.com/mrc-ide/global-lmic-reports/master/AFG/projections.csv | 2021-04-09 | ICU_demand | 48.81 | 52.41 | 54.86 | 54.94 | 57.43 | 61.9 | Surged Additional 50% Reduction | Afghanistan | AFG | 2022-01-02 | v8 | TRUE
https://raw.githubusercontent.com/mrc-ide/global-lmic-reports/master/AFG/projections.csv | 2021-04-09 | hospital_incidence | 16.15 | 17.56 | 18.45 | 18.44 | 19.32 | 20.62 | Surged Additional 50% Reduction | Afghanistan | AFG | 2022-01-02 | v8 | TRUE
https://raw.githubusercontent.com/mrc-ide/global-lmic-reports/master/AFG/projections.csv | 2021-04-09 | ICU_incidence | 4.76 | 5.18 | 5.44 | 5.43 | 5.69 | 6.08 | Surged Additional 50% Reduction | Afghanistan | AFG | 2022-01-02 | v8 | TRUE
https://raw.githubusercontent.com/mrc-ide/global-lmic-reports/master/AFG/projections.csv | 2021-04-09 | prevalence | 14116.59 | 15340.73 | 16147.15 | 16106.02 | 16861.95 | 18418.7 | Surged Additional 50% Reduction | Afghanistan | AFG | 2022-01-02 | v8 | TRUE
https://raw.githubusercontent.com/mrc-ide/global-lmic-reports/master/AFG/projections.csv | 2021-04-09 | cumulative_infections | 1087995.16 | 1128761.67 | 1157211.89 | 1157687.26 | 1186465.16 | 1239088.19 | Surged Additional 50% Reduction | Afghanistan | AFG | 2022-01-02 | v8 | TRUE
https://raw.githubusercontent.com/mrc-ide/global-lmic-reports/master/AFG/projections.csv | 2021-04-09 | cumulative_deaths | 2270.16 | 2364.7 | 2427.85 | 2425.28 | 2486.88 | 2598.88 | Surged Additional 50% Reduction | Afghanistan | AFG | 2022-01-02 | v8 | TRUE
https://raw.githubusercontent.com/mrc-ide/global-lmic-reports/master/AFG/projections.csv | 2021-04-09 | Rt | 1.22 | 1.26 | 1.28 | 1.28 | 1.3 | 1.32 | Surged Additional 50% Reduction | Afghanistan | AFG | 2022-01-02 | v8 | TRUE
https://raw.githubusercontent.com/mrc-ide/global-lmic-reports/master/AFG/projections.csv | 2021-04-09 | Reff | 1.18 | 1.22 | 1.24 | 1.24 | 1.26 | 1.28 | Surged Additional 50% Reduction | Afghanistan | AFG | 2022-01-02 | v8 | TRUE
https://raw.githubusercontent.com/mrc-ide/global-lmic-reports/master/AFG/projections.csv | 2021-04-09 | infections | 2197.42 | 2396.98 | 2529.12 | 2517.12 | 2645.87 | 2869.77 | Surged Maintain Status Quo | Afghanistan | AFG | 2022-01-02 | v8 | TRUE
https://raw.githubusercontent.com/mrc-ide/global-lmic-reports/master/AFG/projections.csv | 2021-04-09 | deaths | 3.02 | 3.24 | 3.39 | 3.39 | 3.54 | 3.84 | Surged Maintain Status Quo | Afghanistan | AFG | 2022-01-02 | v8 | TRUE
https://raw.githubusercontent.com/mrc-ide/global-lmic-reports/master/AFG/projections.csv | 2021-04-09 | hospital_demand | 130.67 | 140.89 | 147.56 | 148.04 | 155.09 | 166.52 | Surged Maintain Status Quo | Afghanistan | AFG | 2022-01-02 | v8 | TRUE
https://raw.githubusercontent.com/mrc-ide/global-lmic-reports/master/AFG/projections.csv | 2021-04-09 | ICU_demand | 48.81 | 52.41 | 54.86 | 54.94 | 57.43 | 61.9 | Surged Maintain Status Quo | Afghanistan | AFG | 2022-01-02 | v8 | TRUE
https://raw.githubusercontent.com/mrc-ide/global-lmic-reports/master/AFG/projections.csv | 2021-04-09 | hospital_incidence | 16.15 | 17.56 | 18.45 | 18.44 | 19.32 | 20.62 | Surged Maintain Status Quo | Afghanistan | AFG | 2022-01-02 | v8 | TRUE
https://raw.githubusercontent.com/mrc-ide/global-lmic-reports/master/AFG/projections.csv | 2021-04-09 | ICU_incidence | 4.76 | 5.18 | 5.44 | 5.43 | 5.69 | 6.08 | Surged Maintain Status Quo | Afghanistan | AFG | 2022-01-02 | v8 | TRUE
https://raw.githubusercontent.com/mrc-ide/global-lmic-reports/master/AFG/projections.csv | 2021-04-09 | prevalence | 14116.59 | 15340.73 | 16147.15 | 16106.02 | 16861.95 | 18418.7 | Surged Maintain Status Quo | Afghanistan | AFG | 2022-01-02 | v8 | TRUE
https://raw.githubusercontent.com/mrc-ide/global-lmic-reports/master/AFG/projections.csv | 2021-04-09 | cumulative_infections | 1087995.16 | 1128761.67 | 1157211.89 | 1157687.26 | 1186465.16 | 1239088.19 | Surged Maintain Status Quo | Afghanistan | AFG | 2022-01-02 | v8 | TRUE
https://raw.githubusercontent.com/mrc-ide/global-lmic-reports/master/AFG/projections.csv | 2021-04-09 | cumulative_deaths | 2270.16 | 2364.7 | 2427.85 | 2425.28 | 2486.88 | 2598.88 | Surged Maintain Status Quo | Afghanistan | AFG | 2022-01-02 | v8 | TRUE
https://raw.githubusercontent.com/mrc-ide/global-lmic-reports/master/AFG/projections.csv | 2021-04-09 | Rt | 1.22 | 1.26 | 1.28 | 1.28 | 1.3 | 1.32 | Surged Maintain Status Quo | Afghanistan | AFG | 2022-01-02 | v8 | TRUE
https://raw.githubusercontent.com/mrc-ide/global-lmic-reports/master/AFG/projections.csv | 2021-04-09 | Reff | 1.18 | 1.22 | 1.24 | 1.24 | 1.26 | 1.28 | Surged Maintain Status Quo | Afghanistan | AFG | 2022-01-02 | v8 | TRUE
https://raw.githubusercontent.com/mrc-ide/global-lmic-reports/master/AFG/projections.csv | 2021-04-09 | infections | 2197.42 | 2396.98 | 2529.12 | 2517.12 | 2645.87 | 2869.77 | Surged Optimistic | Afghanistan | AFG | 2022-01-02 | v8 | TRUE
https://raw.githubusercontent.com/mrc-ide/global-lmic-reports/master/AFG/projections.csv | 2021-04-09 | deaths | 3.02 | 3.24 | 3.39 | 3.39 | 3.54 | 3.84 | Surged Optimistic | Afghanistan | AFG | 2022-01-02 | v8 | TRUE
https://raw.githubusercontent.com/mrc-ide/global-lmic-reports/master/AFG/projections.csv | 2021-04-09 | hospital_demand | 130.67 | 140.89 | 147.56 | 148.04 | 155.09 | 166.52 | Surged Optimistic | Afghanistan | AFG | 2022-01-02 | v8 | TRUE
https://raw.githubusercontent.com/mrc-ide/global-lmic-reports/master/AFG/projections.csv | 2021-04-09 | ICU_demand | 48.81 | 52.41 | 54.86 | 54.94 | 57.43 | 61.9 | Surged Optimistic | Afghanistan | AFG | 2022-01-02 | v8 | TRUE
https://raw.githubusercontent.com/mrc-ide/global-lmic-reports/master/AFG/projections.csv | 2021-04-09 | hospital_incidence | 16.15 | 17.56 | 18.45 | 18.44 | 19.32 | 20.62 | Surged Optimistic | Afghanistan | AFG | 2022-01-02 | v8 | TRUE
https://raw.githubusercontent.com/mrc-ide/global-lmic-reports/master/AFG/projections.csv | 2021-04-09 | ICU_incidence | 4.76 | 5.18 | 5.44 | 5.43 | 5.69 | 6.08 | Surged Optimistic | Afghanistan | AFG | 2022-01-02 | v8 | TRUE
https://raw.githubusercontent.com/mrc-ide/global-lmic-reports/master/AFG/projections.csv | 2021-04-09 | prevalence | 14116.59 | 15340.73 | 16147.15 | 16106.02 | 16861.95 | 18418.7 | Surged Optimistic | Afghanistan | AFG | 2022-01-02 | v8 | TRUE
https://raw.githubusercontent.com/mrc-ide/global-lmic-reports/master/AFG/projections.csv | 2021-04-09 | cumulative_infections | 1087995.16 | 1128761.67 | 1157211.89 | 1157687.26 | 1186465.16 | 1239088.19 | Surged Optimistic | Afghanistan | AFG | 2022-01-02 | v8 | TRUE
https://raw.githubusercontent.com/mrc-ide/global-lmic-reports/master/AFG/projections.csv | 2021-04-09 | cumulative_deaths | 2270.16 | 2364.7 | 2427.85 | 2425.28 | 2486.88 | 2598.88 | Surged Optimistic | Afghanistan | AFG | 2022-01-02 | v8 | TRUE
https://raw.githubusercontent.com/mrc-ide/global-lmic-reports/master/AFG/projections.csv | 2021-04-09 | Rt | 1.22 | 1.26 | 1.28 | 1.28 | 1.3 | 1.32 | Surged Optimistic | Afghanistan | AFG | 2022-01-02 | v8 | TRUE
https://raw.githubusercontent.com/mrc-ide/global-lmic-reports/master/AFG/projections.csv | 2021-04-09 | Reff | 1.18 | 1.22 | 1.24 | 1.24 | 1.26 | 1.28 | Surged Optimistic | Afghanistan | AFG | 2022-01-02 | v8 | TRUE
https://raw.githubusercontent.com/mrc-ide/global-lmic-reports/master/AFG/projections.csv | 2021-04-09 | infections | 2197.42 | 2396.98 | 2529.12 | 2517.12 | 2645.87 | 2869.77 | Surged Pessimistic | Afghanistan | AFG | 2022-01-02 | v8 | TRUE
https://raw.githubusercontent.com/mrc-ide/global-lmic-reports/master/AFG/projections.csv | 2021-04-09 | deaths | 3.02 | 3.24 | 3.39 | 3.39 | 3.54 | 3.84 | Surged Pessimistic | Afghanistan | AFG | 2022-01-02 | v8 | TRUE
https://raw.githubusercontent.com/mrc-ide/global-lmic-reports/master/AFG/projections.csv | 2021-04-09 | hospital_demand | 130.67 | 140.89 | 147.56 | 148.04 | 155.09 | 166.52 | Surged Pessimistic | Afghanistan | AFG | 2022-01-02 | v8 | TRUE
https://raw.githubusercontent.com/mrc-ide/global-lmic-reports/master/AFG/projections.csv | 2021-04-09 | ICU_demand | 48.81 | 52.41 | 54.86 | 54.94 | 57.43 | 61.9 | Surged Pessimistic | Afghanistan | AFG | 2022-01-02 | v8 | TRUE
https://raw.githubusercontent.com/mrc-ide/global-lmic-reports/master/AFG/projections.csv | 2021-04-09 | hospital_incidence | 16.15 | 17.56 | 18.45 | 18.44 | 19.32 | 20.62 | Surged Pessimistic | Afghanistan | AFG | 2022-01-02 | v8 | TRUE
https://raw.githubusercontent.com/mrc-ide/global-lmic-reports/master/AFG/projections.csv | 2021-04-09 | ICU_incidence | 4.76 | 5.18 | 5.44 | 5.43 | 5.69 | 6.08 | Surged Pessimistic | Afghanistan | AFG | 2022-01-02 | v8 | TRUE
https://raw.githubusercontent.com/mrc-ide/global-lmic-reports/master/AFG/projections.csv | 2021-04-09 | prevalence | 14116.59 | 15340.73 | 16147.15 | 16106.02 | 16861.95 | 18418.7 | Surged Pessimistic | Afghanistan | AFG | 2022-01-02 | v8 | TRUE
https://raw.githubusercontent.com/mrc-ide/global-lmic-reports/master/AFG/projections.csv | 2021-04-09 | cumulative_infections | 1087995.16 | 1128761.67 | 1157211.89 | 1157687.26 | 1186465.16 | 1239088.19 | Surged Pessimistic | Afghanistan | AFG | 2022-01-02 | v8 | TRUE
https://raw.githubusercontent.com/mrc-ide/global-lmic-reports/master/AFG/projections.csv | 2021-04-09 | cumulative_deaths | 2270.16 | 2364.7 | 2427.85 | 2425.28 | 2486.88 | 2598.88 | Surged Pessimistic | Afghanistan | AFG | 2022-01-02 | v8 | TRUE
https://raw.githubusercontent.com/mrc-ide/global-lmic-reports/master/AFG/projections.csv | 2021-04-09 | Rt | 1.22 | 1.26 | 1.28 | 1.28 | 1.3 | 1.32 | Surged Pessimistic | Afghanistan | AFG | 2022-01-02 | v8 | TRUE
https://raw.githubusercontent.com/mrc-ide/global-lmic-reports/master/AFG/projections.csv | 2021-04-09 | Reff | 1.18 | 1.22 | 1.24 | 1.24 | 1.26 | 1.28 | Surged Pessimistic | Afghanistan | AFG | 2022-01-02 | v8 | TRUE
https://raw.githubusercontent.com/mrc-ide/global-lmic-reports/master/AFG/projections.csv | 2021-04-09 | infections | 2197.42 | 2396.98 | 2529.12 | 2517.12 | 2645.87 | 2869.77 | Surged Relax Interventions 50% | Afghanistan | AFG | 2022-01-02 | v8 | TRUE
https://raw.githubusercontent.com/mrc-ide/global-lmic-reports/master/AFG/projections.csv | 2021-04-09 | deaths | 3.02 | 3.24 | 3.39 | 3.39 | 3.54 | 3.84 | Surged Relax Interventions 50% | Afghanistan | AFG | 2022-01-02 | v8 | TRUE
https://raw.githubusercontent.com/mrc-ide/global-lmic-reports/master/AFG/projections.csv | 2021-04-09 | hospital_demand | 130.67 | 140.89 | 147.56 | 148.04 | 155.09 | 166.52 | Surged Relax Interventions 50% | Afghanistan | AFG | 2022-01-02 | v8 | TRUE
https://raw.githubusercontent.com/mrc-ide/global-lmic-reports/master/AFG/projections.csv | 2021-04-09 | ICU_demand | 48.81 | 52.41 | 54.86 | 54.94 | 57.43 | 61.9 | Surged Relax Interventions 50% | Afghanistan | AFG | 2022-01-02 | v8 | TRUE
https://raw.githubusercontent.com/mrc-ide/global-lmic-reports/master/AFG/projections.csv | 2021-04-09 | hospital_incidence | 16.15 | 17.56 | 18.45 | 18.44 | 19.32 | 20.62 | Surged Relax Interventions 50% | Afghanistan | AFG | 2022-01-02 | v8 | TRUE
https://raw.githubusercontent.com/mrc-ide/global-lmic-reports/master/AFG/projections.csv | 2021-04-09 | ICU_incidence | 4.76 | 5.18 | 5.44 | 5.43 | 5.69 | 6.08 | Surged Relax Interventions 50% | Afghanistan | AFG | 2022-01-02 | v8 | TRUE
https://raw.githubusercontent.com/mrc-ide/global-lmic-reports/master/AFG/projections.csv | 2021-04-09 | prevalence | 14116.59 | 15340.73 | 16147.15 | 16106.02 | 16861.95 | 18418.7 | Surged Relax Interventions 50% | Afghanistan | AFG | 2022-01-02 | v8 | TRUE
https://raw.githubusercontent.com/mrc-ide/global-lmic-reports/master/AFG/projections.csv | 2021-04-09 | cumulative_infections | 1087995.16 | 1128761.67 | 1157211.89 | 1157687.26 | 1186465.16 | 1239088.19 | Surged Relax Interventions 50% | Afghanistan | AFG | 2022-01-02 | v8 | TRUE
https://raw.githubusercontent.com/mrc-ide/global-lmic-reports/master/AFG/projections.csv | 2021-04-09 | cumulative_deaths | 2270.16 | 2364.7 | 2427.85 | 2425.28 | 2486.88 | 2598.88 | Surged Relax Interventions 50% | Afghanistan | AFG | 2022-01-02 | v8 | TRUE
https://raw.githubusercontent.com/mrc-ide/global-lmic-reports/master/AFG/projections.csv | 2021-04-09 | Rt | 1.22 | 1.26 | 1.28 | 1.28 | 1.3 | 1.32 | Surged Relax Interventions 50% | Afghanistan | AFG | 2022-01-02 | v8 | TRUE
https://raw.githubusercontent.com/mrc-ide/global-lmic-reports/master/AFG/projections.csv | 2021-04-09 | Reff | 1.18 | 1.22 | 1.24 | 1.24 | 1.26 | 1.28 | Surged Relax Interventions 50% | Afghanistan | AFG | 2022-01-02 | v8 | TRUE
https://raw.githubusercontent.com/mrc-ide/global-lmic-reports/master/AFG/projections.csv | 2021-04-10 | infections | 2471.85 | 2670.78 | 2784.99 | 2805.41 | 2894.59 | 3166.2 | Additional 50% Reduction | Afghanistan | AFG | 2022-01-02 | v8 | TRUE
https://raw.githubusercontent.com/mrc-ide/global-lmic-reports/master/AFG/projections.csv | 2021-04-10 | deaths | 3.04 | 3.23 | 3.5 | 3.47 | 3.66 | 4.04 | Additional 50% Reduction | Afghanistan | AFG | 2022-01-02 | v8 | TRUE
https://raw.githubusercontent.com/mrc-ide/global-lmic-reports/master/AFG/projections.csv | 2021-04-10 | hospital_demand | 131.8 | 140.79 | 150.57 | 150.74 | 158.8 | 173.99 | Additional 50% Reduction | Afghanistan | AFG | 2022-01-02 | v8 | TRUE
https://raw.githubusercontent.com/mrc-ide/global-lmic-reports/master/AFG/projections.csv | 2021-04-10 | ICU_demand | 49.29 | 52.55 | 56.45 | 56.19 | 59.35 | 64.95 | Additional 50% Reduction | Afghanistan | AFG | 2022-01-02 | v8 | TRUE
https://raw.githubusercontent.com/mrc-ide/global-lmic-reports/master/AFG/projections.csv | 2021-04-10 | hospital_incidence | 16.35 | 17.48 | 18.4 | 18.63 | 19.76 | 21.41 | Additional 50% Reduction | Afghanistan | AFG | 2022-01-02 | v8 | TRUE
https://raw.githubusercontent.com/mrc-ide/global-lmic-reports/master/AFG/projections.csv | 2021-04-10 | ICU_incidence | 4.83 | 5.16 | 5.43 | 5.5 | 5.83 | 6.32 | Additional 50% Reduction | Afghanistan | AFG | 2022-01-02 | v8 | TRUE
https://raw.githubusercontent.com/mrc-ide/global-lmic-reports/master/AFG/projections.csv | 2021-04-10 | prevalence | 14530.75 | 15624.18 | 16392.72 | 16505.98 | 17504.53 | 18961.61 | Additional 50% Reduction | Afghanistan | AFG | 2022-01-02 | v8 | TRUE
https://raw.githubusercontent.com/mrc-ide/global-lmic-reports/master/AFG/projections.csv | 2021-04-10 | cumulative_infections | 1097623.36 | 1133977.36 | 1168345.46 | 1171634.23 | 1192327.78 | 1293547.65 | Additional 50% Reduction | Afghanistan | AFG | 2022-01-02 | v8 | TRUE
https://raw.githubusercontent.com/mrc-ide/global-lmic-reports/master/AFG/projections.csv | 2021-04-10 | cumulative_deaths | 2289.57 | 2380.96 | 2461.69 | 2467.23 | 2511.89 | 2746.34 | Additional 50% Reduction | Afghanistan | AFG | 2022-01-02 | v8 | TRUE
https://raw.githubusercontent.com/mrc-ide/global-lmic-reports/master/AFG/projections.csv | 2021-04-10 | Rt | 1.2 | 1.25 | 1.26 | 1.27 | 1.29 | 1.33 | Additional 50% Reduction | Afghanistan | AFG | 2022-01-02 | v8 | TRUE
https://raw.githubusercontent.com/mrc-ide/global-lmic-reports/master/AFG/projections.csv | 2021-04-10 | Reff | 1.17 | 1.21 | 1.23 | 1.23 | 1.25 | 1.29 | Additional 50% Reduction | Afghanistan | AFG | 2022-01-02 | v8 | TRUE
https://raw.githubusercontent.com/mrc-ide/global-lmic-reports/master/AFG/projections.csv | 2021-04-10 | infections | 2471.85 | 2670.78 | 2784.99 | 2805.41 | 2894.59 | 3166.2 | Maintain Status Quo | Afghanistan | AFG | 2022-01-02 | v8 | TRUE
https://raw.githubusercontent.com/mrc-ide/global-lmic-reports/master/AFG/projections.csv | 2021-04-10 | deaths | 3.04 | 3.23 | 3.5 | 3.47 | 3.66 | 4.04 | Maintain Status Quo | Afghanistan | AFG | 2022-01-02 | v8 | TRUE
https://raw.githubusercontent.com/mrc-ide/global-lmic-reports/master/AFG/projections.csv | 2021-04-10 | hospital_demand | 131.8 | 140.79 | 150.57 | 150.74 | 158.8 | 173.99 | Maintain Status Quo | Afghanistan | AFG | 2022-01-02 | v8 | TRUE
https://raw.githubusercontent.com/mrc-ide/global-lmic-reports/master/AFG/projections.csv | 2021-04-10 | ICU_demand | 49.29 | 52.55 | 56.45 | 56.19 | 59.35 | 64.95 | Maintain Status Quo | Afghanistan | AFG | 2022-01-02 | v8 | TRUE
https://raw.githubusercontent.com/mrc-ide/global-lmic-reports/master/AFG/projections.csv | 2021-04-10 | hospital_incidence | 16.35 | 17.48 | 18.4 | 18.63 | 19.76 | 21.41 | Maintain Status Quo | Afghanistan | AFG | 2022-01-02 | v8 | TRUE
https://raw.githubusercontent.com/mrc-ide/global-lmic-reports/master/AFG/projections.csv | 2021-04-10 | ICU_incidence | 4.83 | 5.16 | 5.43 | 5.5 | 5.83 | 6.32 | Maintain Status Quo | Afghanistan | AFG | 2022-01-02 | v8 | TRUE
https://raw.githubusercontent.com/mrc-ide/global-lmic-reports/master/AFG/projections.csv | 2021-04-10 | prevalence | 14530.75 | 15624.18 | 16392.72 | 16505.98 | 17504.53 | 18961.61 | Maintain Status Quo | Afghanistan | AFG | 2022-01-02 | v8 | TRUE
https://raw.githubusercontent.com/mrc-ide/global-lmic-reports/master/AFG/projections.csv | 2021-04-10 | cumulative_infections | 1097623.36 | 1133977.36 | 1168345.46 | 1171634.23 | 1192327.78 | 1293547.65 | Maintain Status Quo | Afghanistan | AFG | 2022-01-02 | v8 | TRUE
https://raw.githubusercontent.com/mrc-ide/global-lmic-reports/master/AFG/projections.csv | 2021-04-10 | cumulative_deaths | 2289.57 | 2380.96 | 2461.69 | 2467.23 | 2511.89 | 2746.34 | Maintain Status Quo | Afghanistan | AFG | 2022-01-02 | v8 | TRUE
https://raw.githubusercontent.com/mrc-ide/global-lmic-reports/master/AFG/projections.csv | 2021-04-10 | Rt | 1.2 | 1.25 | 1.26 | 1.27 | 1.29 | 1.33 | Maintain Status Quo | Afghanistan | AFG | 2022-01-02 | v8 | TRUE
https://raw.githubusercontent.com/mrc-ide/global-lmic-reports/master/AFG/projections.csv | 2021-04-10 | Reff | 1.17 | 1.21 | 1.23 | 1.23 | 1.25 | 1.29 | Maintain Status Quo | Afghanistan | AFG | 2022-01-02 | v8 | TRUE
https://raw.githubusercontent.com/mrc-ide/global-lmic-reports/master/AFG/projections.csv | 2021-04-10 | infections | 2471.85 | 2670.78 | 2784.99 | 2805.41 | 2894.59 | 3166.2 | Optimistic | Afghanistan | AFG | 2022-01-02 | v8 | TRUE
https://raw.githubusercontent.com/mrc-ide/global-lmic-reports/master/AFG/projections.csv | 2021-04-10 | deaths | 3.04 | 3.23 | 3.5 | 3.47 | 3.66 | 4.04 | Optimistic | Afghanistan | AFG | 2022-01-02 | v8 | TRUE
https://raw.githubusercontent.com/mrc-ide/global-lmic-reports/master/AFG/projections.csv | 2021-04-10 | hospital_demand | 131.8 | 140.79 | 150.57 | 150.74 | 158.8 | 173.99 | Optimistic | Afghanistan | AFG | 2022-01-02 | v8 | TRUE
https://raw.githubusercontent.com/mrc-ide/global-lmic-reports/master/AFG/projections.csv | 2021-04-10 | ICU_demand | 49.29 | 52.55 | 56.45 | 56.19 | 59.35 | 64.95 | Optimistic | Afghanistan | AFG | 2022-01-02 | v8 | TRUE
https://raw.githubusercontent.com/mrc-ide/global-lmic-reports/master/AFG/projections.csv | 2021-04-10 | hospital_incidence | 16.35 | 17.48 | 18.4 | 18.63 | 19.76 | 21.41 | Optimistic | Afghanistan | AFG | 2022-01-02 | v8 | TRUE
https://raw.githubusercontent.com/mrc-ide/global-lmic-reports/master/AFG/projections.csv | 2021-04-10 | ICU_incidence | 4.83 | 5.16 | 5.43 | 5.5 | 5.83 | 6.32 | Optimistic | Afghanistan | AFG | 2022-01-02 | v8 | TRUE
https://raw.githubusercontent.com/mrc-ide/global-lmic-reports/master/AFG/projections.csv | 2021-04-10 | prevalence | 14530.75 | 15624.18 | 16392.72 | 16505.98 | 17504.53 | 18961.61 | Optimistic | Afghanistan | AFG | 2022-01-02 | v8 | TRUE
https://raw.githubusercontent.com/mrc-ide/global-lmic-reports/master/AFG/projections.csv | 2021-04-10 | cumulative_infections | 1097623.36 | 1133977.36 | 1168345.46 | 1171634.23 | 1192327.78 | 1293547.65 | Optimistic | Afghanistan | AFG | 2022-01-02 | v8 | TRUE
https://raw.githubusercontent.com/mrc-ide/global-lmic-reports/master/AFG/projections.csv | 2021-04-10 | cumulative_deaths | 2289.57 | 2380.96 | 2461.69 | 2467.23 | 2511.89 | 2746.34 | Optimistic | Afghanistan | AFG | 2022-01-02 | v8 | TRUE
https://raw.githubusercontent.com/mrc-ide/global-lmic-reports/master/AFG/projections.csv | 2021-04-10 | Rt | 1.2 | 1.25 | 1.26 | 1.27 | 1.29 | 1.33 | Optimistic | Afghanistan | AFG | 2022-01-02 | v8 | TRUE
https://raw.githubusercontent.com/mrc-ide/global-lmic-reports/master/AFG/projections.csv | 2021-04-10 | Reff | 1.17 | 1.21 | 1.23 | 1.23 | 1.25 | 1.29 | Optimistic | Afghanistan | AFG | 2022-01-02 | v8 | TRUE
https://raw.githubusercontent.com/mrc-ide/global-lmic-reports/master/AFG/projections.csv | 2021-04-10 | infections | 2471.85 | 2670.78 | 2784.99 | 2805.41 | 2894.59 | 3166.2 | Pessimistic | Afghanistan | AFG | 2022-01-02 | v8 | TRUE
https://raw.githubusercontent.com/mrc-ide/global-lmic-reports/master/AFG/projections.csv | 2021-04-10 | deaths | 3.04 | 3.23 | 3.5 | 3.47 | 3.66 | 4.04 | Pessimistic | Afghanistan | AFG | 2022-01-02 | v8 | TRUE
https://raw.githubusercontent.com/mrc-ide/global-lmic-reports/master/AFG/projections.csv | 2021-04-10 | hospital_demand | 131.8 | 140.79 | 150.57 | 150.74 | 158.8 | 173.99 | Pessimistic | Afghanistan | AFG | 2022-01-02 | v8 | TRUE
https://raw.githubusercontent.com/mrc-ide/global-lmic-reports/master/AFG/projections.csv | 2021-04-10 | ICU_demand | 49.29 | 52.55 | 56.45 | 56.19 | 59.35 | 64.95 | Pessimistic | Afghanistan | AFG | 2022-01-02 | v8 | TRUE
https://raw.githubusercontent.com/mrc-ide/global-lmic-reports/master/AFG/projections.csv | 2021-04-10 | hospital_incidence | 16.35 | 17.48 | 18.4 | 18.63 | 19.76 | 21.41 | Pessimistic | Afghanistan | AFG | 2022-01-02 | v8 | TRUE
https://raw.githubusercontent.com/mrc-ide/global-lmic-reports/master/AFG/projections.csv | 2021-04-10 | ICU_incidence | 4.83 | 5.16 | 5.43 | 5.5 | 5.83 | 6.32 | Pessimistic | Afghanistan | AFG | 2022-01-02 | v8 | TRUE
https://raw.githubusercontent.com/mrc-ide/global-lmic-reports/master/AFG/projections.csv | 2021-04-10 | prevalence | 14530.75 | 15624.18 | 16392.72 | 16505.98 | 17504.53 | 18961.61 | Pessimistic | Afghanistan | AFG | 2022-01-02 | v8 | TRUE
https://raw.githubusercontent.com/mrc-ide/global-lmic-reports/master/AFG/projections.csv | 2021-04-10 | cumulative_infections | 1097623.36 | 1133977.36 | 1168345.46 | 1171634.23 | 1192327.78 | 1293547.65 | Pessimistic | Afghanistan | AFG | 2022-01-02 | v8 | TRUE
https://raw.githubusercontent.com/mrc-ide/global-lmic-reports/master/AFG/projections.csv | 2021-04-10 | cumulative_deaths | 2289.57 | 2380.96 | 2461.69 | 2467.23 | 2511.89 | 2746.34 | Pessimistic | Afghanistan | AFG | 2022-01-02 | v8 | TRUE
https://raw.githubusercontent.com/mrc-ide/global-lmic-reports/master/AFG/projections.csv | 2021-04-10 | Rt | 1.2 | 1.25 | 1.26 | 1.27 | 1.29 | 1.33 | Pessimistic | Afghanistan | AFG | 2022-01-02 | v8 | TRUE
https://raw.githubusercontent.com/mrc-ide/global-lmic-reports/master/AFG/projections.csv | 2021-04-10 | Reff | 1.17 | 1.21 | 1.23 | 1.23 | 1.25 | 1.29 | Pessimistic | Afghanistan | AFG | 2022-01-02 | v8 | TRUE
https://raw.githubusercontent.com/mrc-ide/global-lmic-reports/master/AFG/projections.csv | 2021-04-10 | infections | 2471.85 | 2670.78 | 2784.99 | 2805.41 | 2894.59 | 3166.2 | Relax Interventions 50% | Afghanistan | AFG | 2022-01-02 | v8 | TRUE
https://raw.githubusercontent.com/mrc-ide/global-lmic-reports/master/AFG/projections.csv | 2021-04-10 | deaths | 3.04 | 3.23 | 3.5 | 3.47 | 3.66 | 4.04 | Relax Interventions 50% | Afghanistan | AFG | 2022-01-02 | v8 | TRUE
https://raw.githubusercontent.com/mrc-ide/global-lmic-reports/master/AFG/projections.csv | 2021-04-10 | hospital_demand | 131.8 | 140.79 | 150.57 | 150.74 | 158.8 | 173.99 | Relax Interventions 50% | Afghanistan | AFG | 2022-01-02 | v8 | TRUE
https://raw.githubusercontent.com/mrc-ide/global-lmic-reports/master/AFG/projections.csv | 2021-04-10 | ICU_demand | 49.29 | 52.55 | 56.45 | 56.19 | 59.35 | 64.95 | Relax Interventions 50% | Afghanistan | AFG | 2022-01-02 | v8 | TRUE
https://raw.githubusercontent.com/mrc-ide/global-lmic-reports/master/AFG/projections.csv | 2021-04-10 | hospital_incidence | 16.35 | 17.48 | 18.4 | 18.63 | 19.76 | 21.41 | Relax Interventions 50% | Afghanistan | AFG | 2022-01-02 | v8 | TRUE
https://raw.githubusercontent.com/mrc-ide/global-lmic-reports/master/AFG/projections.csv | 2021-04-10 | ICU_incidence | 4.83 | 5.16 | 5.43 | 5.5 | 5.83 | 6.32 | Relax Interventions 50% | Afghanistan | AFG | 2022-01-02 | v8 | TRUE
https://raw.githubusercontent.com/mrc-ide/global-lmic-reports/master/AFG/projections.csv | 2021-04-10 | prevalence | 14530.75 | 15624.18 | 16392.72 | 16505.98 | 17504.53 | 18961.61 | Relax Interventions 50% | Afghanistan | AFG | 2022-01-02 | v8 | TRUE
https://raw.githubusercontent.com/mrc-ide/global-lmic-reports/master/AFG/projections.csv | 2021-04-10 | cumulative_infections | 1097623.36 | 1133977.36 | 1168345.46 | 1171634.23 | 1192327.78 | 1293547.65 | Relax Interventions 50% | Afghanistan | AFG | 2022-01-02 | v8 | TRUE
https://raw.githubusercontent.com/mrc-ide/global-lmic-reports/master/AFG/projections.csv | 2021-04-10 | cumulative_deaths | 2289.57 | 2380.96 | 2461.69 | 2467.23 | 2511.89 | 2746.34 | Relax Interventions 50% | Afghanistan | AFG | 2022-01-02 | v8 | TRUE
https://raw.githubusercontent.com/mrc-ide/global-lmic-reports/master/AFG/projections.csv | 2021-04-10 | Rt | 1.2 | 1.25 | 1.26 | 1.27 | 1.29 | 1.33 | Relax Interventions 50% | Afghanistan | AFG | 2022-01-02 | v8 | TRUE
https://raw.githubusercontent.com/mrc-ide/global-lmic-reports/master/AFG/projections.csv | 2021-04-10 | Reff | 1.17 | 1.21 | 1.23 | 1.23 | 1.25 | 1.29 | Relax Interventions 50% | Afghanistan | AFG | 2022-01-02 | v8 | TRUE
https://raw.githubusercontent.com/mrc-ide/global-lmic-reports/master/AFG/projections.csv | 2021-04-10 | infections | 2505.12 | 2706.11 | 2802.45 | 2828.17 | 2953.01 | 3141.81 | Surged Additional 50% Reduction | Afghanistan | AFG | 2022-01-02 | v8 | TRUE
https://raw.githubusercontent.com/mrc-ide/global-lmic-reports/master/AFG/projections.csv | 2021-04-10 | deaths | 3.1 | 3.33 | 3.49 | 3.49 | 3.65 | 3.94 | Surged Additional 50% Reduction | Afghanistan | AFG | 2022-01-02 | v8 | TRUE
https://raw.githubusercontent.com/mrc-ide/global-lmic-reports/master/AFG/projections.csv | 2021-04-10 | hospital_demand | 133.71 | 144.56 | 151.12 | 151.68 | 159.03 | 170.1 | Surged Additional 50% Reduction | Afghanistan | AFG | 2022-01-02 | v8 | TRUE
https://raw.githubusercontent.com/mrc-ide/global-lmic-reports/master/AFG/projections.csv | 2021-04-10 | ICU_demand | 50.11 | 53.9 | 56.39 | 56.51 | 59.12 | 63.51 | Surged Additional 50% Reduction | Afghanistan | AFG | 2022-01-02 | v8 | TRUE
https://raw.githubusercontent.com/mrc-ide/global-lmic-reports/master/AFG/projections.csv | 2021-04-10 | hospital_incidence | 16.46 | 17.91 | 18.82 | 18.79 | 19.64 | 21.1 | Surged Additional 50% Reduction | Afghanistan | AFG | 2022-01-02 | v8 | TRUE
https://raw.githubusercontent.com/mrc-ide/global-lmic-reports/master/AFG/projections.csv | 2021-04-10 | ICU_incidence | 4.86 | 5.29 | 5.56 | 5.55 | 5.8 | 6.23 | Surged Additional 50% Reduction | Afghanistan | AFG | 2022-01-02 | v8 | TRUE
https://raw.githubusercontent.com/mrc-ide/global-lmic-reports/master/AFG/projections.csv | 2021-04-10 | prevalence | 14621.83 | 15894.86 | 16637.3 | 16652.71 | 17395.95 | 18948.43 | Surged Additional 50% Reduction | Afghanistan | AFG | 2022-01-02 | v8 | TRUE
https://raw.githubusercontent.com/mrc-ide/global-lmic-reports/master/AFG/projections.csv | 2021-04-10 | cumulative_infections | 1090836.85 | 1131520.23 | 1159821.71 | 1160515.44 | 1189092.96 | 1242051.72 | Surged Additional 50% Reduction | Afghanistan | AFG | 2022-01-02 | v8 | TRUE
https://raw.githubusercontent.com/mrc-ide/global-lmic-reports/master/AFG/projections.csv | 2021-04-10 | cumulative_deaths | 2273.88 | 2368.16 | 2431.41 | 2428.77 | 2490.5 | 2602.39 | Surged Additional 50% Reduction | Afghanistan | AFG | 2022-01-02 | v8 | TRUE
https://raw.githubusercontent.com/mrc-ide/global-lmic-reports/master/AFG/projections.csv | 2021-04-10 | Rt | 1.2 | 1.25 | 1.27 | 1.27 | 1.29 | 1.31 | Surged Additional 50% Reduction | Afghanistan | AFG | 2022-01-02 | v8 | TRUE
https://raw.githubusercontent.com/mrc-ide/global-lmic-reports/master/AFG/projections.csv | 2021-04-10 | Reff | 1.17 | 1.21 | 1.23 | 1.23 | 1.25 | 1.27 | Surged Additional 50% Reduction | Afghanistan | AFG | 2022-01-02 | v8 | TRUE
https://raw.githubusercontent.com/mrc-ide/global-lmic-reports/master/AFG/projections.csv | 2021-04-10 | infections | 2505.12 | 2706.11 | 2802.45 | 2828.17 | 2953.01 | 3141.81 | Surged Maintain Status Quo | Afghanistan | AFG | 2022-01-02 | v8 | TRUE
https://raw.githubusercontent.com/mrc-ide/global-lmic-reports/master/AFG/projections.csv | 2021-04-10 | deaths | 3.1 | 3.33 | 3.49 | 3.49 | 3.65 | 3.94 | Surged Maintain Status Quo | Afghanistan | AFG | 2022-01-02 | v8 | TRUE
https://raw.githubusercontent.com/mrc-ide/global-lmic-reports/master/AFG/projections.csv | 2021-04-10 | hospital_demand | 133.71 | 144.56 | 151.12 | 151.68 | 159.03 | 170.1 | Surged Maintain Status Quo | Afghanistan | AFG | 2022-01-02 | v8 | TRUE
https://raw.githubusercontent.com/mrc-ide/global-lmic-reports/master/AFG/projections.csv | 2021-04-10 | ICU_demand | 50.11 | 53.9 | 56.39 | 56.51 | 59.12 | 63.51 | Surged Maintain Status Quo | Afghanistan | AFG | 2022-01-02 | v8 | TRUE
https://raw.githubusercontent.com/mrc-ide/global-lmic-reports/master/AFG/projections.csv | 2021-04-10 | hospital_incidence | 16.46 | 17.91 | 18.82 | 18.79 | 19.64 | 21.1 | Surged Maintain Status Quo | Afghanistan | AFG | 2022-01-02 | v8 | TRUE
https://raw.githubusercontent.com/mrc-ide/global-lmic-reports/master/AFG/projections.csv | 2021-04-10 | ICU_incidence | 4.86 | 5.29 | 5.56 | 5.55 | 5.8 | 6.23 | Surged Maintain Status Quo | Afghanistan | AFG | 2022-01-02 | v8 | TRUE
https://raw.githubusercontent.com/mrc-ide/global-lmic-reports/master/AFG/projections.csv | 2021-04-10 | prevalence | 14621.83 | 15894.86 | 16637.3 | 16652.71 | 17395.95 | 18948.43 | Surged Maintain Status Quo | Afghanistan | AFG | 2022-01-02 | v8 | TRUE
https://raw.githubusercontent.com/mrc-ide/global-lmic-reports/master/AFG/projections.csv | 2021-04-10 | cumulative_infections | 1090836.85 | 1131520.23 | 1159821.71 | 1160515.44 | 1189092.96 | 1242051.72 | Surged Maintain Status Quo | Afghanistan | AFG | 2022-01-02 | v8 | TRUE
https://raw.githubusercontent.com/mrc-ide/global-lmic-reports/master/AFG/projections.csv | 2021-04-10 | cumulative_deaths | 2273.88 | 2368.16 | 2431.41 | 2428.77 | 2490.5 | 2602.39 | Surged Maintain Status Quo | Afghanistan | AFG | 2022-01-02 | v8 | TRUE
https://raw.githubusercontent.com/mrc-ide/global-lmic-reports/master/AFG/projections.csv | 2021-04-10 | Rt | 1.2 | 1.25 | 1.27 | 1.27 | 1.29 | 1.31 | Surged Maintain Status Quo | Afghanistan | AFG | 2022-01-02 | v8 | TRUE
https://raw.githubusercontent.com/mrc-ide/global-lmic-reports/master/AFG/projections.csv | 2021-04-10 | Reff | 1.17 | 1.21 | 1.23 | 1.23 | 1.25 | 1.27 | Surged Maintain Status Quo | Afghanistan | AFG | 2022-01-02 | v8 | TRUE
https://raw.githubusercontent.com/mrc-ide/global-lmic-reports/master/AFG/projections.csv | 2021-04-10 | infections | 2505.12 | 2706.11 | 2802.45 | 2828.17 | 2953.01 | 3141.81 | Surged Optimistic | Afghanistan | AFG | 2022-01-02 | v8 | TRUE
https://raw.githubusercontent.com/mrc-ide/global-lmic-reports/master/AFG/projections.csv | 2021-04-10 | deaths | 3.1 | 3.33 | 3.49 | 3.49 | 3.65 | 3.94 | Surged Optimistic | Afghanistan | AFG | 2022-01-02 | v8 | TRUE
https://raw.githubusercontent.com/mrc-ide/global-lmic-reports/master/AFG/projections.csv | 2021-04-10 | hospital_demand | 133.71 | 144.56 | 151.12 | 151.68 | 159.03 | 170.1 | Surged Optimistic | Afghanistan | AFG | 2022-01-02 | v8 | TRUE
https://raw.githubusercontent.com/mrc-ide/global-lmic-reports/master/AFG/projections.csv | 2021-04-10 | ICU_demand | 50.11 | 53.9 | 56.39 | 56.51 | 59.12 | 63.51 | Surged Optimistic | Afghanistan | AFG | 2022-01-02 | v8 | TRUE
https://raw.githubusercontent.com/mrc-ide/global-lmic-reports/master/AFG/projections.csv | 2021-04-10 | hospital_incidence | 16.46 | 17.91 | 18.82 | 18.79 | 19.64 | 21.1 | Surged Optimistic | Afghanistan | AFG | 2022-01-02 | v8 | TRUE
https://raw.githubusercontent.com/mrc-ide/global-lmic-reports/master/AFG/projections.csv | 2021-04-10 | ICU_incidence | 4.86 | 5.29 | 5.56 | 5.55 | 5.8 | 6.23 | Surged Optimistic | Afghanistan | AFG | 2022-01-02 | v8 | TRUE
https://raw.githubusercontent.com/mrc-ide/global-lmic-reports/master/AFG/projections.csv | 2021-04-10 | prevalence | 14621.83 | 15894.86 | 16637.3 | 16652.71 | 17395.95 | 18948.43 | Surged Optimistic | Afghanistan | AFG | 2022-01-02 | v8 | TRUE
https://raw.githubusercontent.com/mrc-ide/global-lmic-reports/master/AFG/projections.csv | 2021-04-10 | cumulative_infections | 1090836.85 | 1131520.23 | 1159821.71 | 1160515.44 | 1189092.96 | 1242051.72 | Surged Optimistic | Afghanistan | AFG | 2022-01-02 | v8 | TRUE
https://raw.githubusercontent.com/mrc-ide/global-lmic-reports/master/AFG/projections.csv | 2021-04-10 | cumulative_deaths | 2273.88 | 2368.16 | 2431.41 | 2428.77 | 2490.5 | 2602.39 | Surged Optimistic | Afghanistan | AFG | 2022-01-02 | v8 | TRUE
https://raw.githubusercontent.com/mrc-ide/global-lmic-reports/master/AFG/projections.csv | 2021-04-10 | Rt | 1.2 | 1.25 | 1.27 | 1.27 | 1.29 | 1.31 | Surged Optimistic | Afghanistan | AFG | 2022-01-02 | v8 | TRUE
https://raw.githubusercontent.com/mrc-ide/global-lmic-reports/master/AFG/projections.csv | 2021-04-10 | Reff | 1.17 | 1.21 | 1.23 | 1.23 | 1.25 | 1.27 | Surged Optimistic | Afghanistan | AFG | 2022-01-02 | v8 | TRUE
https://raw.githubusercontent.com/mrc-ide/global-lmic-reports/master/AFG/projections.csv | 2021-04-10 | infections | 2505.12 | 2706.11 | 2802.45 | 2828.17 | 2953.01 | 3141.81 | Surged Pessimistic | Afghanistan | AFG | 2022-01-02 | v8 | TRUE
https://raw.githubusercontent.com/mrc-ide/global-lmic-reports/master/AFG/projections.csv | 2021-04-10 | deaths | 3.1 | 3.33 | 3.49 | 3.49 | 3.65 | 3.94 | Surged Pessimistic | Afghanistan | AFG | 2022-01-02 | v8 | TRUE
https://raw.githubusercontent.com/mrc-ide/global-lmic-reports/master/AFG/projections.csv | 2021-04-10 | hospital_demand | 133.71 | 144.56 | 151.12 | 151.68 | 159.03 | 170.1 | Surged Pessimistic | Afghanistan | AFG | 2022-01-02 | v8 | TRUE
https://raw.githubusercontent.com/mrc-ide/global-lmic-reports/master/AFG/projections.csv | 2021-04-10 | ICU_demand | 50.11 | 53.9 | 56.39 | 56.51 | 59.12 | 63.51 | Surged Pessimistic | Afghanistan | AFG | 2022-01-02 | v8 | TRUE
https://raw.githubusercontent.com/mrc-ide/global-lmic-reports/master/AFG/projections.csv | 2021-04-10 | hospital_incidence | 16.46 | 17.91 | 18.82 | 18.79 | 19.64 | 21.1 | Surged Pessimistic | Afghanistan | AFG | 2022-01-02 | v8 | TRUE
https://raw.githubusercontent.com/mrc-ide/global-lmic-reports/master/AFG/projections.csv | 2021-04-10 | ICU_incidence | 4.86 | 5.29 | 5.56 | 5.55 | 5.8 | 6.23 | Surged Pessimistic | Afghanistan | AFG | 2022-01-02 | v8 | TRUE
https://raw.githubusercontent.com/mrc-ide/global-lmic-reports/master/AFG/projections.csv | 2021-04-10 | prevalence | 14621.83 | 15894.86 | 16637.3 | 16652.71 | 17395.95 | 18948.43 | Surged Pessimistic | Afghanistan | AFG | 2022-01-02 | v8 | TRUE
https://raw.githubusercontent.com/mrc-ide/global-lmic-reports/master/AFG/projections.csv | 2021-04-10 | cumulative_infections | 1090836.85 | 1131520.23 | 1159821.71 | 1160515.44 | 1189092.96 | 1242051.72 | Surged Pessimistic | Afghanistan | AFG | 2022-01-02 | v8 | TRUE
https://raw.githubusercontent.com/mrc-ide/global-lmic-reports/master/AFG/projections.csv | 2021-04-10 | cumulative_deaths | 2273.88 | 2368.16 | 2431.41 | 2428.77 | 2490.5 | 2602.39 | Surged Pessimistic | Afghanistan | AFG | 2022-01-02 | v8 | TRUE
https://raw.githubusercontent.com/mrc-ide/global-lmic-reports/master/AFG/projections.csv | 2021-04-10 | Rt | 1.2 | 1.25 | 1.27 | 1.27 | 1.29 | 1.31 | Surged Pessimistic | Afghanistan | AFG | 2022-01-02 | v8 | TRUE
https://raw.githubusercontent.com/mrc-ide/global-lmic-reports/master/AFG/projections.csv | 2021-04-10 | Reff | 1.17 | 1.21 | 1.23 | 1.23 | 1.25 | 1.27 | Surged Pessimistic | Afghanistan | AFG | 2022-01-02 | v8 | TRUE
https://raw.githubusercontent.com/mrc-ide/global-lmic-reports/master/AFG/projections.csv | 2021-04-10 | infections | 2505.12 | 2706.11 | 2802.45 | 2828.17 | 2953.01 | 3141.81 | Surged Relax Interventions 50% | Afghanistan | AFG | 2022-01-02 | v8 | TRUE
https://raw.githubusercontent.com/mrc-ide/global-lmic-reports/master/AFG/projections.csv | 2021-04-10 | deaths | 3.1 | 3.33 | 3.49 | 3.49 | 3.65 | 3.94 | Surged Relax Interventions 50% | Afghanistan | AFG | 2022-01-02 | v8 | TRUE
https://raw.githubusercontent.com/mrc-ide/global-lmic-reports/master/AFG/projections.csv | 2021-04-10 | hospital_demand | 133.71 | 144.56 | 151.12 | 151.68 | 159.03 | 170.1 | Surged Relax Interventions 50% | Afghanistan | AFG | 2022-01-02 | v8 | TRUE
https://raw.githubusercontent.com/mrc-ide/global-lmic-reports/master/AFG/projections.csv | 2021-04-10 | ICU_demand | 50.11 | 53.9 | 56.39 | 56.51 | 59.12 | 63.51 | Surged Relax Interventions 50% | Afghanistan | AFG | 2022-01-02 | v8 | TRUE
https://raw.githubusercontent.com/mrc-ide/global-lmic-reports/master/AFG/projections.csv | 2021-04-10 | hospital_incidence | 16.46 | 17.91 | 18.82 | 18.79 | 19.64 | 21.1 | Surged Relax Interventions 50% | Afghanistan | AFG | 2022-01-02 | v8 | TRUE
https://raw.githubusercontent.com/mrc-ide/global-lmic-reports/master/AFG/projections.csv | 2021-04-10 | ICU_incidence | 4.86 | 5.29 | 5.56 | 5.55 | 5.8 | 6.23 | Surged Relax Interventions 50% | Afghanistan | AFG | 2022-01-02 | v8 | TRUE
https://raw.githubusercontent.com/mrc-ide/global-lmic-reports/master/AFG/projections.csv | 2021-04-10 | prevalence | 14621.83 | 15894.86 | 16637.3 | 16652.71 | 17395.95 | 18948.43 | Surged Relax Interventions 50% | Afghanistan | AFG | 2022-01-02 | v8 | TRUE
https://raw.githubusercontent.com/mrc-ide/global-lmic-reports/master/AFG/projections.csv | 2021-04-10 | cumulative_infections | 1090836.85 | 1131520.23 | 1159821.71 | 1160515.44 | 1189092.96 | 1242051.72 | Surged Relax Interventions 50% | Afghanistan | AFG | 2022-01-02 | v8 | TRUE
https://raw.githubusercontent.com/mrc-ide/global-lmic-reports/master/AFG/projections.csv | 2021-04-10 | cumulative_deaths | 2273.88 | 2368.16 | 2431.41 | 2428.77 | 2490.5 | 2602.39 | Surged Relax Interventions 50% | Afghanistan | AFG | 2022-01-02 | v8 | TRUE
https://raw.githubusercontent.com/mrc-ide/global-lmic-reports/master/AFG/projections.csv | 2021-04-10 | Rt | 1.2 | 1.25 | 1.27 | 1.27 | 1.29 | 1.31 | Surged Relax Interventions 50% | Afghanistan | AFG | 2022-01-02 | v8 | TRUE
https://raw.githubusercontent.com/mrc-ide/global-lmic-reports/master/AFG/projections.csv | 2021-04-10 | Reff | 1.17 | 1.21 | 1.23 | 1.23 | 1.25 | 1.27 | Surged Relax Interventions 50% | Afghanistan | AFG | 2022-01-02 | v8 | TRUE
https://raw.githubusercontent.com/mrc-ide/global-lmic-reports/master/AFG/projections.csv | 2021-04-11 | infections | 2501.78 | 2704.26 | 2819.47 | 2842.45 | 2928.44 | 3202 | Additional 50% Reduction | Afghanistan | AFG | 2022-01-02 | v8 | TRUE
https://raw.githubusercontent.com/mrc-ide/global-lmic-reports/master/AFG/projections.csv | 2021-04-11 | deaths | 3.12 | 3.32 | 3.58 | 3.56 | 3.77 | 4.13 | Additional 50% Reduction | Afghanistan | AFG | 2022-01-02 | v8 | TRUE
https://raw.githubusercontent.com/mrc-ide/global-lmic-reports/master/AFG/projections.csv | 2021-04-11 | hospital_demand | 135.04 | 144.14 | 153.67 | 154.26 | 162.61 | 177.68 | Additional 50% Reduction | Afghanistan | AFG | 2022-01-02 | v8 | TRUE
https://raw.githubusercontent.com/mrc-ide/global-lmic-reports/master/AFG/projections.csv | 2021-04-11 | ICU_demand | 50.66 | 53.99 | 57.8 | 57.72 | 60.85 | 66.51 | Additional 50% Reduction | Afghanistan | AFG | 2022-01-02 | v8 | TRUE
https://raw.githubusercontent.com/mrc-ide/global-lmic-reports/master/AFG/projections.csv | 2021-04-11 | hospital_incidence | 16.68 | 17.77 | 18.76 | 18.99 | 20.19 | 21.82 | Additional 50% Reduction | Afghanistan | AFG | 2022-01-02 | v8 | TRUE
https://raw.githubusercontent.com/mrc-ide/global-lmic-reports/master/AFG/projections.csv | 2021-04-11 | ICU_incidence | 4.93 | 5.26 | 5.55 | 5.62 | 5.97 | 6.45 | Additional 50% Reduction | Afghanistan | AFG | 2022-01-02 | v8 | TRUE
https://raw.githubusercontent.com/mrc-ide/global-lmic-reports/master/AFG/projections.csv | 2021-04-11 | prevalence | 15015.12 | 16247.77 | 16894.11 | 17034.56 | 17890.8 | 19518.74 | Additional 50% Reduction | Afghanistan | AFG | 2022-01-02 | v8 | TRUE
https://raw.githubusercontent.com/mrc-ide/global-lmic-reports/master/AFG/projections.csv | 2021-04-11 | cumulative_infections | 1100457.02 | 1136960.28 | 1171077.02 | 1174476.68 | 1195273.73 | 1296674.57 | Additional 50% Reduction | Afghanistan | AFG | 2022-01-02 | v8 | TRUE
https://raw.githubusercontent.com/mrc-ide/global-lmic-reports/master/AFG/projections.csv | 2021-04-11 | cumulative_deaths | 2293.35 | 2384.57 | 2465.31 | 2470.79 | 2515.69 | 2750.24 | Additional 50% Reduction | Afghanistan | AFG | 2022-01-02 | v8 | TRUE
https://raw.githubusercontent.com/mrc-ide/global-lmic-reports/master/AFG/projections.csv | 2021-04-11 | Rt | 1.28 | 1.31 | 1.33 | 1.33 | 1.35 | 1.37 | Additional 50% Reduction | Afghanistan | AFG | 2022-01-02 | v8 | TRUE
https://raw.githubusercontent.com/mrc-ide/global-lmic-reports/master/AFG/projections.csv | 2021-04-11 | Reff | 1.24 | 1.27 | 1.29 | 1.28 | 1.31 | 1.33 | Additional 50% Reduction | Afghanistan | AFG | 2022-01-02 | v8 | TRUE
https://raw.githubusercontent.com/mrc-ide/global-lmic-reports/master/AFG/projections.csv | 2021-04-11 | infections | 2501.78 | 2704.26 | 2819.47 | 2842.45 | 2928.44 | 3202 | Maintain Status Quo | Afghanistan | AFG | 2022-01-02 | v8 | TRUE
https://raw.githubusercontent.com/mrc-ide/global-lmic-reports/master/AFG/projections.csv | 2021-04-11 | deaths | 3.12 | 3.32 | 3.58 | 3.56 | 3.77 | 4.13 | Maintain Status Quo | Afghanistan | AFG | 2022-01-02 | v8 | TRUE
https://raw.githubusercontent.com/mrc-ide/global-lmic-reports/master/AFG/projections.csv | 2021-04-11 | hospital_demand | 135.04 | 144.14 | 153.67 | 154.26 | 162.61 | 177.68 | Maintain Status Quo | Afghanistan | AFG | 2022-01-02 | v8 | TRUE
https://raw.githubusercontent.com/mrc-ide/global-lmic-reports/master/AFG/projections.csv | 2021-04-11 | ICU_demand | 50.66 | 53.99 | 57.8 | 57.72 | 60.85 | 66.51 | Maintain Status Quo | Afghanistan | AFG | 2022-01-02 | v8 | TRUE
https://raw.githubusercontent.com/mrc-ide/global-lmic-reports/master/AFG/projections.csv | 2021-04-11 | hospital_incidence | 16.68 | 17.77 | 18.76 | 18.99 | 20.19 | 21.82 | Maintain Status Quo | Afghanistan | AFG | 2022-01-02 | v8 | TRUE
https://raw.githubusercontent.com/mrc-ide/global-lmic-reports/master/AFG/projections.csv | 2021-04-11 | ICU_incidence | 4.93 | 5.26 | 5.55 | 5.62 | 5.97 | 6.45 | Maintain Status Quo | Afghanistan | AFG | 2022-01-02 | v8 | TRUE
https://raw.githubusercontent.com/mrc-ide/global-lmic-reports/master/AFG/projections.csv | 2021-04-11 | prevalence | 15015.12 | 16247.77 | 16894.11 | 17034.56 | 17890.8 | 19518.74 | Maintain Status Quo | Afghanistan | AFG | 2022-01-02 | v8 | TRUE
https://raw.githubusercontent.com/mrc-ide/global-lmic-reports/master/AFG/projections.csv | 2021-04-11 | cumulative_infections | 1100457.02 | 1136960.28 | 1171077.02 | 1174476.68 | 1195273.73 | 1296674.57 | Maintain Status Quo | Afghanistan | AFG | 2022-01-02 | v8 | TRUE
https://raw.githubusercontent.com/mrc-ide/global-lmic-reports/master/AFG/projections.csv | 2021-04-11 | cumulative_deaths | 2293.35 | 2384.57 | 2465.31 | 2470.79 | 2515.69 | 2750.24 | Maintain Status Quo | Afghanistan | AFG | 2022-01-02 | v8 | TRUE
https://raw.githubusercontent.com/mrc-ide/global-lmic-reports/master/AFG/projections.csv | 2021-04-11 | Rt | 1.28 | 1.31 | 1.33 | 1.33 | 1.35 | 1.37 | Maintain Status Quo | Afghanistan | AFG | 2022-01-02 | v8 | TRUE
https://raw.githubusercontent.com/mrc-ide/global-lmic-reports/master/AFG/projections.csv | 2021-04-11 | Reff | 1.24 | 1.27 | 1.29 | 1.28 | 1.31 | 1.33 | Maintain Status Quo | Afghanistan | AFG | 2022-01-02 | v8 | TRUE
https://raw.githubusercontent.com/mrc-ide/global-lmic-reports/master/AFG/projections.csv | 2021-04-11 | infections | 2501.78 | 2704.26 | 2819.47 | 2842.45 | 2928.44 | 3202 | Optimistic | Afghanistan | AFG | 2022-01-02 | v8 | TRUE
https://raw.githubusercontent.com/mrc-ide/global-lmic-reports/master/AFG/projections.csv | 2021-04-11 | deaths | 3.12 | 3.32 | 3.58 | 3.56 | 3.77 | 4.13 | Optimistic | Afghanistan | AFG | 2022-01-02 | v8 | TRUE
https://raw.githubusercontent.com/mrc-ide/global-lmic-reports/master/AFG/projections.csv | 2021-04-11 | hospital_demand | 135.04 | 144.14 | 153.67 | 154.26 | 162.61 | 177.68 | Optimistic | Afghanistan | AFG | 2022-01-02 | v8 | TRUE
https://raw.githubusercontent.com/mrc-ide/global-lmic-reports/master/AFG/projections.csv | 2021-04-11 | ICU_demand | 50.66 | 53.99 | 57.8 | 57.72 | 60.85 | 66.51 | Optimistic | Afghanistan | AFG | 2022-01-02 | v8 | TRUE
https://raw.githubusercontent.com/mrc-ide/global-lmic-reports/master/AFG/projections.csv | 2021-04-11 | hospital_incidence | 16.68 | 17.77 | 18.76 | 18.99 | 20.19 | 21.82 | Optimistic | Afghanistan | AFG | 2022-01-02 | v8 | TRUE
https://raw.githubusercontent.com/mrc-ide/global-lmic-reports/master/AFG/projections.csv | 2021-04-11 | ICU_incidence | 4.93 | 5.26 | 5.55 | 5.62 | 5.97 | 6.45 | Optimistic | Afghanistan | AFG | 2022-01-02 | v8 | TRUE
https://raw.githubusercontent.com/mrc-ide/global-lmic-reports/master/AFG/projections.csv | 2021-04-11 | prevalence | 15015.12 | 16247.77 | 16894.11 | 17034.56 | 17890.8 | 19518.74 | Optimistic | Afghanistan | AFG | 2022-01-02 | v8 | TRUE
https://raw.githubusercontent.com/mrc-ide/global-lmic-reports/master/AFG/projections.csv | 2021-04-11 | cumulative_infections | 1100457.02 | 1136960.28 | 1171077.02 | 1174476.68 | 1195273.73 | 1296674.57 | Optimistic | Afghanistan | AFG | 2022-01-02 | v8 | TRUE
https://raw.githubusercontent.com/mrc-ide/global-lmic-reports/master/AFG/projections.csv | 2021-04-11 | cumulative_deaths | 2293.35 | 2384.57 | 2465.31 | 2470.79 | 2515.69 | 2750.24 | Optimistic | Afghanistan | AFG | 2022-01-02 | v8 | TRUE
https://raw.githubusercontent.com/mrc-ide/global-lmic-reports/master/AFG/projections.csv | 2021-04-11 | Rt | 1.28 | 1.31 | 1.33 | 1.33 | 1.35 | 1.37 | Optimistic | Afghanistan | AFG | 2022-01-02 | v8 | TRUE
https://raw.githubusercontent.com/mrc-ide/global-lmic-reports/master/AFG/projections.csv | 2021-04-11 | Reff | 1.24 | 1.27 | 1.29 | 1.28 | 1.31 | 1.33 | Optimistic | Afghanistan | AFG | 2022-01-02 | v8 | TRUE
https://raw.githubusercontent.com/mrc-ide/global-lmic-reports/master/AFG/projections.csv | 2021-04-11 | infections | 2501.78 | 2704.26 | 2819.47 | 2842.45 | 2928.44 | 3202 | Pessimistic | Afghanistan | AFG | 2022-01-02 | v8 | TRUE
https://raw.githubusercontent.com/mrc-ide/global-lmic-reports/master/AFG/projections.csv | 2021-04-11 | deaths | 3.12 | 3.32 | 3.58 | 3.56 | 3.77 | 4.13 | Pessimistic | Afghanistan | AFG | 2022-01-02 | v8 | TRUE
https://raw.githubusercontent.com/mrc-ide/global-lmic-reports/master/AFG/projections.csv | 2021-04-11 | hospital_demand | 135.04 | 144.14 | 153.67 | 154.26 | 162.61 | 177.68 | Pessimistic | Afghanistan | AFG | 2022-01-02 | v8 | TRUE
https://raw.githubusercontent.com/mrc-ide/global-lmic-reports/master/AFG/projections.csv | 2021-04-11 | ICU_demand | 50.66 | 53.99 | 57.8 | 57.72 | 60.85 | 66.51 | Pessimistic | Afghanistan | AFG | 2022-01-02 | v8 | TRUE
https://raw.githubusercontent.com/mrc-ide/global-lmic-reports/master/AFG/projections.csv | 2021-04-11 | hospital_incidence | 16.68 | 17.77 | 18.76 | 18.99 | 20.19 | 21.82 | Pessimistic | Afghanistan | AFG | 2022-01-02 | v8 | TRUE
https://raw.githubusercontent.com/mrc-ide/global-lmic-reports/master/AFG/projections.csv | 2021-04-11 | ICU_incidence | 4.93 | 5.26 | 5.55 | 5.62 | 5.97 | 6.45 | Pessimistic | Afghanistan | AFG | 2022-01-02 | v8 | TRUE
https://raw.githubusercontent.com/mrc-ide/global-lmic-reports/master/AFG/projections.csv | 2021-04-11 | prevalence | 15015.12 | 16247.77 | 16894.11 | 17034.56 | 17890.8 | 19518.74 | Pessimistic | Afghanistan | AFG | 2022-01-02 | v8 | TRUE
https://raw.githubusercontent.com/mrc-ide/global-lmic-reports/master/AFG/projections.csv | 2021-04-11 | cumulative_infections | 1100457.02 | 1136960.28 | 1171077.02 | 1174476.68 | 1195273.73 | 1296674.57 | Pessimistic | Afghanistan | AFG | 2022-01-02 | v8 | TRUE
https://raw.githubusercontent.com/mrc-ide/global-lmic-reports/master/AFG/projections.csv | 2021-04-11 | cumulative_deaths | 2293.35 | 2384.57 | 2465.31 | 2470.79 | 2515.69 | 2750.24 | Pessimistic | Afghanistan | AFG | 2022-01-02 | v8 | TRUE
https://raw.githubusercontent.com/mrc-ide/global-lmic-reports/master/AFG/projections.csv | 2021-04-11 | Rt | 1.28 | 1.31 | 1.33 | 1.33 | 1.35 | 1.37 | Pessimistic | Afghanistan | AFG | 2022-01-02 | v8 | TRUE
https://raw.githubusercontent.com/mrc-ide/global-lmic-reports/master/AFG/projections.csv | 2021-04-11 | Reff | 1.24 | 1.27 | 1.29 | 1.28 | 1.31 | 1.33 | Pessimistic | Afghanistan | AFG | 2022-01-02 | v8 | TRUE
https://raw.githubusercontent.com/mrc-ide/global-lmic-reports/master/AFG/projections.csv | 2021-04-11 | infections | 2501.78 | 2704.26 | 2819.47 | 2842.45 | 2928.44 | 3202 | Relax Interventions 50% | Afghanistan | AFG | 2022-01-02 | v8 | TRUE
https://raw.githubusercontent.com/mrc-ide/global-lmic-reports/master/AFG/projections.csv | 2021-04-11 | deaths | 3.12 | 3.32 | 3.58 | 3.56 | 3.77 | 4.13 | Relax Interventions 50% | Afghanistan | AFG | 2022-01-02 | v8 | TRUE
https://raw.githubusercontent.com/mrc-ide/global-lmic-reports/master/AFG/projections.csv | 2021-04-11 | hospital_demand | 135.04 | 144.14 | 153.67 | 154.26 | 162.61 | 177.68 | Relax Interventions 50% | Afghanistan | AFG | 2022-01-02 | v8 | TRUE
https://raw.githubusercontent.com/mrc-ide/global-lmic-reports/master/AFG/projections.csv | 2021-04-11 | ICU_demand | 50.66 | 53.99 | 57.8 | 57.72 | 60.85 | 66.51 | Relax Interventions 50% | Afghanistan | AFG | 2022-01-02 | v8 | TRUE
https://raw.githubusercontent.com/mrc-ide/global-lmic-reports/master/AFG/projections.csv | 2021-04-11 | hospital_incidence | 16.68 | 17.77 | 18.76 | 18.99 | 20.19 | 21.82 | Relax Interventions 50% | Afghanistan | AFG | 2022-01-02 | v8 | TRUE
https://raw.githubusercontent.com/mrc-ide/global-lmic-reports/master/AFG/projections.csv | 2021-04-11 | ICU_incidence | 4.93 | 5.26 | 5.55 | 5.62 | 5.97 | 6.45 | Relax Interventions 50% | Afghanistan | AFG | 2022-01-02 | v8 | TRUE
https://raw.githubusercontent.com/mrc-ide/global-lmic-reports/master/AFG/projections.csv | 2021-04-11 | prevalence | 15015.12 | 16247.77 | 16894.11 | 17034.56 | 17890.8 | 19518.74 | Relax Interventions 50% | Afghanistan | AFG | 2022-01-02 | v8 | TRUE
https://raw.githubusercontent.com/mrc-ide/global-lmic-reports/master/AFG/projections.csv | 2021-04-11 | cumulative_infections | 1100457.02 | 1136960.28 | 1171077.02 | 1174476.68 | 1195273.73 | 1296674.57 | Relax Interventions 50% | Afghanistan | AFG | 2022-01-02 | v8 | TRUE
https://raw.githubusercontent.com/mrc-ide/global-lmic-reports/master/AFG/projections.csv | 2021-04-11 | cumulative_deaths | 2293.35 | 2384.57 | 2465.31 | 2470.79 | 2515.69 | 2750.24 | Relax Interventions 50% | Afghanistan | AFG | 2022-01-02 | v8 | TRUE
https://raw.githubusercontent.com/mrc-ide/global-lmic-reports/master/AFG/projections.csv | 2021-04-11 | Rt | 1.28 | 1.31 | 1.33 | 1.33 | 1.35 | 1.37 | Relax Interventions 50% | Afghanistan | AFG | 2022-01-02 | v8 | TRUE
https://raw.githubusercontent.com/mrc-ide/global-lmic-reports/master/AFG/projections.csv | 2021-04-11 | Reff | 1.24 | 1.27 | 1.29 | 1.28 | 1.31 | 1.33 | Relax Interventions 50% | Afghanistan | AFG | 2022-01-02 | v8 | TRUE
https://raw.githubusercontent.com/mrc-ide/global-lmic-reports/master/AFG/projections.csv | 2021-04-11 | infections | 2534.86 | 2749.85 | 2834.35 | 2867.67 | 3008.09 | 3187.14 | Surged Additional 50% Reduction | Afghanistan | AFG | 2022-01-02 | v8 | TRUE
https://raw.githubusercontent.com/mrc-ide/global-lmic-reports/master/AFG/projections.csv | 2021-04-11 | deaths | 3.17 | 3.41 | 3.57 | 3.58 | 3.75 | 4.04 | Surged Additional 50% Reduction | Afghanistan | AFG | 2022-01-02 | v8 | TRUE
https://raw.githubusercontent.com/mrc-ide/global-lmic-reports/master/AFG/projections.csv | 2021-04-11 | hospital_demand | 136.73 | 148.04 | 154.92 | 155.27 | 162.07 | 173.66 | Surged Additional 50% Reduction | Afghanistan | AFG | 2022-01-02 | v8 | TRUE
https://raw.githubusercontent.com/mrc-ide/global-lmic-reports/master/AFG/projections.csv | 2021-04-11 | ICU_demand | 51.41 | 55.46 | 57.91 | 58.06 | 60.81 | 65.08 | Surged Additional 50% Reduction | Afghanistan | AFG | 2022-01-02 | v8 | TRUE
https://raw.githubusercontent.com/mrc-ide/global-lmic-reports/master/AFG/projections.csv | 2021-04-11 | hospital_incidence | 16.78 | 18.28 | 19.2 | 19.15 | 19.99 | 21.6 | Surged Additional 50% Reduction | Afghanistan | AFG | 2022-01-02 | v8 | TRUE
https://raw.githubusercontent.com/mrc-ide/global-lmic-reports/master/AFG/projections.csv | 2021-04-11 | ICU_incidence | 4.96 | 5.41 | 5.68 | 5.66 | 5.91 | 6.39 | Surged Additional 50% Reduction | Afghanistan | AFG | 2022-01-02 | v8 | TRUE
https://raw.githubusercontent.com/mrc-ide/global-lmic-reports/master/AFG/projections.csv | 2021-04-11 | prevalence | 15110.03 | 16409.72 | 17113.18 | 17186.44 | 17918.99 | 19468.18 | Surged Additional 50% Reduction | Afghanistan | AFG | 2022-01-02 | v8 | TRUE
https://raw.githubusercontent.com/mrc-ide/global-lmic-reports/master/AFG/projections.csv | 2021-04-11 | cumulative_infections | 1093680.79 | 1134312.41 | 1162457.2 | 1163383.11 | 1191748.79 | 1245051.49 | Surged Additional 50% Reduction | Afghanistan | AFG | 2022-01-02 | v8 | TRUE
https://raw.githubusercontent.com/mrc-ide/global-lmic-reports/master/AFG/projections.csv | 2021-04-11 | cumulative_deaths | 2277.7 | 2371.71 | 2435.07 | 2432.35 | 2494.23 | 2606 | Surged Additional 50% Reduction | Afghanistan | AFG | 2022-01-02 | v8 | TRUE
https://raw.githubusercontent.com/mrc-ide/global-lmic-reports/master/AFG/projections.csv | 2021-04-11 | Rt | 1.27 | 1.31 | 1.32 | 1.32 | 1.34 | 1.36 | Surged Additional 50% Reduction | Afghanistan | AFG | 2022-01-02 | v8 | TRUE
https://raw.githubusercontent.com/mrc-ide/global-lmic-reports/master/AFG/projections.csv | 2021-04-11 | Reff | 1.23 | 1.26 | 1.28 | 1.28 | 1.3 | 1.32 | Surged Additional 50% Reduction | Afghanistan | AFG | 2022-01-02 | v8 | TRUE
https://raw.githubusercontent.com/mrc-ide/global-lmic-reports/master/AFG/projections.csv | 2021-04-11 | infections | 2534.86 | 2749.85 | 2834.35 | 2867.67 | 3008.09 | 3187.14 | Surged Maintain Status Quo | Afghanistan | AFG | 2022-01-02 | v8 | TRUE
https://raw.githubusercontent.com/mrc-ide/global-lmic-reports/master/AFG/projections.csv | 2021-04-11 | deaths | 3.17 | 3.41 | 3.57 | 3.58 | 3.75 | 4.04 | Surged Maintain Status Quo | Afghanistan | AFG | 2022-01-02 | v8 | TRUE
https://raw.githubusercontent.com/mrc-ide/global-lmic-reports/master/AFG/projections.csv | 2021-04-11 | hospital_demand | 136.73 | 148.04 | 154.92 | 155.27 | 162.07 | 173.66 | Surged Maintain Status Quo | Afghanistan | AFG | 2022-01-02 | v8 | TRUE
https://raw.githubusercontent.com/mrc-ide/global-lmic-reports/master/AFG/projections.csv | 2021-04-11 | ICU_demand | 51.41 | 55.46 | 57.91 | 58.06 | 60.81 | 65.08 | Surged Maintain Status Quo | Afghanistan | AFG | 2022-01-02 | v8 | TRUE
https://raw.githubusercontent.com/mrc-ide/global-lmic-reports/master/AFG/projections.csv | 2021-04-11 | hospital_incidence | 16.78 | 18.28 | 19.2 | 19.15 | 19.99 | 21.6 | Surged Maintain Status Quo | Afghanistan | AFG | 2022-01-02 | v8 | TRUE
https://raw.githubusercontent.com/mrc-ide/global-lmic-reports/master/AFG/projections.csv | 2021-04-11 | ICU_incidence | 4.96 | 5.41 | 5.68 | 5.66 | 5.91 | 6.39 | Surged Maintain Status Quo | Afghanistan | AFG | 2022-01-02 | v8 | TRUE
https://raw.githubusercontent.com/mrc-ide/global-lmic-reports/master/AFG/projections.csv | 2021-04-11 | prevalence | 15110.03 | 16409.72 | 17113.18 | 17186.44 | 17918.99 | 19468.18 | Surged Maintain Status Quo | Afghanistan | AFG | 2022-01-02 | v8 | TRUE
https://raw.githubusercontent.com/mrc-ide/global-lmic-reports/master/AFG/projections.csv | 2021-04-11 | cumulative_infections | 1093680.79 | 1134312.41 | 1162457.2 | 1163383.11 | 1191748.79 | 1245051.49 | Surged Maintain Status Quo | Afghanistan | AFG | 2022-01-02 | v8 | TRUE
https://raw.githubusercontent.com/mrc-ide/global-lmic-reports/master/AFG/projections.csv | 2021-04-11 | cumulative_deaths | 2277.7 | 2371.71 | 2435.07 | 2432.35 | 2494.23 | 2606 | Surged Maintain Status Quo | Afghanistan | AFG | 2022-01-02 | v8 | TRUE
https://raw.githubusercontent.com/mrc-ide/global-lmic-reports/master/AFG/projections.csv | 2021-04-11 | Rt | 1.27 | 1.31 | 1.32 | 1.32 | 1.34 | 1.36 | Surged Maintain Status Quo | Afghanistan | AFG | 2022-01-02 | v8 | TRUE
https://raw.githubusercontent.com/mrc-ide/global-lmic-reports/master/AFG/projections.csv | 2021-04-11 | Reff | 1.23 | 1.26 | 1.28 | 1.28 | 1.3 | 1.32 | Surged Maintain Status Quo | Afghanistan | AFG | 2022-01-02 | v8 | TRUE
https://raw.githubusercontent.com/mrc-ide/global-lmic-reports/master/AFG/projections.csv | 2021-04-11 | infections | 2534.86 | 2749.85 | 2834.35 | 2867.67 | 3008.09 | 3187.14 | Surged Optimistic | Afghanistan | AFG | 2022-01-02 | v8 | TRUE
https://raw.githubusercontent.com/mrc-ide/global-lmic-reports/master/AFG/projections.csv | 2021-04-11 | deaths | 3.17 | 3.41 | 3.57 | 3.58 | 3.75 | 4.04 | Surged Optimistic | Afghanistan | AFG | 2022-01-02 | v8 | TRUE
https://raw.githubusercontent.com/mrc-ide/global-lmic-reports/master/AFG/projections.csv | 2021-04-11 | hospital_demand | 136.73 | 148.04 | 154.92 | 155.27 | 162.07 | 173.66 | Surged Optimistic | Afghanistan | AFG | 2022-01-02 | v8 | TRUE
https://raw.githubusercontent.com/mrc-ide/global-lmic-reports/master/AFG/projections.csv | 2021-04-11 | ICU_demand | 51.41 | 55.46 | 57.91 | 58.06 | 60.81 | 65.08 | Surged Optimistic | Afghanistan | AFG | 2022-01-02 | v8 | TRUE
https://raw.githubusercontent.com/mrc-ide/global-lmic-reports/master/AFG/projections.csv | 2021-04-11 | hospital_incidence | 16.78 | 18.28 | 19.2 | 19.15 | 19.99 | 21.6 | Surged Optimistic | Afghanistan | AFG | 2022-01-02 | v8 | TRUE
https://raw.githubusercontent.com/mrc-ide/global-lmic-reports/master/AFG/projections.csv | 2021-04-11 | ICU_incidence | 4.96 | 5.41 | 5.68 | 5.66 | 5.91 | 6.39 | Surged Optimistic | Afghanistan | AFG | 2022-01-02 | v8 | TRUE
https://raw.githubusercontent.com/mrc-ide/global-lmic-reports/master/AFG/projections.csv | 2021-04-11 | prevalence | 15110.03 | 16409.72 | 17113.18 | 17186.44 | 17918.99 | 19468.18 | Surged Optimistic | Afghanistan | AFG | 2022-01-02 | v8 | TRUE
https://raw.githubusercontent.com/mrc-ide/global-lmic-reports/master/AFG/projections.csv | 2021-04-11 | cumulative_infections | 1093680.79 | 1134312.41 | 1162457.2 | 1163383.11 | 1191748.79 | 1245051.49 | Surged Optimistic | Afghanistan | AFG | 2022-01-02 | v8 | TRUE
https://raw.githubusercontent.com/mrc-ide/global-lmic-reports/master/AFG/projections.csv | 2021-04-11 | cumulative_deaths | 2277.7 | 2371.71 | 2435.07 | 2432.35 | 2494.23 | 2606 | Surged Optimistic | Afghanistan | AFG | 2022-01-02 | v8 | TRUE
https://raw.githubusercontent.com/mrc-ide/global-lmic-reports/master/AFG/projections.csv | 2021-04-11 | Rt | 1.27 | 1.31 | 1.32 | 1.32 | 1.34 | 1.36 | Surged Optimistic | Afghanistan | AFG | 2022-01-02 | v8 | TRUE
https://raw.githubusercontent.com/mrc-ide/global-lmic-reports/master/AFG/projections.csv | 2021-04-11 | Reff | 1.23 | 1.26 | 1.28 | 1.28 | 1.3 | 1.32 | Surged Optimistic | Afghanistan | AFG | 2022-01-02 | v8 | TRUE
https://raw.githubusercontent.com/mrc-ide/global-lmic-reports/master/AFG/projections.csv | 2021-04-11 | infections | 2534.86 | 2749.85 | 2834.35 | 2867.67 | 3008.09 | 3187.14 | Surged Pessimistic | Afghanistan | AFG | 2022-01-02 | v8 | TRUE
https://raw.githubusercontent.com/mrc-ide/global-lmic-reports/master/AFG/projections.csv | 2021-04-11 | deaths | 3.17 | 3.41 | 3.57 | 3.58 | 3.75 | 4.04 | Surged Pessimistic | Afghanistan | AFG | 2022-01-02 | v8 | TRUE
https://raw.githubusercontent.com/mrc-ide/global-lmic-reports/master/AFG/projections.csv | 2021-04-11 | hospital_demand | 136.73 | 148.04 | 154.92 | 155.27 | 162.07 | 173.66 | Surged Pessimistic | Afghanistan | AFG | 2022-01-02 | v8 | TRUE
https://raw.githubusercontent.com/mrc-ide/global-lmic-reports/master/AFG/projections.csv | 2021-04-11 | ICU_demand | 51.41 | 55.46 | 57.91 | 58.06 | 60.81 | 65.08 | Surged Pessimistic | Afghanistan | AFG | 2022-01-02 | v8 | TRUE
https://raw.githubusercontent.com/mrc-ide/global-lmic-reports/master/AFG/projections.csv | 2021-04-11 | hospital_incidence | 16.78 | 18.28 | 19.2 | 19.15 | 19.99 | 21.6 | Surged Pessimistic | Afghanistan | AFG | 2022-01-02 | v8 | TRUE
https://raw.githubusercontent.com/mrc-ide/global-lmic-reports/master/AFG/projections.csv | 2021-04-11 | ICU_incidence | 4.96 | 5.41 | 5.68 | 5.66 | 5.91 | 6.39 | Surged Pessimistic | Afghanistan | AFG | 2022-01-02 | v8 | TRUE
https://raw.githubusercontent.com/mrc-ide/global-lmic-reports/master/AFG/projections.csv | 2021-04-11 | prevalence | 15110.03 | 16409.72 | 17113.18 | 17186.44 | 17918.99 | 19468.18 | Surged Pessimistic | Afghanistan | AFG | 2022-01-02 | v8 | TRUE
https://raw.githubusercontent.com/mrc-ide/global-lmic-reports/master/AFG/projections.csv | 2021-04-11 | cumulative_infections | 1093680.79 | 1134312.41 | 1162457.2 | 1163383.11 | 1191748.79 | 1245051.49 | Surged Pessimistic | Afghanistan | AFG | 2022-01-02 | v8 | TRUE
https://raw.githubusercontent.com/mrc-ide/global-lmic-reports/master/AFG/projections.csv | 2021-04-11 | cumulative_deaths | 2277.7 | 2371.71 | 2435.07 | 2432.35 | 2494.23 | 2606 | Surged Pessimistic | Afghanistan | AFG | 2022-01-02 | v8 | TRUE
https://raw.githubusercontent.com/mrc-ide/global-lmic-reports/master/AFG/projections.csv | 2021-04-11 | Rt | 1.27 | 1.31 | 1.32 | 1.32 | 1.34 | 1.36 | Surged Pessimistic | Afghanistan | AFG | 2022-01-02 | v8 | TRUE
https://raw.githubusercontent.com/mrc-ide/global-lmic-reports/master/AFG/projections.csv | 2021-04-11 | Reff | 1.23 | 1.26 | 1.28 | 1.28 | 1.3 | 1.32 | Surged Pessimistic | Afghanistan | AFG | 2022-01-02 | v8 | TRUE
https://raw.githubusercontent.com/mrc-ide/global-lmic-reports/master/AFG/projections.csv | 2021-04-11 | infections | 2534.86 | 2749.85 | 2834.35 | 2867.67 | 3008.09 | 3187.14 | Surged Relax Interventions 50% | Afghanistan | AFG | 2022-01-02 | v8 | TRUE
https://raw.githubusercontent.com/mrc-ide/global-lmic-reports/master/AFG/projections.csv | 2021-04-11 | deaths | 3.17 | 3.41 | 3.57 | 3.58 | 3.75 | 4.04 | Surged Relax Interventions 50% | Afghanistan | AFG | 2022-01-02 | v8 | TRUE
https://raw.githubusercontent.com/mrc-ide/global-lmic-reports/master/AFG/projections.csv | 2021-04-11 | hospital_demand | 136.73 | 148.04 | 154.92 | 155.27 | 162.07 | 173.66 | Surged Relax Interventions 50% | Afghanistan | AFG | 2022-01-02 | v8 | TRUE
https://raw.githubusercontent.com/mrc-ide/global-lmic-reports/master/AFG/projections.csv | 2021-04-11 | ICU_demand | 51.41 | 55.46 | 57.91 | 58.06 | 60.81 | 65.08 | Surged Relax Interventions 50% | Afghanistan | AFG | 2022-01-02 | v8 | TRUE
https://raw.githubusercontent.com/mrc-ide/global-lmic-reports/master/AFG/projections.csv | 2021-04-11 | hospital_incidence | 16.78 | 18.28 | 19.2 | 19.15 | 19.99 | 21.6 | Surged Relax Interventions 50% | Afghanistan | AFG | 2022-01-02 | v8 | TRUE
https://raw.githubusercontent.com/mrc-ide/global-lmic-reports/master/AFG/projections.csv | 2021-04-11 | ICU_incidence | 4.96 | 5.41 | 5.68 | 5.66 | 5.91 | 6.39 | Surged Relax Interventions 50% | Afghanistan | AFG | 2022-01-02 | v8 | TRUE
https://raw.githubusercontent.com/mrc-ide/global-lmic-reports/master/AFG/projections.csv | 2021-04-11 | prevalence | 15110.03 | 16409.72 | 17113.18 | 17186.44 | 17918.99 | 19468.18 | Surged Relax Interventions 50% | Afghanistan | AFG | 2022-01-02 | v8 | TRUE
https://raw.githubusercontent.com/mrc-ide/global-lmic-reports/master/AFG/projections.csv | 2021-04-11 | cumulative_infections | 1093680.79 | 1134312.41 | 1162457.2 | 1163383.11 | 1191748.79 | 1245051.49 | Surged Relax Interventions 50% | Afghanistan | AFG | 2022-01-02 | v8 | TRUE
https://raw.githubusercontent.com/mrc-ide/global-lmic-reports/master/AFG/projections.csv | 2021-04-11 | cumulative_deaths | 2277.7 | 2371.71 | 2435.07 | 2432.35 | 2494.23 | 2606 | Surged Relax Interventions 50% | Afghanistan | AFG | 2022-01-02 | v8 | TRUE
https://raw.githubusercontent.com/mrc-ide/global-lmic-reports/master/AFG/projections.csv | 2021-04-11 | Rt | 1.27 | 1.31 | 1.32 | 1.32 | 1.34 | 1.36 | Surged Relax Interventions 50% | Afghanistan | AFG | 2022-01-02 | v8 | TRUE
https://raw.githubusercontent.com/mrc-ide/global-lmic-reports/master/AFG/projections.csv | 2021-04-11 | Reff | 1.23 | 1.26 | 1.28 | 1.28 | 1.3 | 1.32 | Surged Relax Interventions 50% | Afghanistan | AFG | 2022-01-02 | v8 | TRUE
https://raw.githubusercontent.com/mrc-ide/global-lmic-reports/master/AFG/projections.csv | 2021-04-12 | infections | 2713.76 | 2940.53 | 3031.34 | 3051.11 | 3140.93 | 3423.84 | Additional 50% Reduction | Afghanistan | AFG | 2022-01-02 | v8 | TRUE
https://raw.githubusercontent.com/mrc-ide/global-lmic-reports/master/AFG/projections.csv | 2021-04-12 | deaths | 3.2 | 3.41 | 3.66 | 3.65 | 3.86 | 4.22 | Additional 50% Reduction | Afghanistan | AFG | 2022-01-02 | v8 | TRUE
https://raw.githubusercontent.com/mrc-ide/global-lmic-reports/master/AFG/projections.csv | 2021-04-12 | hospital_demand | 138.33 | 147.49 | 156.86 | 157.77 | 166.2 | 181.44 | Additional 50% Reduction | Afghanistan | AFG | 2022-01-02 | v8 | TRUE
https://raw.githubusercontent.com/mrc-ide/global-lmic-reports/master/AFG/projections.csv | 2021-04-12 | ICU_demand | 52.04 | 55.43 | 59.15 | 59.25 | 62.28 | 68.16 | Additional 50% Reduction | Afghanistan | AFG | 2022-01-02 | v8 | TRUE
https://raw.githubusercontent.com/mrc-ide/global-lmic-reports/master/AFG/projections.csv | 2021-04-12 | hospital_incidence | 17.06 | 18.17 | 19.17 | 19.39 | 20.64 | 22.27 | Additional 50% Reduction | Afghanistan | AFG | 2022-01-02 | v8 | TRUE
https://raw.githubusercontent.com/mrc-ide/global-lmic-reports/master/AFG/projections.csv | 2021-04-12 | ICU_incidence | 5.05 | 5.38 | 5.68 | 5.74 | 6.11 | 6.6 | Additional 50% Reduction | Afghanistan | AFG | 2022-01-02 | v8 | TRUE
https://raw.githubusercontent.com/mrc-ide/global-lmic-reports/master/AFG/projections.csv | 2021-04-12 | prevalence | 15650.24 | 16939.14 | 17586.39 | 17710.28 | 18498.94 | 20203.68 | Additional 50% Reduction | Afghanistan | AFG | 2022-01-02 | v8 | TRUE
https://raw.githubusercontent.com/mrc-ide/global-lmic-reports/master/AFG/projections.csv | 2021-04-12 | cumulative_infections | 1103520.24 | 1140176.99 | 1173963.86 | 1177527.79 | 1198416.91 | 1300100.87 | Additional 50% Reduction | Afghanistan | AFG | 2022-01-02 | v8 | TRUE
https://raw.githubusercontent.com/mrc-ide/global-lmic-reports/master/AFG/projections.csv | 2021-04-12 | cumulative_deaths | 2297.23 | 2388.29 | 2469.02 | 2474.45 | 2519.57 | 2754.24 | Additional 50% Reduction | Afghanistan | AFG | 2022-01-02 | v8 | TRUE
https://raw.githubusercontent.com/mrc-ide/global-lmic-reports/master/AFG/projections.csv | 2021-04-12 | Rt | 1.3 | 1.33 | 1.35 | 1.35 | 1.37 | 1.39 | Additional 50% Reduction | Afghanistan | AFG | 2022-01-02 | v8 | TRUE
https://raw.githubusercontent.com/mrc-ide/global-lmic-reports/master/AFG/projections.csv | 2021-04-12 | Reff | 1.26 | 1.28 | 1.31 | 1.31 | 1.33 | 1.35 | Additional 50% Reduction | Afghanistan | AFG | 2022-01-02 | v8 | TRUE
https://raw.githubusercontent.com/mrc-ide/global-lmic-reports/master/AFG/projections.csv | 2021-04-12 | infections | 2713.76 | 2940.53 | 3031.34 | 3051.11 | 3140.93 | 3423.84 | Maintain Status Quo | Afghanistan | AFG | 2022-01-02 | v8 | TRUE
https://raw.githubusercontent.com/mrc-ide/global-lmic-reports/master/AFG/projections.csv | 2021-04-12 | deaths | 3.2 | 3.41 | 3.66 | 3.65 | 3.86 | 4.22 | Maintain Status Quo | Afghanistan | AFG | 2022-01-02 | v8 | TRUE
https://raw.githubusercontent.com/mrc-ide/global-lmic-reports/master/AFG/projections.csv | 2021-04-12 | hospital_demand | 138.33 | 147.49 | 156.86 | 157.77 | 166.2 | 181.44 | Maintain Status Quo | Afghanistan | AFG | 2022-01-02 | v8 | TRUE
https://raw.githubusercontent.com/mrc-ide/global-lmic-reports/master/AFG/projections.csv | 2021-04-12 | ICU_demand | 52.04 | 55.43 | 59.15 | 59.25 | 62.28 | 68.16 | Maintain Status Quo | Afghanistan | AFG | 2022-01-02 | v8 | TRUE
https://raw.githubusercontent.com/mrc-ide/global-lmic-reports/master/AFG/projections.csv | 2021-04-12 | hospital_incidence | 17.06 | 18.17 | 19.17 | 19.39 | 20.64 | 22.27 | Maintain Status Quo | Afghanistan | AFG | 2022-01-02 | v8 | TRUE
https://raw.githubusercontent.com/mrc-ide/global-lmic-reports/master/AFG/projections.csv | 2021-04-12 | ICU_incidence | 5.05 | 5.38 | 5.68 | 5.74 | 6.11 | 6.6 | Maintain Status Quo | Afghanistan | AFG | 2022-01-02 | v8 | TRUE
https://raw.githubusercontent.com/mrc-ide/global-lmic-reports/master/AFG/projections.csv | 2021-04-12 | prevalence | 15650.24 | 16939.14 | 17586.39 | 17710.28 | 18498.94 | 20203.68 | Maintain Status Quo | Afghanistan | AFG | 2022-01-02 | v8 | TRUE
https://raw.githubusercontent.com/mrc-ide/global-lmic-reports/master/AFG/projections.csv | 2021-04-12 | cumulative_infections | 1103520.24 | 1140176.99 | 1173963.86 | 1177527.79 | 1198416.91 | 1300100.87 | Maintain Status Quo | Afghanistan | AFG | 2022-01-02 | v8 | TRUE
https://raw.githubusercontent.com/mrc-ide/global-lmic-reports/master/AFG/projections.csv | 2021-04-12 | cumulative_deaths | 2297.23 | 2388.29 | 2469.02 | 2474.45 | 2519.57 | 2754.24 | Maintain Status Quo | Afghanistan | AFG | 2022-01-02 | v8 | TRUE
https://raw.githubusercontent.com/mrc-ide/global-lmic-reports/master/AFG/projections.csv | 2021-04-12 | Rt | 1.3 | 1.33 | 1.35 | 1.35 | 1.37 | 1.39 | Maintain Status Quo | Afghanistan | AFG | 2022-01-02 | v8 | TRUE
https://raw.githubusercontent.com/mrc-ide/global-lmic-reports/master/AFG/projections.csv | 2021-04-12 | Reff | 1.26 | 1.28 | 1.31 | 1.31 | 1.33 | 1.35 | Maintain Status Quo | Afghanistan | AFG | 2022-01-02 | v8 | TRUE
https://raw.githubusercontent.com/mrc-ide/global-lmic-reports/master/AFG/projections.csv | 2021-04-12 | infections | 2713.76 | 2940.53 | 3031.34 | 3051.11 | 3140.93 | 3423.84 | Optimistic | Afghanistan | AFG | 2022-01-02 | v8 | TRUE
https://raw.githubusercontent.com/mrc-ide/global-lmic-reports/master/AFG/projections.csv | 2021-04-12 | deaths | 3.2 | 3.41 | 3.66 | 3.65 | 3.86 | 4.22 | Optimistic | Afghanistan | AFG | 2022-01-02 | v8 | TRUE
https://raw.githubusercontent.com/mrc-ide/global-lmic-reports/master/AFG/projections.csv | 2021-04-12 | hospital_demand | 138.33 | 147.49 | 156.86 | 157.77 | 166.2 | 181.44 | Optimistic | Afghanistan | AFG | 2022-01-02 | v8 | TRUE
https://raw.githubusercontent.com/mrc-ide/global-lmic-reports/master/AFG/projections.csv | 2021-04-12 | ICU_demand | 52.04 | 55.43 | 59.15 | 59.25 | 62.28 | 68.16 | Optimistic | Afghanistan | AFG | 2022-01-02 | v8 | TRUE
https://raw.githubusercontent.com/mrc-ide/global-lmic-reports/master/AFG/projections.csv | 2021-04-12 | hospital_incidence | 17.06 | 18.17 | 19.17 | 19.39 | 20.64 | 22.27 | Optimistic | Afghanistan | AFG | 2022-01-02 | v8 | TRUE
https://raw.githubusercontent.com/mrc-ide/global-lmic-reports/master/AFG/projections.csv | 2021-04-12 | ICU_incidence | 5.05 | 5.38 | 5.68 | 5.74 | 6.11 | 6.6 | Optimistic | Afghanistan | AFG | 2022-01-02 | v8 | TRUE
https://raw.githubusercontent.com/mrc-ide/global-lmic-reports/master/AFG/projections.csv | 2021-04-12 | prevalence | 15650.24 | 16939.14 | 17586.39 | 17710.28 | 18498.94 | 20203.68 | Optimistic | Afghanistan | AFG | 2022-01-02 | v8 | TRUE
https://raw.githubusercontent.com/mrc-ide/global-lmic-reports/master/AFG/projections.csv | 2021-04-12 | cumulative_infections | 1103520.24 | 1140176.99 | 1173963.86 | 1177527.79 | 1198416.91 | 1300100.87 | Optimistic | Afghanistan | AFG | 2022-01-02 | v8 | TRUE
https://raw.githubusercontent.com/mrc-ide/global-lmic-reports/master/AFG/projections.csv | 2021-04-12 | cumulative_deaths | 2297.23 | 2388.29 | 2469.02 | 2474.45 | 2519.57 | 2754.24 | Optimistic | Afghanistan | AFG | 2022-01-02 | v8 | TRUE
https://raw.githubusercontent.com/mrc-ide/global-lmic-reports/master/AFG/projections.csv | 2021-04-12 | Rt | 1.3 | 1.33 | 1.35 | 1.35 | 1.37 | 1.39 | Optimistic | Afghanistan | AFG | 2022-01-02 | v8 | TRUE
https://raw.githubusercontent.com/mrc-ide/global-lmic-reports/master/AFG/projections.csv | 2021-04-12 | Reff | 1.26 | 1.28 | 1.31 | 1.31 | 1.33 | 1.35 | Optimistic | Afghanistan | AFG | 2022-01-02 | v8 | TRUE
https://raw.githubusercontent.com/mrc-ide/global-lmic-reports/master/AFG/projections.csv | 2021-04-12 | infections | 2713.76 | 2940.53 | 3031.34 | 3051.11 | 3140.93 | 3423.84 | Pessimistic | Afghanistan | AFG | 2022-01-02 | v8 | TRUE
https://raw.githubusercontent.com/mrc-ide/global-lmic-reports/master/AFG/projections.csv | 2021-04-12 | deaths | 3.2 | 3.41 | 3.66 | 3.65 | 3.86 | 4.22 | Pessimistic | Afghanistan | AFG | 2022-01-02 | v8 | TRUE
https://raw.githubusercontent.com/mrc-ide/global-lmic-reports/master/AFG/projections.csv | 2021-04-12 | hospital_demand | 138.33 | 147.49 | 156.86 | 157.77 | 166.2 | 181.44 | Pessimistic | Afghanistan | AFG | 2022-01-02 | v8 | TRUE
https://raw.githubusercontent.com/mrc-ide/global-lmic-reports/master/AFG/projections.csv | 2021-04-12 | ICU_demand | 52.04 | 55.43 | 59.15 | 59.25 | 62.28 | 68.16 | Pessimistic | Afghanistan | AFG | 2022-01-02 | v8 | TRUE
https://raw.githubusercontent.com/mrc-ide/global-lmic-reports/master/AFG/projections.csv | 2021-04-12 | hospital_incidence | 17.06 | 18.17 | 19.17 | 19.39 | 20.64 | 22.27 | Pessimistic | Afghanistan | AFG | 2022-01-02 | v8 | TRUE
https://raw.githubusercontent.com/mrc-ide/global-lmic-reports/master/AFG/projections.csv | 2021-04-12 | ICU_incidence | 5.05 | 5.38 | 5.68 | 5.74 | 6.11 | 6.6 | Pessimistic | Afghanistan | AFG | 2022-01-02 | v8 | TRUE
https://raw.githubusercontent.com/mrc-ide/global-lmic-reports/master/AFG/projections.csv | 2021-04-12 | prevalence | 15650.24 | 16939.14 | 17586.39 | 17710.28 | 18498.94 | 20203.68 | Pessimistic | Afghanistan | AFG | 2022-01-02 | v8 | TRUE
https://raw.githubusercontent.com/mrc-ide/global-lmic-reports/master/AFG/projections.csv | 2021-04-12 | cumulative_infections | 1103520.24 | 1140176.99 | 1173963.86 | 1177527.79 | 1198416.91 | 1300100.87 | Pessimistic | Afghanistan | AFG | 2022-01-02 | v8 | TRUE
https://raw.githubusercontent.com/mrc-ide/global-lmic-reports/master/AFG/projections.csv | 2021-04-12 | cumulative_deaths | 2297.23 | 2388.29 | 2469.02 | 2474.45 | 2519.57 | 2754.24 | Pessimistic | Afghanistan | AFG | 2022-01-02 | v8 | TRUE
https://raw.githubusercontent.com/mrc-ide/global-lmic-reports/master/AFG/projections.csv | 2021-04-12 | Rt | 1.3 | 1.33 | 1.35 | 1.35 | 1.37 | 1.39 | Pessimistic | Afghanistan | AFG | 2022-01-02 | v8 | TRUE
https://raw.githubusercontent.com/mrc-ide/global-lmic-reports/master/AFG/projections.csv | 2021-04-12 | Reff | 1.26 | 1.28 | 1.31 | 1.31 | 1.33 | 1.35 | Pessimistic | Afghanistan | AFG | 2022-01-02 | v8 | TRUE
https://raw.githubusercontent.com/mrc-ide/global-lmic-reports/master/AFG/projections.csv | 2021-04-12 | infections | 2713.76 | 2940.53 | 3031.34 | 3051.11 | 3140.93 | 3423.84 | Relax Interventions 50% | Afghanistan | AFG | 2022-01-02 | v8 | TRUE
https://raw.githubusercontent.com/mrc-ide/global-lmic-reports/master/AFG/projections.csv | 2021-04-12 | deaths | 3.2 | 3.41 | 3.66 | 3.65 | 3.86 | 4.22 | Relax Interventions 50% | Afghanistan | AFG | 2022-01-02 | v8 | TRUE
https://raw.githubusercontent.com/mrc-ide/global-lmic-reports/master/AFG/projections.csv | 2021-04-12 | hospital_demand | 138.33 | 147.49 | 156.86 | 157.77 | 166.2 | 181.44 | Relax Interventions 50% | Afghanistan | AFG | 2022-01-02 | v8 | TRUE
https://raw.githubusercontent.com/mrc-ide/global-lmic-reports/master/AFG/projections.csv | 2021-04-12 | ICU_demand | 52.04 | 55.43 | 59.15 | 59.25 | 62.28 | 68.16 | Relax Interventions 50% | Afghanistan | AFG | 2022-01-02 | v8 | TRUE
https://raw.githubusercontent.com/mrc-ide/global-lmic-reports/master/AFG/projections.csv | 2021-04-12 | hospital_incidence | 17.06 | 18.17 | 19.17 | 19.39 | 20.64 | 22.27 | Relax Interventions 50% | Afghanistan | AFG | 2022-01-02 | v8 | TRUE
https://raw.githubusercontent.com/mrc-ide/global-lmic-reports/master/AFG/projections.csv | 2021-04-12 | ICU_incidence | 5.05 | 5.38 | 5.68 | 5.74 | 6.11 | 6.6 | Relax Interventions 50% | Afghanistan | AFG | 2022-01-02 | v8 | TRUE
https://raw.githubusercontent.com/mrc-ide/global-lmic-reports/master/AFG/projections.csv | 2021-04-12 | prevalence | 15650.24 | 16939.14 | 17586.39 | 17710.28 | 18498.94 | 20203.68 | Relax Interventions 50% | Afghanistan | AFG | 2022-01-02 | v8 | TRUE
https://raw.githubusercontent.com/mrc-ide/global-lmic-reports/master/AFG/projections.csv | 2021-04-12 | cumulative_infections | 1103520.24 | 1140176.99 | 1173963.86 | 1177527.79 | 1198416.91 | 1300100.87 | Relax Interventions 50% | Afghanistan | AFG | 2022-01-02 | v8 | TRUE
https://raw.githubusercontent.com/mrc-ide/global-lmic-reports/master/AFG/projections.csv | 2021-04-12 | cumulative_deaths | 2297.23 | 2388.29 | 2469.02 | 2474.45 | 2519.57 | 2754.24 | Relax Interventions 50% | Afghanistan | AFG | 2022-01-02 | v8 | TRUE
https://raw.githubusercontent.com/mrc-ide/global-lmic-reports/master/AFG/projections.csv | 2021-04-12 | Rt | 1.3 | 1.33 | 1.35 | 1.35 | 1.37 | 1.39 | Relax Interventions 50% | Afghanistan | AFG | 2022-01-02 | v8 | TRUE
https://raw.githubusercontent.com/mrc-ide/global-lmic-reports/master/AFG/projections.csv | 2021-04-12 | Reff | 1.26 | 1.28 | 1.31 | 1.31 | 1.33 | 1.35 | Relax Interventions 50% | Afghanistan | AFG | 2022-01-02 | v8 | TRUE
https://raw.githubusercontent.com/mrc-ide/global-lmic-reports/master/AFG/projections.csv | 2021-04-12 | infections | 2707.47 | 2946.82 | 3036.41 | 3070.83 | 3196.66 | 3436.37 | Surged Additional 50% Reduction | Afghanistan | AFG | 2022-01-02 | v8 | TRUE
https://raw.githubusercontent.com/mrc-ide/global-lmic-reports/master/AFG/projections.csv | 2021-04-12 | deaths | 3.25 | 3.5 | 3.66 | 3.67 | 3.85 | 4.13 | Surged Additional 50% Reduction | Afghanistan | AFG | 2022-01-02 | v8 | TRUE
https://raw.githubusercontent.com/mrc-ide/global-lmic-reports/master/AFG/projections.csv | 2021-04-12 | hospital_demand | 139.77 | 151.47 | 158.87 | 158.84 | 165.05 | 177.42 | Surged Additional 50% Reduction | Afghanistan | AFG | 2022-01-02 | v8 | TRUE
https://raw.githubusercontent.com/mrc-ide/global-lmic-reports/master/AFG/projections.csv | 2021-04-12 | ICU_demand | 52.71 | 56.94 | 59.5 | 59.62 | 62.24 | 66.67 | Surged Additional 50% Reduction | Afghanistan | AFG | 2022-01-02 | v8 | TRUE
https://raw.githubusercontent.com/mrc-ide/global-lmic-reports/master/AFG/projections.csv | 2021-04-12 | hospital_incidence | 17.14 | 18.68 | 19.55 | 19.56 | 20.46 | 22.12 | Surged Additional 50% Reduction | Afghanistan | AFG | 2022-01-02 | v8 | TRUE
https://raw.githubusercontent.com/mrc-ide/global-lmic-reports/master/AFG/projections.csv | 2021-04-12 | ICU_incidence | 5.08 | 5.53 | 5.79 | 5.79 | 6.06 | 6.55 | Surged Additional 50% Reduction | Afghanistan | AFG | 2022-01-02 | v8 | TRUE
https://raw.githubusercontent.com/mrc-ide/global-lmic-reports/master/AFG/projections.csv | 2021-04-12 | prevalence | 15757.92 | 17083.03 | 17730.11 | 17860.98 | 18626.58 | 20183.06 | Surged Additional 50% Reduction | Afghanistan | AFG | 2022-01-02 | v8 | TRUE
https://raw.githubusercontent.com/mrc-ide/global-lmic-reports/master/AFG/projections.csv | 2021-04-12 | cumulative_infections | 1096717.45 | 1137306.63 | 1165296.33 | 1166453.94 | 1194594.3 | 1248339.33 | Surged Additional 50% Reduction | Afghanistan | AFG | 2022-01-02 | v8 | TRUE
https://raw.githubusercontent.com/mrc-ide/global-lmic-reports/master/AFG/projections.csv | 2021-04-12 | cumulative_deaths | 2281.61 | 2375.34 | 2438.81 | 2436.03 | 2498.06 | 2609.71 | Surged Additional 50% Reduction | Afghanistan | AFG | 2022-01-02 | v8 | TRUE
https://raw.githubusercontent.com/mrc-ide/global-lmic-reports/master/AFG/projections.csv | 2021-04-12 | Rt | 1.29 | 1.33 | 1.35 | 1.34 | 1.36 | 1.39 | Surged Additional 50% Reduction | Afghanistan | AFG | 2022-01-02 | v8 | TRUE
https://raw.githubusercontent.com/mrc-ide/global-lmic-reports/master/AFG/projections.csv | 2021-04-12 | Reff | 1.25 | 1.28 | 1.31 | 1.3 | 1.32 | 1.35 | Surged Additional 50% Reduction | Afghanistan | AFG | 2022-01-02 | v8 | TRUE
https://raw.githubusercontent.com/mrc-ide/global-lmic-reports/master/AFG/projections.csv | 2021-04-12 | infections | 2707.47 | 2946.82 | 3036.41 | 3070.83 | 3196.66 | 3436.37 | Surged Maintain Status Quo | Afghanistan | AFG | 2022-01-02 | v8 | TRUE
https://raw.githubusercontent.com/mrc-ide/global-lmic-reports/master/AFG/projections.csv | 2021-04-12 | deaths | 3.25 | 3.5 | 3.66 | 3.67 | 3.85 | 4.13 | Surged Maintain Status Quo | Afghanistan | AFG | 2022-01-02 | v8 | TRUE
https://raw.githubusercontent.com/mrc-ide/global-lmic-reports/master/AFG/projections.csv | 2021-04-12 | hospital_demand | 139.77 | 151.47 | 158.87 | 158.84 | 165.05 | 177.42 | Surged Maintain Status Quo | Afghanistan | AFG | 2022-01-02 | v8 | TRUE
https://raw.githubusercontent.com/mrc-ide/global-lmic-reports/master/AFG/projections.csv | 2021-04-12 | ICU_demand | 52.71 | 56.94 | 59.5 | 59.62 | 62.24 | 66.67 | Surged Maintain Status Quo | Afghanistan | AFG | 2022-01-02 | v8 | TRUE
https://raw.githubusercontent.com/mrc-ide/global-lmic-reports/master/AFG/projections.csv | 2021-04-12 | hospital_incidence | 17.14 | 18.68 | 19.55 | 19.56 | 20.46 | 22.12 | Surged Maintain Status Quo | Afghanistan | AFG | 2022-01-02 | v8 | TRUE
https://raw.githubusercontent.com/mrc-ide/global-lmic-reports/master/AFG/projections.csv | 2021-04-12 | ICU_incidence | 5.08 | 5.53 | 5.79 | 5.79 | 6.06 | 6.55 | Surged Maintain Status Quo | Afghanistan | AFG | 2022-01-02 | v8 | TRUE
https://raw.githubusercontent.com/mrc-ide/global-lmic-reports/master/AFG/projections.csv | 2021-04-12 | prevalence | 15757.92 | 17083.03 | 17730.11 | 17860.98 | 18626.58 | 20183.06 | Surged Maintain Status Quo | Afghanistan | AFG | 2022-01-02 | v8 | TRUE
https://raw.githubusercontent.com/mrc-ide/global-lmic-reports/master/AFG/projections.csv | 2021-04-12 | cumulative_infections | 1096717.45 | 1137306.63 | 1165296.33 | 1166453.94 | 1194594.3 | 1248339.33 | Surged Maintain Status Quo | Afghanistan | AFG | 2022-01-02 | v8 | TRUE
https://raw.githubusercontent.com/mrc-ide/global-lmic-reports/master/AFG/projections.csv | 2021-04-12 | cumulative_deaths | 2281.61 | 2375.34 | 2438.81 | 2436.03 | 2498.06 | 2609.71 | Surged Maintain Status Quo | Afghanistan | AFG | 2022-01-02 | v8 | TRUE
https://raw.githubusercontent.com/mrc-ide/global-lmic-reports/master/AFG/projections.csv | 2021-04-12 | Rt | 1.29 | 1.33 | 1.35 | 1.34 | 1.36 | 1.39 | Surged Maintain Status Quo | Afghanistan | AFG | 2022-01-02 | v8 | TRUE
https://raw.githubusercontent.com/mrc-ide/global-lmic-reports/master/AFG/projections.csv | 2021-04-12 | Reff | 1.25 | 1.28 | 1.31 | 1.3 | 1.32 | 1.35 | Surged Maintain Status Quo | Afghanistan | AFG | 2022-01-02 | v8 | TRUE
https://raw.githubusercontent.com/mrc-ide/global-lmic-reports/master/AFG/projections.csv | 2021-04-12 | infections | 2707.47 | 2946.82 | 3036.41 | 3070.83 | 3196.66 | 3436.37 | Surged Optimistic | Afghanistan | AFG | 2022-01-02 | v8 | TRUE
https://raw.githubusercontent.com/mrc-ide/global-lmic-reports/master/AFG/projections.csv | 2021-04-12 | deaths | 3.25 | 3.5 | 3.66 | 3.67 | 3.85 | 4.13 | Surged Optimistic | Afghanistan | AFG | 2022-01-02 | v8 | TRUE
https://raw.githubusercontent.com/mrc-ide/global-lmic-reports/master/AFG/projections.csv | 2021-04-12 | hospital_demand | 139.77 | 151.47 | 158.87 | 158.84 | 165.05 | 177.42 | Surged Optimistic | Afghanistan | AFG | 2022-01-02 | v8 | TRUE
https://raw.githubusercontent.com/mrc-ide/global-lmic-reports/master/AFG/projections.csv | 2021-04-12 | ICU_demand | 52.71 | 56.94 | 59.5 | 59.62 | 62.24 | 66.67 | Surged Optimistic | Afghanistan | AFG | 2022-01-02 | v8 | TRUE
https://raw.githubusercontent.com/mrc-ide/global-lmic-reports/master/AFG/projections.csv | 2021-04-12 | hospital_incidence | 17.14 | 18.68 | 19.55 | 19.56 | 20.46 | 22.12 | Surged Optimistic | Afghanistan | AFG | 2022-01-02 | v8 | TRUE
https://raw.githubusercontent.com/mrc-ide/global-lmic-reports/master/AFG/projections.csv | 2021-04-12 | ICU_incidence | 5.08 | 5.53 | 5.79 | 5.79 | 6.06 | 6.55 | Surged Optimistic | Afghanistan | AFG | 2022-01-02 | v8 | TRUE
https://raw.githubusercontent.com/mrc-ide/global-lmic-reports/master/AFG/projections.csv | 2021-04-12 | prevalence | 15757.92 | 17083.03 | 17730.11 | 17860.98 | 18626.58 | 20183.06 | Surged Optimistic | Afghanistan | AFG | 2022-01-02 | v8 | TRUE
https://raw.githubusercontent.com/mrc-ide/global-lmic-reports/master/AFG/projections.csv | 2021-04-12 | cumulative_infections | 1096717.45 | 1137306.63 | 1165296.33 | 1166453.94 | 1194594.3 | 1248339.33 | Surged Optimistic | Afghanistan | AFG | 2022-01-02 | v8 | TRUE
https://raw.githubusercontent.com/mrc-ide/global-lmic-reports/master/AFG/projections.csv | 2021-04-12 | cumulative_deaths | 2281.61 | 2375.34 | 2438.81 | 2436.03 | 2498.06 | 2609.71 | Surged Optimistic | Afghanistan | AFG | 2022-01-02 | v8 | TRUE
https://raw.githubusercontent.com/mrc-ide/global-lmic-reports/master/AFG/projections.csv | 2021-04-12 | Rt | 1.29 | 1.33 | 1.35 | 1.34 | 1.36 | 1.39 | Surged Optimistic | Afghanistan | AFG | 2022-01-02 | v8 | TRUE
https://raw.githubusercontent.com/mrc-ide/global-lmic-reports/master/AFG/projections.csv | 2021-04-12 | Reff | 1.25 | 1.28 | 1.31 | 1.3 | 1.32 | 1.35 | Surged Optimistic | Afghanistan | AFG | 2022-01-02 | v8 | TRUE
https://raw.githubusercontent.com/mrc-ide/global-lmic-reports/master/AFG/projections.csv | 2021-04-12 | infections | 2707.47 | 2946.82 | 3036.41 | 3070.83 | 3196.66 | 3436.37 | Surged Pessimistic | Afghanistan | AFG | 2022-01-02 | v8 | TRUE
https://raw.githubusercontent.com/mrc-ide/global-lmic-reports/master/AFG/projections.csv | 2021-04-12 | deaths | 3.25 | 3.5 | 3.66 | 3.67 | 3.85 | 4.13 | Surged Pessimistic | Afghanistan | AFG | 2022-01-02 | v8 | TRUE
https://raw.githubusercontent.com/mrc-ide/global-lmic-reports/master/AFG/projections.csv | 2021-04-12 | hospital_demand | 139.77 | 151.47 | 158.87 | 158.84 | 165.05 | 177.42 | Surged Pessimistic | Afghanistan | AFG | 2022-01-02 | v8 | TRUE
https://raw.githubusercontent.com/mrc-ide/global-lmic-reports/master/AFG/projections.csv | 2021-04-12 | ICU_demand | 52.71 | 56.94 | 59.5 | 59.62 | 62.24 | 66.67 | Surged Pessimistic | Afghanistan | AFG | 2022-01-02 | v8 | TRUE
https://raw.githubusercontent.com/mrc-ide/global-lmic-reports/master/AFG/projections.csv | 2021-04-12 | hospital_incidence | 17.14 | 18.68 | 19.55 | 19.56 | 20.46 | 22.12 | Surged Pessimistic | Afghanistan | AFG | 2022-01-02 | v8 | TRUE
https://raw.githubusercontent.com/mrc-ide/global-lmic-reports/master/AFG/projections.csv | 2021-04-12 | ICU_incidence | 5.08 | 5.53 | 5.79 | 5.79 | 6.06 | 6.55 | Surged Pessimistic | Afghanistan | AFG | 2022-01-02 | v8 | TRUE
https://raw.githubusercontent.com/mrc-ide/global-lmic-reports/master/AFG/projections.csv | 2021-04-12 | prevalence | 15757.92 | 17083.03 | 17730.11 | 17860.98 | 18626.58 | 20183.06 | Surged Pessimistic | Afghanistan | AFG | 2022-01-02 | v8 | TRUE
https://raw.githubusercontent.com/mrc-ide/global-lmic-reports/master/AFG/projections.csv | 2021-04-12 | cumulative_infections | 1096717.45 | 1137306.63 | 1165296.33 | 1166453.94 | 1194594.3 | 1248339.33 | Surged Pessimistic | Afghanistan | AFG | 2022-01-02 | v8 | TRUE
https://raw.githubusercontent.com/mrc-ide/global-lmic-reports/master/AFG/projections.csv | 2021-04-12 | cumulative_deaths | 2281.61 | 2375.34 | 2438.81 | 2436.03 | 2498.06 | 2609.71 | Surged Pessimistic | Afghanistan | AFG | 2022-01-02 | v8 | TRUE
https://raw.githubusercontent.com/mrc-ide/global-lmic-reports/master/AFG/projections.csv | 2021-04-12 | Rt | 1.29 | 1.33 | 1.35 | 1.34 | 1.36 | 1.39 | Surged Pessimistic | Afghanistan | AFG | 2022-01-02 | v8 | TRUE
https://raw.githubusercontent.com/mrc-ide/global-lmic-reports/master/AFG/projections.csv | 2021-04-12 | Reff | 1.25 | 1.28 | 1.31 | 1.3 | 1.32 | 1.35 | Surged Pessimistic | Afghanistan | AFG | 2022-01-02 | v8 | TRUE
https://raw.githubusercontent.com/mrc-ide/global-lmic-reports/master/AFG/projections.csv | 2021-04-12 | infections | 2707.47 | 2946.82 | 3036.41 | 3070.83 | 3196.66 | 3436.37 | Surged Relax Interventions 50% | Afghanistan | AFG | 2022-01-02 | v8 | TRUE
https://raw.githubusercontent.com/mrc-ide/global-lmic-reports/master/AFG/projections.csv | 2021-04-12 | deaths | 3.25 | 3.5 | 3.66 | 3.67 | 3.85 | 4.13 | Surged Relax Interventions 50% | Afghanistan | AFG | 2022-01-02 | v8 | TRUE
https://raw.githubusercontent.com/mrc-ide/global-lmic-reports/master/AFG/projections.csv | 2021-04-12 | hospital_demand | 139.77 | 151.47 | 158.87 | 158.84 | 165.05 | 177.42 | Surged Relax Interventions 50% | Afghanistan | AFG | 2022-01-02 | v8 | TRUE
https://raw.githubusercontent.com/mrc-ide/global-lmic-reports/master/AFG/projections.csv | 2021-04-12 | ICU_demand | 52.71 | 56.94 | 59.5 | 59.62 | 62.24 | 66.67 | Surged Relax Interventions 50% | Afghanistan | AFG | 2022-01-02 | v8 | TRUE
https://raw.githubusercontent.com/mrc-ide/global-lmic-reports/master/AFG/projections.csv | 2021-04-12 | hospital_incidence | 17.14 | 18.68 | 19.55 | 19.56 | 20.46 | 22.12 | Surged Relax Interventions 50% | Afghanistan | AFG | 2022-01-02 | v8 | TRUE
https://raw.githubusercontent.com/mrc-ide/global-lmic-reports/master/AFG/projections.csv | 2021-04-12 | ICU_incidence | 5.08 | 5.53 | 5.79 | 5.79 | 6.06 | 6.55 | Surged Relax Interventions 50% | Afghanistan | AFG | 2022-01-02 | v8 | TRUE
https://raw.githubusercontent.com/mrc-ide/global-lmic-reports/master/AFG/projections.csv | 2021-04-12 | prevalence | 15757.92 | 17083.03 | 17730.11 | 17860.98 | 18626.58 | 20183.06 | Surged Relax Interventions 50% | Afghanistan | AFG | 2022-01-02 | v8 | TRUE
https://raw.githubusercontent.com/mrc-ide/global-lmic-reports/master/AFG/projections.csv | 2021-04-12 | cumulative_infections | 1096717.45 | 1137306.63 | 1165296.33 | 1166453.94 | 1194594.3 | 1248339.33 | Surged Relax Interventions 50% | Afghanistan | AFG | 2022-01-02 | v8 | TRUE
https://raw.githubusercontent.com/mrc-ide/global-lmic-reports/master/AFG/projections.csv | 2021-04-12 | cumulative_deaths | 2281.61 | 2375.34 | 2438.81 | 2436.03 | 2498.06 | 2609.71 | Surged Relax Interventions 50% | Afghanistan | AFG | 2022-01-02 | v8 | TRUE
https://raw.githubusercontent.com/mrc-ide/global-lmic-reports/master/AFG/projections.csv | 2021-04-12 | Rt | 1.29 | 1.33 | 1.35 | 1.34 | 1.36 | 1.39 | Surged Relax Interventions 50% | Afghanistan | AFG | 2022-01-02 | v8 | TRUE
https://raw.githubusercontent.com/mrc-ide/global-lmic-reports/master/AFG/projections.csv | 2021-04-12 | Reff | 1.25 | 1.28 | 1.31 | 1.3 | 1.32 | 1.35 | Surged Relax Interventions 50% | Afghanistan | AFG | 2022-01-02 | v8 | TRUE
https://raw.githubusercontent.com/mrc-ide/global-lmic-reports/master/AFG/projections.csv | 2021-04-13 | infections | 2844.57 | 3092 | 3172.23 | 3200 | 3279.67 | 3580.73 | Additional 50% Reduction | Afghanistan | AFG | 2022-01-02 | v8 | TRUE
https://raw.githubusercontent.com/mrc-ide/global-lmic-reports/master/AFG/projections.csv | 2021-04-13 | deaths | 3.27 | 3.49 | 3.74 | 3.74 | 3.94 | 4.31 | Additional 50% Reduction | Afghanistan | AFG | 2022-01-02 | v8 | TRUE
https://raw.githubusercontent.com/mrc-ide/global-lmic-reports/master/AFG/projections.csv | 2021-04-13 | hospital_demand | 141.72 | 150.96 | 160.11 | 161.32 | 169.74 | 185.32 | Additional 50% Reduction | Afghanistan | AFG | 2022-01-02 | v8 | TRUE
https://raw.githubusercontent.com/mrc-ide/global-lmic-reports/master/AFG/projections.csv | 2021-04-13 | ICU_demand | 53.47 | 56.91 | 60.57 | 60.8 | 63.96 | 69.81 | Additional 50% Reduction | Afghanistan | AFG | 2022-01-02 | v8 | TRUE
https://raw.githubusercontent.com/mrc-ide/global-lmic-reports/master/AFG/projections.csv | 2021-04-13 | hospital_incidence | 17.49 | 18.68 | 19.65 | 19.85 | 21.09 | 22.8 | Additional 50% Reduction | Afghanistan | AFG | 2022-01-02 | v8 | TRUE
https://raw.githubusercontent.com/mrc-ide/global-lmic-reports/master/AFG/projections.csv | 2021-04-13 | ICU_incidence | 5.19 | 5.54 | 5.83 | 5.89 | 6.26 | 6.76 | Additional 50% Reduction | Afghanistan | AFG | 2022-01-02 | v8 | TRUE
https://raw.githubusercontent.com/mrc-ide/global-lmic-reports/master/AFG/projections.csv | 2021-04-13 | prevalence | 16324.35 | 17694.94 | 18374.13 | 18461.5 | 19222.34 | 20967.14 | Additional 50% Reduction | Afghanistan | AFG | 2022-01-02 | v8 | TRUE
https://raw.githubusercontent.com/mrc-ide/global-lmic-reports/master/AFG/projections.csv | 2021-04-13 | cumulative_infections | 1106731.8 | 1143560.36 | 1176969.09 | 1180727.79 | 1201701.56 | 1303724.41 | Additional 50% Reduction | Afghanistan | AFG | 2022-01-02 | v8 | TRUE
https://raw.githubusercontent.com/mrc-ide/global-lmic-reports/master/AFG/projections.csv | 2021-04-13 | cumulative_deaths | 2301.2 | 2392.1 | 2472.81 | 2478.18 | 2523.53 | 2758.33 | Additional 50% Reduction | Afghanistan | AFG | 2022-01-02 | v8 | TRUE
https://raw.githubusercontent.com/mrc-ide/global-lmic-reports/master/AFG/projections.csv | 2021-04-13 | Rt | 1.08 | 1.16 | 1.19 | 1.19 | 1.21 | 1.28 | Additional 50% Reduction | Afghanistan | AFG | 2022-01-02 | v8 | TRUE
https://raw.githubusercontent.com/mrc-ide/global-lmic-reports/master/AFG/projections.csv | 2021-04-13 | Reff | 1.05 | 1.13 | 1.15 | 1.15 | 1.17 | 1.24 | Additional 50% Reduction | Afghanistan | AFG | 2022-01-02 | v8 | TRUE
https://raw.githubusercontent.com/mrc-ide/global-lmic-reports/master/AFG/projections.csv | 2021-04-13 | infections | 2844.57 | 3092 | 3172.23 | 3200 | 3279.67 | 3580.73 | Maintain Status Quo | Afghanistan | AFG | 2022-01-02 | v8 | TRUE
https://raw.githubusercontent.com/mrc-ide/global-lmic-reports/master/AFG/projections.csv | 2021-04-13 | deaths | 3.27 | 3.49 | 3.74 | 3.74 | 3.94 | 4.31 | Maintain Status Quo | Afghanistan | AFG | 2022-01-02 | v8 | TRUE
https://raw.githubusercontent.com/mrc-ide/global-lmic-reports/master/AFG/projections.csv | 2021-04-13 | hospital_demand | 141.72 | 150.96 | 160.11 | 161.32 | 169.74 | 185.32 | Maintain Status Quo | Afghanistan | AFG | 2022-01-02 | v8 | TRUE
https://raw.githubusercontent.com/mrc-ide/global-lmic-reports/master/AFG/projections.csv | 2021-04-13 | ICU_demand | 53.47 | 56.91 | 60.57 | 60.8 | 63.96 | 69.81 | Maintain Status Quo | Afghanistan | AFG | 2022-01-02 | v8 | TRUE
https://raw.githubusercontent.com/mrc-ide/global-lmic-reports/master/AFG/projections.csv | 2021-04-13 | hospital_incidence | 17.49 | 18.68 | 19.65 | 19.85 | 21.09 | 22.8 | Maintain Status Quo | Afghanistan | AFG | 2022-01-02 | v8 | TRUE
https://raw.githubusercontent.com/mrc-ide/global-lmic-reports/master/AFG/projections.csv | 2021-04-13 | ICU_incidence | 5.19 | 5.54 | 5.83 | 5.89 | 6.26 | 6.76 | Maintain Status Quo | Afghanistan | AFG | 2022-01-02 | v8 | TRUE
https://raw.githubusercontent.com/mrc-ide/global-lmic-reports/master/AFG/projections.csv | 2021-04-13 | prevalence | 16324.35 | 17694.94 | 18374.13 | 18461.5 | 19222.34 | 20967.14 | Maintain Status Quo | Afghanistan | AFG | 2022-01-02 | v8 | TRUE
https://raw.githubusercontent.com/mrc-ide/global-lmic-reports/master/AFG/projections.csv | 2021-04-13 | cumulative_infections | 1106731.8 | 1143560.36 | 1176969.09 | 1180727.79 | 1201701.56 | 1303724.41 | Maintain Status Quo | Afghanistan | AFG | 2022-01-02 | v8 | TRUE
https://raw.githubusercontent.com/mrc-ide/global-lmic-reports/master/AFG/projections.csv | 2021-04-13 | cumulative_deaths | 2301.2 | 2392.1 | 2472.81 | 2478.18 | 2523.53 | 2758.33 | Maintain Status Quo | Afghanistan | AFG | 2022-01-02 | v8 | TRUE
https://raw.githubusercontent.com/mrc-ide/global-lmic-reports/master/AFG/projections.csv | 2021-04-13 | Rt | 1.08 | 1.16 | 1.19 | 1.19 | 1.21 | 1.28 | Maintain Status Quo | Afghanistan | AFG | 2022-01-02 | v8 | TRUE
https://raw.githubusercontent.com/mrc-ide/global-lmic-reports/master/AFG/projections.csv | 2021-04-13 | Reff | 1.05 | 1.13 | 1.15 | 1.15 | 1.17 | 1.24 | Maintain Status Quo | Afghanistan | AFG | 2022-01-02 | v8 | TRUE
https://raw.githubusercontent.com/mrc-ide/global-lmic-reports/master/AFG/projections.csv | 2021-04-13 | infections | 2844.57 | 3092 | 3172.23 | 3200 | 3279.67 | 3580.73 | Optimistic | Afghanistan | AFG | 2022-01-02 | v8 | TRUE
https://raw.githubusercontent.com/mrc-ide/global-lmic-reports/master/AFG/projections.csv | 2021-04-13 | deaths | 3.27 | 3.49 | 3.74 | 3.74 | 3.94 | 4.31 | Optimistic | Afghanistan | AFG | 2022-01-02 | v8 | TRUE
https://raw.githubusercontent.com/mrc-ide/global-lmic-reports/master/AFG/projections.csv | 2021-04-13 | hospital_demand | 141.72 | 150.96 | 160.11 | 161.32 | 169.74 | 185.32 | Optimistic | Afghanistan | AFG | 2022-01-02 | v8 | TRUE
https://raw.githubusercontent.com/mrc-ide/global-lmic-reports/master/AFG/projections.csv | 2021-04-13 | ICU_demand | 53.47 | 56.91 | 60.57 | 60.8 | 63.96 | 69.81 | Optimistic | Afghanistan | AFG | 2022-01-02 | v8 | TRUE
https://raw.githubusercontent.com/mrc-ide/global-lmic-reports/master/AFG/projections.csv | 2021-04-13 | hospital_incidence | 17.49 | 18.68 | 19.65 | 19.85 | 21.09 | 22.8 | Optimistic | Afghanistan | AFG | 2022-01-02 | v8 | TRUE
https://raw.githubusercontent.com/mrc-ide/global-lmic-reports/master/AFG/projections.csv | 2021-04-13 | ICU_incidence | 5.19 | 5.54 | 5.83 | 5.89 | 6.26 | 6.76 | Optimistic | Afghanistan | AFG | 2022-01-02 | v8 | TRUE
https://raw.githubusercontent.com/mrc-ide/global-lmic-reports/master/AFG/projections.csv | 2021-04-13 | prevalence | 16324.35 | 17694.94 | 18374.13 | 18461.5 | 19222.34 | 20967.14 | Optimistic | Afghanistan | AFG | 2022-01-02 | v8 | TRUE
https://raw.githubusercontent.com/mrc-ide/global-lmic-reports/master/AFG/projections.csv | 2021-04-13 | cumulative_infections | 1106731.8 | 1143560.36 | 1176969.09 | 1180727.79 | 1201701.56 | 1303724.41 | Optimistic | Afghanistan | AFG | 2022-01-02 | v8 | TRUE
https://raw.githubusercontent.com/mrc-ide/global-lmic-reports/master/AFG/projections.csv | 2021-04-13 | cumulative_deaths | 2301.2 | 2392.1 | 2472.81 | 2478.18 | 2523.53 | 2758.33 | Optimistic | Afghanistan | AFG | 2022-01-02 | v8 | TRUE
https://raw.githubusercontent.com/mrc-ide/global-lmic-reports/master/AFG/projections.csv | 2021-04-13 | Rt | 1.08 | 1.16 | 1.19 | 1.19 | 1.21 | 1.28 | Optimistic | Afghanistan | AFG | 2022-01-02 | v8 | TRUE
https://raw.githubusercontent.com/mrc-ide/global-lmic-reports/master/AFG/projections.csv | 2021-04-13 | Reff | 1.05 | 1.13 | 1.15 | 1.15 | 1.17 | 1.24 | Optimistic | Afghanistan | AFG | 2022-01-02 | v8 | TRUE
https://raw.githubusercontent.com/mrc-ide/global-lmic-reports/master/AFG/projections.csv | 2021-04-13 | infections | 2844.57 | 3092 | 3172.23 | 3200 | 3279.67 | 3580.73 | Pessimistic | Afghanistan | AFG | 2022-01-02 | v8 | TRUE
https://raw.githubusercontent.com/mrc-ide/global-lmic-reports/master/AFG/projections.csv | 2021-04-13 | deaths | 3.27 | 3.49 | 3.74 | 3.74 | 3.94 | 4.31 | Pessimistic | Afghanistan | AFG | 2022-01-02 | v8 | TRUE
https://raw.githubusercontent.com/mrc-ide/global-lmic-reports/master/AFG/projections.csv | 2021-04-13 | hospital_demand | 141.72 | 150.96 | 160.11 | 161.32 | 169.74 | 185.32 | Pessimistic | Afghanistan | AFG | 2022-01-02 | v8 | TRUE
https://raw.githubusercontent.com/mrc-ide/global-lmic-reports/master/AFG/projections.csv | 2021-04-13 | ICU_demand | 53.47 | 56.91 | 60.57 | 60.8 | 63.96 | 69.81 | Pessimistic | Afghanistan | AFG | 2022-01-02 | v8 | TRUE
https://raw.githubusercontent.com/mrc-ide/global-lmic-reports/master/AFG/projections.csv | 2021-04-13 | hospital_incidence | 17.49 | 18.68 | 19.65 | 19.85 | 21.09 | 22.8 | Pessimistic | Afghanistan | AFG | 2022-01-02 | v8 | TRUE
https://raw.githubusercontent.com/mrc-ide/global-lmic-reports/master/AFG/projections.csv | 2021-04-13 | ICU_incidence | 5.19 | 5.54 | 5.83 | 5.89 | 6.26 | 6.76 | Pessimistic | Afghanistan | AFG | 2022-01-02 | v8 | TRUE
https://raw.githubusercontent.com/mrc-ide/global-lmic-reports/master/AFG/projections.csv | 2021-04-13 | prevalence | 16324.35 | 17694.94 | 18374.13 | 18461.5 | 19222.34 | 20967.14 | Pessimistic | Afghanistan | AFG | 2022-01-02 | v8 | TRUE
https://raw.githubusercontent.com/mrc-ide/global-lmic-reports/master/AFG/projections.csv | 2021-04-13 | cumulative_infections | 1106731.8 | 1143560.36 | 1176969.09 | 1180727.79 | 1201701.56 | 1303724.41 | Pessimistic | Afghanistan | AFG | 2022-01-02 | v8 | TRUE
https://raw.githubusercontent.com/mrc-ide/global-lmic-reports/master/AFG/projections.csv | 2021-04-13 | cumulative_deaths | 2301.2 | 2392.1 | 2472.81 | 2478.18 | 2523.53 | 2758.33 | Pessimistic | Afghanistan | AFG | 2022-01-02 | v8 | TRUE
https://raw.githubusercontent.com/mrc-ide/global-lmic-reports/master/AFG/projections.csv | 2021-04-13 | Rt | 1.08 | 1.16 | 1.19 | 1.19 | 1.21 | 1.28 | Pessimistic | Afghanistan | AFG | 2022-01-02 | v8 | TRUE
https://raw.githubusercontent.com/mrc-ide/global-lmic-reports/master/AFG/projections.csv | 2021-04-13 | Reff | 1.05 | 1.13 | 1.15 | 1.15 | 1.17 | 1.24 | Pessimistic | Afghanistan | AFG | 2022-01-02 | v8 | TRUE
https://raw.githubusercontent.com/mrc-ide/global-lmic-reports/master/AFG/projections.csv | 2021-04-13 | infections | 2844.57 | 3092 | 3172.23 | 3200 | 3279.67 | 3580.73 | Relax Interventions 50% | Afghanistan | AFG | 2022-01-02 | v8 | TRUE
https://raw.githubusercontent.com/mrc-ide/global-lmic-reports/master/AFG/projections.csv | 2021-04-13 | deaths | 3.27 | 3.49 | 3.74 | 3.74 | 3.94 | 4.31 | Relax Interventions 50% | Afghanistan | AFG | 2022-01-02 | v8 | TRUE
https://raw.githubusercontent.com/mrc-ide/global-lmic-reports/master/AFG/projections.csv | 2021-04-13 | hospital_demand | 141.72 | 150.96 | 160.11 | 161.32 | 169.74 | 185.32 | Relax Interventions 50% | Afghanistan | AFG | 2022-01-02 | v8 | TRUE
https://raw.githubusercontent.com/mrc-ide/global-lmic-reports/master/AFG/projections.csv | 2021-04-13 | ICU_demand | 53.47 | 56.91 | 60.57 | 60.8 | 63.96 | 69.81 | Relax Interventions 50% | Afghanistan | AFG | 2022-01-02 | v8 | TRUE
https://raw.githubusercontent.com/mrc-ide/global-lmic-reports/master/AFG/projections.csv | 2021-04-13 | hospital_incidence | 17.49 | 18.68 | 19.65 | 19.85 | 21.09 | 22.8 | Relax Interventions 50% | Afghanistan | AFG | 2022-01-02 | v8 | TRUE
https://raw.githubusercontent.com/mrc-ide/global-lmic-reports/master/AFG/projections.csv | 2021-04-13 | ICU_incidence | 5.19 | 5.54 | 5.83 | 5.89 | 6.26 | 6.76 | Relax Interventions 50% | Afghanistan | AFG | 2022-01-02 | v8 | TRUE
https://raw.githubusercontent.com/mrc-ide/global-lmic-reports/master/AFG/projections.csv | 2021-04-13 | prevalence | 16324.35 | 17694.94 | 18374.13 | 18461.5 | 19222.34 | 20967.14 | Relax Interventions 50% | Afghanistan | AFG | 2022-01-02 | v8 | TRUE
https://raw.githubusercontent.com/mrc-ide/global-lmic-reports/master/AFG/projections.csv | 2021-04-13 | cumulative_infections | 1106731.8 | 1143560.36 | 1176969.09 | 1180727.79 | 1201701.56 | 1303724.41 | Relax Interventions 50% | Afghanistan | AFG | 2022-01-02 | v8 | TRUE
https://raw.githubusercontent.com/mrc-ide/global-lmic-reports/master/AFG/projections.csv | 2021-04-13 | cumulative_deaths | 2301.2 | 2392.1 | 2472.81 | 2478.18 | 2523.53 | 2758.33 | Relax Interventions 50% | Afghanistan | AFG | 2022-01-02 | v8 | TRUE
https://raw.githubusercontent.com/mrc-ide/global-lmic-reports/master/AFG/projections.csv | 2021-04-13 | Rt | 1.08 | 1.16 | 1.19 | 1.19 | 1.21 | 1.28 | Relax Interventions 50% | Afghanistan | AFG | 2022-01-02 | v8 | TRUE
https://raw.githubusercontent.com/mrc-ide/global-lmic-reports/master/AFG/projections.csv | 2021-04-13 | Reff | 1.05 | 1.13 | 1.15 | 1.15 | 1.17 | 1.24 | Relax Interventions 50% | Afghanistan | AFG | 2022-01-02 | v8 | TRUE
https://raw.githubusercontent.com/mrc-ide/global-lmic-reports/master/AFG/projections.csv | 2021-04-13 | infections | 2825.24 | 3097.51 | 3193.71 | 3217.67 | 3341.72 | 3613.64 | Surged Additional 50% Reduction | Afghanistan | AFG | 2022-01-02 | v8 | TRUE
https://raw.githubusercontent.com/mrc-ide/global-lmic-reports/master/AFG/projections.csv | 2021-04-13 | deaths | 3.32 | 3.59 | 3.75 | 3.76 | 3.94 | 4.22 | Surged Additional 50% Reduction | Afghanistan | AFG | 2022-01-02 | v8 | TRUE
https://raw.githubusercontent.com/mrc-ide/global-lmic-reports/master/AFG/projections.csv | 2021-04-13 | hospital_demand | 142.87 | 154.96 | 162.91 | 162.46 | 168.67 | 181.23 | Surged Additional 50% Reduction | Afghanistan | AFG | 2022-01-02 | v8 | TRUE
https://raw.githubusercontent.com/mrc-ide/global-lmic-reports/master/AFG/projections.csv | 2021-04-13 | ICU_demand | 54.05 | 58.42 | 61.2 | 61.19 | 63.62 | 68.35 | Surged Additional 50% Reduction | Afghanistan | AFG | 2022-01-02 | v8 | TRUE
https://raw.githubusercontent.com/mrc-ide/global-lmic-reports/master/AFG/projections.csv | 2021-04-13 | hospital_incidence | 17.57 | 19.11 | 20.03 | 20.02 | 20.91 | 22.67 | Surged Additional 50% Reduction | Afghanistan | AFG | 2022-01-02 | v8 | TRUE
https://raw.githubusercontent.com/mrc-ide/global-lmic-reports/master/AFG/projections.csv | 2021-04-13 | ICU_incidence | 5.21 | 5.67 | 5.94 | 5.94 | 6.21 | 6.73 | Surged Additional 50% Reduction | Afghanistan | AFG | 2022-01-02 | v8 | TRUE
https://raw.githubusercontent.com/mrc-ide/global-lmic-reports/master/AFG/projections.csv | 2021-04-13 | prevalence | 16420.64 | 17850.89 | 18424.77 | 18608.37 | 19412.72 | 20981.8 | Surged Additional 50% Reduction | Afghanistan | AFG | 2022-01-02 | v8 | TRUE
https://raw.githubusercontent.com/mrc-ide/global-lmic-reports/master/AFG/projections.csv | 2021-04-13 | cumulative_infections | 1099888.53 | 1140448.33 | 1168279.84 | 1169671.61 | 1197574.08 | 1251823.69 | Surged Additional 50% Reduction | Afghanistan | AFG | 2022-01-02 | v8 | TRUE
https://raw.githubusercontent.com/mrc-ide/global-lmic-reports/master/AFG/projections.csv | 2021-04-13 | cumulative_deaths | 2285.62 | 2379.05 | 2442.63 | 2439.79 | 2501.99 | 2613.51 | Surged Additional 50% Reduction | Afghanistan | AFG | 2022-01-02 | v8 | TRUE
https://raw.githubusercontent.com/mrc-ide/global-lmic-reports/master/AFG/projections.csv | 2021-04-13 | Rt | 1.08 | 1.17 | 1.19 | 1.19 | 1.22 | 1.27 | Surged Additional 50% Reduction | Afghanistan | AFG | 2022-01-02 | v8 | TRUE
https://raw.githubusercontent.com/mrc-ide/global-lmic-reports/master/AFG/projections.csv | 2021-04-13 | Reff | 1.05 | 1.13 | 1.15 | 1.15 | 1.18 | 1.23 | Surged Additional 50% Reduction | Afghanistan | AFG | 2022-01-02 | v8 | TRUE
https://raw.githubusercontent.com/mrc-ide/global-lmic-reports/master/AFG/projections.csv | 2021-04-13 | infections | 2825.24 | 3097.51 | 3193.71 | 3217.67 | 3341.72 | 3613.64 | Surged Maintain Status Quo | Afghanistan | AFG | 2022-01-02 | v8 | TRUE
https://raw.githubusercontent.com/mrc-ide/global-lmic-reports/master/AFG/projections.csv | 2021-04-13 | deaths | 3.32 | 3.59 | 3.75 | 3.76 | 3.94 | 4.22 | Surged Maintain Status Quo | Afghanistan | AFG | 2022-01-02 | v8 | TRUE
https://raw.githubusercontent.com/mrc-ide/global-lmic-reports/master/AFG/projections.csv | 2021-04-13 | hospital_demand | 142.87 | 154.96 | 162.91 | 162.46 | 168.67 | 181.23 | Surged Maintain Status Quo | Afghanistan | AFG | 2022-01-02 | v8 | TRUE
https://raw.githubusercontent.com/mrc-ide/global-lmic-reports/master/AFG/projections.csv | 2021-04-13 | ICU_demand | 54.05 | 58.42 | 61.2 | 61.19 | 63.62 | 68.35 | Surged Maintain Status Quo | Afghanistan | AFG | 2022-01-02 | v8 | TRUE
https://raw.githubusercontent.com/mrc-ide/global-lmic-reports/master/AFG/projections.csv | 2021-04-13 | hospital_incidence | 17.57 | 19.11 | 20.03 | 20.02 | 20.91 | 22.67 | Surged Maintain Status Quo | Afghanistan | AFG | 2022-01-02 | v8 | TRUE
https://raw.githubusercontent.com/mrc-ide/global-lmic-reports/master/AFG/projections.csv | 2021-04-13 | ICU_incidence | 5.21 | 5.67 | 5.94 | 5.94 | 6.21 | 6.73 | Surged Maintain Status Quo | Afghanistan | AFG | 2022-01-02 | v8 | TRUE
https://raw.githubusercontent.com/mrc-ide/global-lmic-reports/master/AFG/projections.csv | 2021-04-13 | prevalence | 16420.64 | 17850.89 | 18424.77 | 18608.37 | 19412.72 | 20981.8 | Surged Maintain Status Quo | Afghanistan | AFG | 2022-01-02 | v8 | TRUE
https://raw.githubusercontent.com/mrc-ide/global-lmic-reports/master/AFG/projections.csv | 2021-04-13 | cumulative_infections | 1099888.53 | 1140448.33 | 1168279.84 | 1169671.61 | 1197574.08 | 1251823.69 | Surged Maintain Status Quo | Afghanistan | AFG | 2022-01-02 | v8 | TRUE
https://raw.githubusercontent.com/mrc-ide/global-lmic-reports/master/AFG/projections.csv | 2021-04-13 | cumulative_deaths | 2285.62 | 2379.05 | 2442.63 | 2439.79 | 2501.99 | 2613.51 | Surged Maintain Status Quo | Afghanistan | AFG | 2022-01-02 | v8 | TRUE
https://raw.githubusercontent.com/mrc-ide/global-lmic-reports/master/AFG/projections.csv | 2021-04-13 | Rt | 1.08 | 1.17 | 1.19 | 1.19 | 1.22 | 1.27 | Surged Maintain Status Quo | Afghanistan | AFG | 2022-01-02 | v8 | TRUE
https://raw.githubusercontent.com/mrc-ide/global-lmic-reports/master/AFG/projections.csv | 2021-04-13 | Reff | 1.05 | 1.13 | 1.15 | 1.15 | 1.18 | 1.23 | Surged Maintain Status Quo | Afghanistan | AFG | 2022-01-02 | v8 | TRUE
https://raw.githubusercontent.com/mrc-ide/global-lmic-reports/master/AFG/projections.csv | 2021-04-13 | infections | 2825.24 | 3097.51 | 3193.71 | 3217.67 | 3341.72 | 3613.64 | Surged Optimistic | Afghanistan | AFG | 2022-01-02 | v8 | TRUE
https://raw.githubusercontent.com/mrc-ide/global-lmic-reports/master/AFG/projections.csv | 2021-04-13 | deaths | 3.32 | 3.59 | 3.75 | 3.76 | 3.94 | 4.22 | Surged Optimistic | Afghanistan | AFG | 2022-01-02 | v8 | TRUE
https://raw.githubusercontent.com/mrc-ide/global-lmic-reports/master/AFG/projections.csv | 2021-04-13 | hospital_demand | 142.87 | 154.96 | 162.91 | 162.46 | 168.67 | 181.23 | Surged Optimistic | Afghanistan | AFG | 2022-01-02 | v8 | TRUE
https://raw.githubusercontent.com/mrc-ide/global-lmic-reports/master/AFG/projections.csv | 2021-04-13 | ICU_demand | 54.05 | 58.42 | 61.2 | 61.19 | 63.62 | 68.35 | Surged Optimistic | Afghanistan | AFG | 2022-01-02 | v8 | TRUE
https://raw.githubusercontent.com/mrc-ide/global-lmic-reports/master/AFG/projections.csv | 2021-04-13 | hospital_incidence | 17.57 | 19.11 | 20.03 | 20.02 | 20.91 | 22.67 | Surged Optimistic | Afghanistan | AFG | 2022-01-02 | v8 | TRUE
https://raw.githubusercontent.com/mrc-ide/global-lmic-reports/master/AFG/projections.csv | 2021-04-13 | ICU_incidence | 5.21 | 5.67 | 5.94 | 5.94 | 6.21 | 6.73 | Surged Optimistic | Afghanistan | AFG | 2022-01-02 | v8 | TRUE
https://raw.githubusercontent.com/mrc-ide/global-lmic-reports/master/AFG/projections.csv | 2021-04-13 | prevalence | 16420.64 | 17850.89 | 18424.77 | 18608.37 | 19412.72 | 20981.8 | Surged Optimistic | Afghanistan | AFG | 2022-01-02 | v8 | TRUE
https://raw.githubusercontent.com/mrc-ide/global-lmic-reports/master/AFG/projections.csv | 2021-04-13 | cumulative_infections | 1099888.53 | 1140448.33 | 1168279.84 | 1169671.61 | 1197574.08 | 1251823.69 | Surged Optimistic | Afghanistan | AFG | 2022-01-02 | v8 | TRUE
https://raw.githubusercontent.com/mrc-ide/global-lmic-reports/master/AFG/projections.csv | 2021-04-13 | cumulative_deaths | 2285.62 | 2379.05 | 2442.63 | 2439.79 | 2501.99 | 2613.51 | Surged Optimistic | Afghanistan | AFG | 2022-01-02 | v8 | TRUE
https://raw.githubusercontent.com/mrc-ide/global-lmic-reports/master/AFG/projections.csv | 2021-04-13 | Rt | 1.08 | 1.17 | 1.19 | 1.19 | 1.22 | 1.27 | Surged Optimistic | Afghanistan | AFG | 2022-01-02 | v8 | TRUE
https://raw.githubusercontent.com/mrc-ide/global-lmic-reports/master/AFG/projections.csv | 2021-04-13 | Reff | 1.05 | 1.13 | 1.15 | 1.15 | 1.18 | 1.23 | Surged Optimistic | Afghanistan | AFG | 2022-01-02 | v8 | TRUE
https://raw.githubusercontent.com/mrc-ide/global-lmic-reports/master/AFG/projections.csv | 2021-04-13 | infections | 2825.24 | 3097.51 | 3193.71 | 3217.67 | 3341.72 | 3613.64 | Surged Pessimistic | Afghanistan | AFG | 2022-01-02 | v8 | TRUE
https://raw.githubusercontent.com/mrc-ide/global-lmic-reports/master/AFG/projections.csv | 2021-04-13 | deaths | 3.32 | 3.59 | 3.75 | 3.76 | 3.94 | 4.22 | Surged Pessimistic | Afghanistan | AFG | 2022-01-02 | v8 | TRUE
https://raw.githubusercontent.com/mrc-ide/global-lmic-reports/master/AFG/projections.csv | 2021-04-13 | hospital_demand | 142.87 | 154.96 | 162.91 | 162.46 | 168.67 | 181.23 | Surged Pessimistic | Afghanistan | AFG | 2022-01-02 | v8 | TRUE
https://raw.githubusercontent.com/mrc-ide/global-lmic-reports/master/AFG/projections.csv | 2021-04-13 | ICU_demand | 54.05 | 58.42 | 61.2 | 61.19 | 63.62 | 68.35 | Surged Pessimistic | Afghanistan | AFG | 2022-01-02 | v8 | TRUE
https://raw.githubusercontent.com/mrc-ide/global-lmic-reports/master/AFG/projections.csv | 2021-04-13 | hospital_incidence | 17.57 | 19.11 | 20.03 | 20.02 | 20.91 | 22.67 | Surged Pessimistic | Afghanistan | AFG | 2022-01-02 | v8 | TRUE
https://raw.githubusercontent.com/mrc-ide/global-lmic-reports/master/AFG/projections.csv | 2021-04-13 | ICU_incidence | 5.21 | 5.67 | 5.94 | 5.94 | 6.21 | 6.73 | Surged Pessimistic | Afghanistan | AFG | 2022-01-02 | v8 | TRUE
https://raw.githubusercontent.com/mrc-ide/global-lmic-reports/master/AFG/projections.csv | 2021-04-13 | prevalence | 16420.64 | 17850.89 | 18424.77 | 18608.37 | 19412.72 | 20981.8 | Surged Pessimistic | Afghanistan | AFG | 2022-01-02 | v8 | TRUE
https://raw.githubusercontent.com/mrc-ide/global-lmic-reports/master/AFG/projections.csv | 2021-04-13 | cumulative_infections | 1099888.53 | 1140448.33 | 1168279.84 | 1169671.61 | 1197574.08 | 1251823.69 | Surged Pessimistic | Afghanistan | AFG | 2022-01-02 | v8 | TRUE
https://raw.githubusercontent.com/mrc-ide/global-lmic-reports/master/AFG/projections.csv | 2021-04-13 | cumulative_deaths | 2285.62 | 2379.05 | 2442.63 | 2439.79 | 2501.99 | 2613.51 | Surged Pessimistic | Afghanistan | AFG | 2022-01-02 | v8 | TRUE
https://raw.githubusercontent.com/mrc-ide/global-lmic-reports/master/AFG/projections.csv | 2021-04-13 | Rt | 1.08 | 1.17 | 1.19 | 1.19 | 1.22 | 1.27 | Surged Pessimistic | Afghanistan | AFG | 2022-01-02 | v8 | TRUE
https://raw.githubusercontent.com/mrc-ide/global-lmic-reports/master/AFG/projections.csv | 2021-04-13 | Reff | 1.05 | 1.13 | 1.15 | 1.15 | 1.18 | 1.23 | Surged Pessimistic | Afghanistan | AFG | 2022-01-02 | v8 | TRUE
https://raw.githubusercontent.com/mrc-ide/global-lmic-reports/master/AFG/projections.csv | 2021-04-13 | infections | 2825.24 | 3097.51 | 3193.71 | 3217.67 | 3341.72 | 3613.64 | Surged Relax Interventions 50% | Afghanistan | AFG | 2022-01-02 | v8 | TRUE
https://raw.githubusercontent.com/mrc-ide/global-lmic-reports/master/AFG/projections.csv | 2021-04-13 | deaths | 3.32 | 3.59 | 3.75 | 3.76 | 3.94 | 4.22 | Surged Relax Interventions 50% | Afghanistan | AFG | 2022-01-02 | v8 | TRUE
https://raw.githubusercontent.com/mrc-ide/global-lmic-reports/master/AFG/projections.csv | 2021-04-13 | hospital_demand | 142.87 | 154.96 | 162.91 | 162.46 | 168.67 | 181.23 | Surged Relax Interventions 50% | Afghanistan | AFG | 2022-01-02 | v8 | TRUE
https://raw.githubusercontent.com/mrc-ide/global-lmic-reports/master/AFG/projections.csv | 2021-04-13 | ICU_demand | 54.05 | 58.42 | 61.2 | 61.19 | 63.62 | 68.35 | Surged Relax Interventions 50% | Afghanistan | AFG | 2022-01-02 | v8 | TRUE
https://raw.githubusercontent.com/mrc-ide/global-lmic-reports/master/AFG/projections.csv | 2021-04-13 | hospital_incidence | 17.57 | 19.11 | 20.03 | 20.02 | 20.91 | 22.67 | Surged Relax Interventions 50% | Afghanistan | AFG | 2022-01-02 | v8 | TRUE
https://raw.githubusercontent.com/mrc-ide/global-lmic-reports/master/AFG/projections.csv | 2021-04-13 | ICU_incidence | 5.21 | 5.67 | 5.94 | 5.94 | 6.21 | 6.73 | Surged Relax Interventions 50% | Afghanistan | AFG | 2022-01-02 | v8 | TRUE
https://raw.githubusercontent.com/mrc-ide/global-lmic-reports/master/AFG/projections.csv | 2021-04-13 | prevalence | 16420.64 | 17850.89 | 18424.77 | 18608.37 | 19412.72 | 20981.8 | Surged Relax Interventions 50% | Afghanistan | AFG | 2022-01-02 | v8 | TRUE
https://raw.githubusercontent.com/mrc-ide/global-lmic-reports/master/AFG/projections.csv | 2021-04-13 | cumulative_infections | 1099888.53 | 1140448.33 | 1168279.84 | 1169671.61 | 1197574.08 | 1251823.69 | Surged Relax Interventions 50% | Afghanistan | AFG | 2022-01-02 | v8 | TRUE
https://raw.githubusercontent.com/mrc-ide/global-lmic-reports/master/AFG/projections.csv | 2021-04-13 | cumulative_deaths | 2285.62 | 2379.05 | 2442.63 | 2439.79 | 2501.99 | 2613.51 | Surged Relax Interventions 50% | Afghanistan | AFG | 2022-01-02 | v8 | TRUE
https://raw.githubusercontent.com/mrc-ide/global-lmic-reports/master/AFG/projections.csv | 2021-04-13 | Rt | 1.08 | 1.17 | 1.19 | 1.19 | 1.22 | 1.27 | Surged Relax Interventions 50% | Afghanistan | AFG | 2022-01-02 | v8 | TRUE
https://raw.githubusercontent.com/mrc-ide/global-lmic-reports/master/AFG/projections.csv | 2021-04-13 | Reff | 1.05 | 1.13 | 1.15 | 1.15 | 1.18 | 1.23 | Surged Relax Interventions 50% | Afghanistan | AFG | 2022-01-02 | v8 | TRUE
https://raw.githubusercontent.com/mrc-ide/global-lmic-reports/master/AFG/projections.csv | 2021-04-14 | infections | 2548.36 | 2757.52 | 2920.66 | 2921.3 | 3031.44 | 3311.91 | Additional 50% Reduction | Afghanistan | AFG | 2022-01-02 | v8 | TRUE
https://raw.githubusercontent.com/mrc-ide/global-lmic-reports/master/AFG/projections.csv | 2021-04-14 | deaths | 3.35 | 3.58 | 3.81 | 3.83 | 4.03 | 4.4 | Additional 50% Reduction | Afghanistan | AFG | 2022-01-02 | v8 | TRUE
https://raw.githubusercontent.com/mrc-ide/global-lmic-reports/master/AFG/projections.csv | 2021-04-14 | hospital_demand | 145.05 | 154.76 | 163.49 | 164.99 | 173.42 | 189.29 | Additional 50% Reduction | Afghanistan | AFG | 2022-01-02 | v8 | TRUE
https://raw.githubusercontent.com/mrc-ide/global-lmic-reports/master/AFG/projections.csv | 2021-04-14 | ICU_demand | 54.95 | 58.45 | 62.04 | 62.38 | 65.65 | 71.54 | Additional 50% Reduction | Afghanistan | AFG | 2022-01-02 | v8 | TRUE
https://raw.githubusercontent.com/mrc-ide/global-lmic-reports/master/AFG/projections.csv | 2021-04-14 | hospital_incidence | 17.97 | 19.3 | 20.22 | 20.39 | 21.56 | 23.41 | Additional 50% Reduction | Afghanistan | AFG | 2022-01-02 | v8 | TRUE
https://raw.githubusercontent.com/mrc-ide/global-lmic-reports/master/AFG/projections.csv | 2021-04-14 | ICU_incidence | 5.34 | 5.74 | 6.01 | 6.06 | 6.41 | 6.96 | Additional 50% Reduction | Afghanistan | AFG | 2022-01-02 | v8 | TRUE
https://raw.githubusercontent.com/mrc-ide/global-lmic-reports/master/AFG/projections.csv | 2021-04-14 | prevalence | 16597.37 | 18010.21 | 18727.39 | 18848.51 | 19505.04 | 21333.29 | Additional 50% Reduction | Afghanistan | AFG | 2022-01-02 | v8 | TRUE
https://raw.githubusercontent.com/mrc-ide/global-lmic-reports/master/AFG/projections.csv | 2021-04-14 | cumulative_infections | 1109569.62 | 1146639.84 | 1179804.32 | 1183649.09 | 1204724.92 | 1306848.76 | Additional 50% Reduction | Afghanistan | AFG | 2022-01-02 | v8 | TRUE
https://raw.githubusercontent.com/mrc-ide/global-lmic-reports/master/AFG/projections.csv | 2021-04-14 | cumulative_deaths | 2305.26 | 2396.01 | 2476.68 | 2482.01 | 2527.58 | 2762.53 | Additional 50% Reduction | Afghanistan | AFG | 2022-01-02 | v8 | TRUE
https://raw.githubusercontent.com/mrc-ide/global-lmic-reports/master/AFG/projections.csv | 2021-04-14 | Rt | 1.2 | 1.24 | 1.26 | 1.26 | 1.28 | 1.33 | Additional 50% Reduction | Afghanistan | AFG | 2022-01-02 | v8 | TRUE
https://raw.githubusercontent.com/mrc-ide/global-lmic-reports/master/AFG/projections.csv | 2021-04-14 | Reff | 1.16 | 1.2 | 1.22 | 1.22 | 1.24 | 1.29 | Additional 50% Reduction | Afghanistan | AFG | 2022-01-02 | v8 | TRUE
https://raw.githubusercontent.com/mrc-ide/global-lmic-reports/master/AFG/projections.csv | 2021-04-14 | infections | 2548.36 | 2757.52 | 2920.66 | 2921.3 | 3031.44 | 3311.91 | Maintain Status Quo | Afghanistan | AFG | 2022-01-02 | v8 | TRUE
https://raw.githubusercontent.com/mrc-ide/global-lmic-reports/master/AFG/projections.csv | 2021-04-14 | deaths | 3.35 | 3.58 | 3.81 | 3.83 | 4.03 | 4.4 | Maintain Status Quo | Afghanistan | AFG | 2022-01-02 | v8 | TRUE
https://raw.githubusercontent.com/mrc-ide/global-lmic-reports/master/AFG/projections.csv | 2021-04-14 | hospital_demand | 145.05 | 154.76 | 163.49 | 164.99 | 173.42 | 189.29 | Maintain Status Quo | Afghanistan | AFG | 2022-01-02 | v8 | TRUE
https://raw.githubusercontent.com/mrc-ide/global-lmic-reports/master/AFG/projections.csv | 2021-04-14 | ICU_demand | 54.95 | 58.45 | 62.04 | 62.38 | 65.65 | 71.54 | Maintain Status Quo | Afghanistan | AFG | 2022-01-02 | v8 | TRUE
https://raw.githubusercontent.com/mrc-ide/global-lmic-reports/master/AFG/projections.csv | 2021-04-14 | hospital_incidence | 17.97 | 19.3 | 20.22 | 20.39 | 21.56 | 23.41 | Maintain Status Quo | Afghanistan | AFG | 2022-01-02 | v8 | TRUE
https://raw.githubusercontent.com/mrc-ide/global-lmic-reports/master/AFG/projections.csv | 2021-04-14 | ICU_incidence | 5.34 | 5.74 | 6.01 | 6.06 | 6.41 | 6.96 | Maintain Status Quo | Afghanistan | AFG | 2022-01-02 | v8 | TRUE
https://raw.githubusercontent.com/mrc-ide/global-lmic-reports/master/AFG/projections.csv | 2021-04-14 | prevalence | 16597.37 | 18010.21 | 18727.39 | 18848.51 | 19505.04 | 21333.29 | Maintain Status Quo | Afghanistan | AFG | 2022-01-02 | v8 | TRUE
https://raw.githubusercontent.com/mrc-ide/global-lmic-reports/master/AFG/projections.csv | 2021-04-14 | cumulative_infections | 1109569.62 | 1146639.84 | 1179804.32 | 1183649.09 | 1204724.92 | 1306848.76 | Maintain Status Quo | Afghanistan | AFG | 2022-01-02 | v8 | TRUE
https://raw.githubusercontent.com/mrc-ide/global-lmic-reports/master/AFG/projections.csv | 2021-04-14 | cumulative_deaths | 2305.26 | 2396.01 | 2476.68 | 2482.01 | 2527.58 | 2762.53 | Maintain Status Quo | Afghanistan | AFG | 2022-01-02 | v8 | TRUE
https://raw.githubusercontent.com/mrc-ide/global-lmic-reports/master/AFG/projections.csv | 2021-04-14 | Rt | 1.2 | 1.24 | 1.26 | 1.26 | 1.28 | 1.33 | Maintain Status Quo | Afghanistan | AFG | 2022-01-02 | v8 | TRUE
https://raw.githubusercontent.com/mrc-ide/global-lmic-reports/master/AFG/projections.csv | 2021-04-14 | Reff | 1.16 | 1.2 | 1.22 | 1.22 | 1.24 | 1.29 | Maintain Status Quo | Afghanistan | AFG | 2022-01-02 | v8 | TRUE
https://raw.githubusercontent.com/mrc-ide/global-lmic-reports/master/AFG/projections.csv | 2021-04-14 | infections | 2548.36 | 2757.52 | 2920.66 | 2921.3 | 3031.44 | 3311.91 | Optimistic | Afghanistan | AFG | 2022-01-02 | v8 | TRUE
https://raw.githubusercontent.com/mrc-ide/global-lmic-reports/master/AFG/projections.csv | 2021-04-14 | deaths | 3.35 | 3.58 | 3.81 | 3.83 | 4.03 | 4.4 | Optimistic | Afghanistan | AFG | 2022-01-02 | v8 | TRUE
https://raw.githubusercontent.com/mrc-ide/global-lmic-reports/master/AFG/projections.csv | 2021-04-14 | hospital_demand | 145.05 | 154.76 | 163.49 | 164.99 | 173.42 | 189.29 | Optimistic | Afghanistan | AFG | 2022-01-02 | v8 | TRUE
https://raw.githubusercontent.com/mrc-ide/global-lmic-reports/master/AFG/projections.csv | 2021-04-14 | ICU_demand | 54.95 | 58.45 | 62.04 | 62.38 | 65.65 | 71.54 | Optimistic | Afghanistan | AFG | 2022-01-02 | v8 | TRUE
https://raw.githubusercontent.com/mrc-ide/global-lmic-reports/master/AFG/projections.csv | 2021-04-14 | hospital_incidence | 17.97 | 19.3 | 20.22 | 20.39 | 21.56 | 23.41 | Optimistic | Afghanistan | AFG | 2022-01-02 | v8 | TRUE
https://raw.githubusercontent.com/mrc-ide/global-lmic-reports/master/AFG/projections.csv | 2021-04-14 | ICU_incidence | 5.34 | 5.74 | 6.01 | 6.06 | 6.41 | 6.96 | Optimistic | Afghanistan | AFG | 2022-01-02 | v8 | TRUE
https://raw.githubusercontent.com/mrc-ide/global-lmic-reports/master/AFG/projections.csv | 2021-04-14 | prevalence | 16597.37 | 18010.21 | 18727.39 | 18848.51 | 19505.04 | 21333.29 | Optimistic | Afghanistan | AFG | 2022-01-02 | v8 | TRUE
https://raw.githubusercontent.com/mrc-ide/global-lmic-reports/master/AFG/projections.csv | 2021-04-14 | cumulative_infections | 1109569.62 | 1146639.84 | 1179804.32 | 1183649.09 | 1204724.92 | 1306848.76 | Optimistic | Afghanistan | AFG | 2022-01-02 | v8 | TRUE
https://raw.githubusercontent.com/mrc-ide/global-lmic-reports/master/AFG/projections.csv | 2021-04-14 | cumulative_deaths | 2305.26 | 2396.01 | 2476.68 | 2482.01 | 2527.58 | 2762.53 | Optimistic | Afghanistan | AFG | 2022-01-02 | v8 | TRUE
https://raw.githubusercontent.com/mrc-ide/global-lmic-reports/master/AFG/projections.csv | 2021-04-14 | Rt | 1.2 | 1.24 | 1.26 | 1.26 | 1.28 | 1.33 | Optimistic | Afghanistan | AFG | 2022-01-02 | v8 | TRUE
https://raw.githubusercontent.com/mrc-ide/global-lmic-reports/master/AFG/projections.csv | 2021-04-14 | Reff | 1.16 | 1.2 | 1.22 | 1.22 | 1.24 | 1.29 | Optimistic | Afghanistan | AFG | 2022-01-02 | v8 | TRUE
https://raw.githubusercontent.com/mrc-ide/global-lmic-reports/master/AFG/projections.csv | 2021-04-14 | infections | 2548.36 | 2757.52 | 2920.66 | 2921.3 | 3031.44 | 3311.91 | Pessimistic | Afghanistan | AFG | 2022-01-02 | v8 | TRUE
https://raw.githubusercontent.com/mrc-ide/global-lmic-reports/master/AFG/projections.csv | 2021-04-14 | deaths | 3.35 | 3.58 | 3.81 | 3.83 | 4.03 | 4.4 | Pessimistic | Afghanistan | AFG | 2022-01-02 | v8 | TRUE
https://raw.githubusercontent.com/mrc-ide/global-lmic-reports/master/AFG/projections.csv | 2021-04-14 | hospital_demand | 145.05 | 154.76 | 163.49 | 164.99 | 173.42 | 189.29 | Pessimistic | Afghanistan | AFG | 2022-01-02 | v8 | TRUE
https://raw.githubusercontent.com/mrc-ide/global-lmic-reports/master/AFG/projections.csv | 2021-04-14 | ICU_demand | 54.95 | 58.45 | 62.04 | 62.38 | 65.65 | 71.54 | Pessimistic | Afghanistan | AFG | 2022-01-02 | v8 | TRUE
https://raw.githubusercontent.com/mrc-ide/global-lmic-reports/master/AFG/projections.csv | 2021-04-14 | hospital_incidence | 17.97 | 19.3 | 20.22 | 20.39 | 21.56 | 23.41 | Pessimistic | Afghanistan | AFG | 2022-01-02 | v8 | TRUE
https://raw.githubusercontent.com/mrc-ide/global-lmic-reports/master/AFG/projections.csv | 2021-04-14 | ICU_incidence | 5.34 | 5.74 | 6.01 | 6.06 | 6.41 | 6.96 | Pessimistic | Afghanistan | AFG | 2022-01-02 | v8 | TRUE
https://raw.githubusercontent.com/mrc-ide/global-lmic-reports/master/AFG/projections.csv | 2021-04-14 | prevalence | 16597.37 | 18010.21 | 18727.39 | 18848.51 | 19505.04 | 21333.29 | Pessimistic | Afghanistan | AFG | 2022-01-02 | v8 | TRUE
https://raw.githubusercontent.com/mrc-ide/global-lmic-reports/master/AFG/projections.csv | 2021-04-14 | cumulative_infections | 1109569.62 | 1146639.84 | 1179804.32 | 1183649.09 | 1204724.92 | 1306848.76 | Pessimistic | Afghanistan | AFG | 2022-01-02 | v8 | TRUE
https://raw.githubusercontent.com/mrc-ide/global-lmic-reports/master/AFG/projections.csv | 2021-04-14 | cumulative_deaths | 2305.26 | 2396.01 | 2476.68 | 2482.01 | 2527.58 | 2762.53 | Pessimistic | Afghanistan | AFG | 2022-01-02 | v8 | TRUE
https://raw.githubusercontent.com/mrc-ide/global-lmic-reports/master/AFG/projections.csv | 2021-04-14 | Rt | 1.2 | 1.24 | 1.26 | 1.26 | 1.28 | 1.33 | Pessimistic | Afghanistan | AFG | 2022-01-02 | v8 | TRUE
https://raw.githubusercontent.com/mrc-ide/global-lmic-reports/master/AFG/projections.csv | 2021-04-14 | Reff | 1.16 | 1.2 | 1.22 | 1.22 | 1.24 | 1.29 | Pessimistic | Afghanistan | AFG | 2022-01-02 | v8 | TRUE
https://raw.githubusercontent.com/mrc-ide/global-lmic-reports/master/AFG/projections.csv | 2021-04-14 | infections | 2548.36 | 2757.52 | 2920.66 | 2921.3 | 3031.44 | 3311.91 | Relax Interventions 50% | Afghanistan | AFG | 2022-01-02 | v8 | TRUE
https://raw.githubusercontent.com/mrc-ide/global-lmic-reports/master/AFG/projections.csv | 2021-04-14 | deaths | 3.35 | 3.58 | 3.81 | 3.83 | 4.03 | 4.4 | Relax Interventions 50% | Afghanistan | AFG | 2022-01-02 | v8 | TRUE
https://raw.githubusercontent.com/mrc-ide/global-lmic-reports/master/AFG/projections.csv | 2021-04-14 | hospital_demand | 145.05 | 154.76 | 163.49 | 164.99 | 173.42 | 189.29 | Relax Interventions 50% | Afghanistan | AFG | 2022-01-02 | v8 | TRUE
https://raw.githubusercontent.com/mrc-ide/global-lmic-reports/master/AFG/projections.csv | 2021-04-14 | ICU_demand | 54.95 | 58.45 | 62.04 | 62.38 | 65.65 | 71.54 | Relax Interventions 50% | Afghanistan | AFG | 2022-01-02 | v8 | TRUE
https://raw.githubusercontent.com/mrc-ide/global-lmic-reports/master/AFG/projections.csv | 2021-04-14 | hospital_incidence | 17.97 | 19.3 | 20.22 | 20.39 | 21.56 | 23.41 | Relax Interventions 50% | Afghanistan | AFG | 2022-01-02 | v8 | TRUE
https://raw.githubusercontent.com/mrc-ide/global-lmic-reports/master/AFG/projections.csv | 2021-04-14 | ICU_incidence | 5.34 | 5.74 | 6.01 | 6.06 | 6.41 | 6.96 | Relax Interventions 50% | Afghanistan | AFG | 2022-01-02 | v8 | TRUE
https://raw.githubusercontent.com/mrc-ide/global-lmic-reports/master/AFG/projections.csv | 2021-04-14 | prevalence | 16597.37 | 18010.21 | 18727.39 | 18848.51 | 19505.04 | 21333.29 | Relax Interventions 50% | Afghanistan | AFG | 2022-01-02 | v8 | TRUE
https://raw.githubusercontent.com/mrc-ide/global-lmic-reports/master/AFG/projections.csv | 2021-04-14 | cumulative_infections | 1109569.62 | 1146639.84 | 1179804.32 | 1183649.09 | 1204724.92 | 1306848.76 | Relax Interventions 50% | Afghanistan | AFG | 2022-01-02 | v8 | TRUE
https://raw.githubusercontent.com/mrc-ide/global-lmic-reports/master/AFG/projections.csv | 2021-04-14 | cumulative_deaths | 2305.26 | 2396.01 | 2476.68 | 2482.01 | 2527.58 | 2762.53 | Relax Interventions 50% | Afghanistan | AFG | 2022-01-02 | v8 | TRUE
https://raw.githubusercontent.com/mrc-ide/global-lmic-reports/master/AFG/projections.csv | 2021-04-14 | Rt | 1.2 | 1.24 | 1.26 | 1.26 | 1.28 | 1.33 | Relax Interventions 50% | Afghanistan | AFG | 2022-01-02 | v8 | TRUE
https://raw.githubusercontent.com/mrc-ide/global-lmic-reports/master/AFG/projections.csv | 2021-04-14 | Reff | 1.16 | 1.2 | 1.22 | 1.22 | 1.24 | 1.29 | Relax Interventions 50% | Afghanistan | AFG | 2022-01-02 | v8 | TRUE
https://raw.githubusercontent.com/mrc-ide/global-lmic-reports/master/AFG/projections.csv | 2021-04-14 | infections | 2557.45 | 2816.05 | 2941.13 | 2956.96 | 3107.04 | 3343.97 | Surged Additional 50% Reduction | Afghanistan | AFG | 2022-01-02 | v8 | TRUE
https://raw.githubusercontent.com/mrc-ide/global-lmic-reports/master/AFG/projections.csv | 2021-04-14 | deaths | 3.4 | 3.67 | 3.84 | 3.85 | 4.02 | 4.31 | Surged Additional 50% Reduction | Afghanistan | AFG | 2022-01-02 | v8 | TRUE
https://raw.githubusercontent.com/mrc-ide/global-lmic-reports/master/AFG/projections.csv | 2021-04-14 | hospital_demand | 146.1 | 158.45 | 166.57 | 166.2 | 173.34 | 185.16 | Surged Additional 50% Reduction | Afghanistan | AFG | 2022-01-02 | v8 | TRUE
https://raw.githubusercontent.com/mrc-ide/global-lmic-reports/master/AFG/projections.csv | 2021-04-14 | ICU_demand | 55.42 | 59.94 | 62.96 | 62.8 | 65.1 | 70.07 | Surged Additional 50% Reduction | Afghanistan | AFG | 2022-01-02 | v8 | TRUE
https://raw.githubusercontent.com/mrc-ide/global-lmic-reports/master/AFG/projections.csv | 2021-04-14 | hospital_incidence | 18.07 | 19.63 | 20.53 | 20.56 | 21.48 | 23.28 | Surged Additional 50% Reduction | Afghanistan | AFG | 2022-01-02 | v8 | TRUE
https://raw.githubusercontent.com/mrc-ide/global-lmic-reports/master/AFG/projections.csv | 2021-04-14 | ICU_incidence | 5.37 | 5.84 | 6.1 | 6.11 | 6.38 | 6.92 | Surged Additional 50% Reduction | Afghanistan | AFG | 2022-01-02 | v8 | TRUE
https://raw.githubusercontent.com/mrc-ide/global-lmic-reports/master/AFG/projections.csv | 2021-04-14 | prevalence | 16814.39 | 18183.04 | 18844.91 | 19009.26 | 19921.77 | 21337.58 | Surged Additional 50% Reduction | Afghanistan | AFG | 2022-01-02 | v8 | TRUE
https://raw.githubusercontent.com/mrc-ide/global-lmic-reports/master/AFG/projections.csv | 2021-04-14 | cumulative_infections | 1102800.85 | 1143316.15 | 1170969.43 | 1172628.57 | 1200281.44 | 1254853.11 | Surged Additional 50% Reduction | Afghanistan | AFG | 2022-01-02 | v8 | TRUE
https://raw.githubusercontent.com/mrc-ide/global-lmic-reports/master/AFG/projections.csv | 2021-04-14 | cumulative_deaths | 2289.72 | 2382.84 | 2446.53 | 2443.64 | 2506.02 | 2617.41 | Surged Additional 50% Reduction | Afghanistan | AFG | 2022-01-02 | v8 | TRUE
https://raw.githubusercontent.com/mrc-ide/global-lmic-reports/master/AFG/projections.csv | 2021-04-14 | Rt | 1.2 | 1.24 | 1.27 | 1.26 | 1.29 | 1.31 | Surged Additional 50% Reduction | Afghanistan | AFG | 2022-01-02 | v8 | TRUE
https://raw.githubusercontent.com/mrc-ide/global-lmic-reports/master/AFG/projections.csv | 2021-04-14 | Reff | 1.16 | 1.2 | 1.23 | 1.22 | 1.25 | 1.27 | Surged Additional 50% Reduction | Afghanistan | AFG | 2022-01-02 | v8 | TRUE
https://raw.githubusercontent.com/mrc-ide/global-lmic-reports/master/AFG/projections.csv | 2021-04-14 | infections | 2557.45 | 2816.05 | 2941.13 | 2956.96 | 3107.04 | 3343.97 | Surged Maintain Status Quo | Afghanistan | AFG | 2022-01-02 | v8 | TRUE
https://raw.githubusercontent.com/mrc-ide/global-lmic-reports/master/AFG/projections.csv | 2021-04-14 | deaths | 3.4 | 3.67 | 3.84 | 3.85 | 4.02 | 4.31 | Surged Maintain Status Quo | Afghanistan | AFG | 2022-01-02 | v8 | TRUE
https://raw.githubusercontent.com/mrc-ide/global-lmic-reports/master/AFG/projections.csv | 2021-04-14 | hospital_demand | 146.1 | 158.45 | 166.57 | 166.2 | 173.34 | 185.16 | Surged Maintain Status Quo | Afghanistan | AFG | 2022-01-02 | v8 | TRUE
https://raw.githubusercontent.com/mrc-ide/global-lmic-reports/master/AFG/projections.csv | 2021-04-14 | ICU_demand | 55.42 | 59.94 | 62.96 | 62.8 | 65.1 | 70.07 | Surged Maintain Status Quo | Afghanistan | AFG | 2022-01-02 | v8 | TRUE
https://raw.githubusercontent.com/mrc-ide/global-lmic-reports/master/AFG/projections.csv | 2021-04-14 | hospital_incidence | 18.07 | 19.63 | 20.53 | 20.56 | 21.48 | 23.28 | Surged Maintain Status Quo | Afghanistan | AFG | 2022-01-02 | v8 | TRUE
https://raw.githubusercontent.com/mrc-ide/global-lmic-reports/master/AFG/projections.csv | 2021-04-14 | ICU_incidence | 5.37 | 5.84 | 6.1 | 6.11 | 6.38 | 6.92 | Surged Maintain Status Quo | Afghanistan | AFG | 2022-01-02 | v8 | TRUE
https://raw.githubusercontent.com/mrc-ide/global-lmic-reports/master/AFG/projections.csv | 2021-04-14 | prevalence | 16814.39 | 18183.04 | 18844.91 | 19009.26 | 19921.77 | 21337.58 | Surged Maintain Status Quo | Afghanistan | AFG | 2022-01-02 | v8 | TRUE
https://raw.githubusercontent.com/mrc-ide/global-lmic-reports/master/AFG/projections.csv | 2021-04-14 | cumulative_infections | 1102800.85 | 1143316.15 | 1170969.43 | 1172628.57 | 1200281.44 | 1254853.11 | Surged Maintain Status Quo | Afghanistan | AFG | 2022-01-02 | v8 | TRUE
https://raw.githubusercontent.com/mrc-ide/global-lmic-reports/master/AFG/projections.csv | 2021-04-14 | cumulative_deaths | 2289.72 | 2382.84 | 2446.53 | 2443.64 | 2506.02 | 2617.41 | Surged Maintain Status Quo | Afghanistan | AFG | 2022-01-02 | v8 | TRUE
https://raw.githubusercontent.com/mrc-ide/global-lmic-reports/master/AFG/projections.csv | 2021-04-14 | Rt | 1.2 | 1.24 | 1.27 | 1.26 | 1.29 | 1.31 | Surged Maintain Status Quo | Afghanistan | AFG | 2022-01-02 | v8 | TRUE
https://raw.githubusercontent.com/mrc-ide/global-lmic-reports/master/AFG/projections.csv | 2021-04-14 | Reff | 1.16 | 1.2 | 1.23 | 1.22 | 1.25 | 1.27 | Surged Maintain Status Quo | Afghanistan | AFG | 2022-01-02 | v8 | TRUE
https://raw.githubusercontent.com/mrc-ide/global-lmic-reports/master/AFG/projections.csv | 2021-04-14 | infections | 2557.45 | 2816.05 | 2941.13 | 2956.96 | 3107.04 | 3343.97 | Surged Optimistic | Afghanistan | AFG | 2022-01-02 | v8 | TRUE
https://raw.githubusercontent.com/mrc-ide/global-lmic-reports/master/AFG/projections.csv | 2021-04-14 | deaths | 3.4 | 3.67 | 3.84 | 3.85 | 4.02 | 4.31 | Surged Optimistic | Afghanistan | AFG | 2022-01-02 | v8 | TRUE
https://raw.githubusercontent.com/mrc-ide/global-lmic-reports/master/AFG/projections.csv | 2021-04-14 | hospital_demand | 146.1 | 158.45 | 166.57 | 166.2 | 173.34 | 185.16 | Surged Optimistic | Afghanistan | AFG | 2022-01-02 | v8 | TRUE
https://raw.githubusercontent.com/mrc-ide/global-lmic-reports/master/AFG/projections.csv | 2021-04-14 | ICU_demand | 55.42 | 59.94 | 62.96 | 62.8 | 65.1 | 70.07 | Surged Optimistic | Afghanistan | AFG | 2022-01-02 | v8 | TRUE
https://raw.githubusercontent.com/mrc-ide/global-lmic-reports/master/AFG/projections.csv | 2021-04-14 | hospital_incidence | 18.07 | 19.63 | 20.53 | 20.56 | 21.48 | 23.28 | Surged Optimistic | Afghanistan | AFG | 2022-01-02 | v8 | TRUE
https://raw.githubusercontent.com/mrc-ide/global-lmic-reports/master/AFG/projections.csv | 2021-04-14 | ICU_incidence | 5.37 | 5.84 | 6.1 | 6.11 | 6.38 | 6.92 | Surged Optimistic | Afghanistan | AFG | 2022-01-02 | v8 | TRUE
https://raw.githubusercontent.com/mrc-ide/global-lmic-reports/master/AFG/projections.csv | 2021-04-14 | prevalence | 16814.39 | 18183.04 | 18844.91 | 19009.26 | 19921.77 | 21337.58 | Surged Optimistic | Afghanistan | AFG | 2022-01-02 | v8 | TRUE
https://raw.githubusercontent.com/mrc-ide/global-lmic-reports/master/AFG/projections.csv | 2021-04-14 | cumulative_infections | 1102800.85 | 1143316.15 | 1170969.43 | 1172628.57 | 1200281.44 | 1254853.11 | Surged Optimistic | Afghanistan | AFG | 2022-01-02 | v8 | TRUE
https://raw.githubusercontent.com/mrc-ide/global-lmic-reports/master/AFG/projections.csv | 2021-04-14 | cumulative_deaths | 2289.72 | 2382.84 | 2446.53 | 2443.64 | 2506.02 | 2617.41 | Surged Optimistic | Afghanistan | AFG | 2022-01-02 | v8 | TRUE
https://raw.githubusercontent.com/mrc-ide/global-lmic-reports/master/AFG/projections.csv | 2021-04-14 | Rt | 1.2 | 1.24 | 1.27 | 1.26 | 1.29 | 1.31 | Surged Optimistic | Afghanistan | AFG | 2022-01-02 | v8 | TRUE
https://raw.githubusercontent.com/mrc-ide/global-lmic-reports/master/AFG/projections.csv | 2021-04-14 | Reff | 1.16 | 1.2 | 1.23 | 1.22 | 1.25 | 1.27 | Surged Optimistic | Afghanistan | AFG | 2022-01-02 | v8 | TRUE
https://raw.githubusercontent.com/mrc-ide/global-lmic-reports/master/AFG/projections.csv | 2021-04-14 | infections | 2557.45 | 2816.05 | 2941.13 | 2956.96 | 3107.04 | 3343.97 | Surged Pessimistic | Afghanistan | AFG | 2022-01-02 | v8 | TRUE
https://raw.githubusercontent.com/mrc-ide/global-lmic-reports/master/AFG/projections.csv | 2021-04-14 | deaths | 3.4 | 3.67 | 3.84 | 3.85 | 4.02 | 4.31 | Surged Pessimistic | Afghanistan | AFG | 2022-01-02 | v8 | TRUE
https://raw.githubusercontent.com/mrc-ide/global-lmic-reports/master/AFG/projections.csv | 2021-04-14 | hospital_demand | 146.1 | 158.45 | 166.57 | 166.2 | 173.34 | 185.16 | Surged Pessimistic | Afghanistan | AFG | 2022-01-02 | v8 | TRUE
https://raw.githubusercontent.com/mrc-ide/global-lmic-reports/master/AFG/projections.csv | 2021-04-14 | ICU_demand | 55.42 | 59.94 | 62.96 | 62.8 | 65.1 | 70.07 | Surged Pessimistic | Afghanistan | AFG | 2022-01-02 | v8 | TRUE
https://raw.githubusercontent.com/mrc-ide/global-lmic-reports/master/AFG/projections.csv | 2021-04-14 | hospital_incidence | 18.07 | 19.63 | 20.53 | 20.56 | 21.48 | 23.28 | Surged Pessimistic | Afghanistan | AFG | 2022-01-02 | v8 | TRUE
https://raw.githubusercontent.com/mrc-ide/global-lmic-reports/master/AFG/projections.csv | 2021-04-14 | ICU_incidence | 5.37 | 5.84 | 6.1 | 6.11 | 6.38 | 6.92 | Surged Pessimistic | Afghanistan | AFG | 2022-01-02 | v8 | TRUE
https://raw.githubusercontent.com/mrc-ide/global-lmic-reports/master/AFG/projections.csv | 2021-04-14 | prevalence | 16814.39 | 18183.04 | 18844.91 | 19009.26 | 19921.77 | 21337.58 | Surged Pessimistic | Afghanistan | AFG | 2022-01-02 | v8 | TRUE
https://raw.githubusercontent.com/mrc-ide/global-lmic-reports/master/AFG/projections.csv | 2021-04-14 | cumulative_infections | 1102800.85 | 1143316.15 | 1170969.43 | 1172628.57 | 1200281.44 | 1254853.11 | Surged Pessimistic | Afghanistan | AFG | 2022-01-02 | v8 | TRUE
https://raw.githubusercontent.com/mrc-ide/global-lmic-reports/master/AFG/projections.csv | 2021-04-14 | cumulative_deaths | 2289.72 | 2382.84 | 2446.53 | 2443.64 | 2506.02 | 2617.41 | Surged Pessimistic | Afghanistan | AFG | 2022-01-02 | v8 | TRUE
https://raw.githubusercontent.com/mrc-ide/global-lmic-reports/master/AFG/projections.csv | 2021-04-14 | Rt | 1.2 | 1.24 | 1.27 | 1.26 | 1.29 | 1.31 | Surged Pessimistic | Afghanistan | AFG | 2022-01-02 | v8 | TRUE
https://raw.githubusercontent.com/mrc-ide/global-lmic-reports/master/AFG/projections.csv | 2021-04-14 | Reff | 1.16 | 1.2 | 1.23 | 1.22 | 1.25 | 1.27 | Surged Pessimistic | Afghanistan | AFG | 2022-01-02 | v8 | TRUE
https://raw.githubusercontent.com/mrc-ide/global-lmic-reports/master/AFG/projections.csv | 2021-04-14 | infections | 2557.45 | 2816.05 | 2941.13 | 2956.96 | 3107.04 | 3343.97 | Surged Relax Interventions 50% | Afghanistan | AFG | 2022-01-02 | v8 | TRUE
https://raw.githubusercontent.com/mrc-ide/global-lmic-reports/master/AFG/projections.csv | 2021-04-14 | deaths | 3.4 | 3.67 | 3.84 | 3.85 | 4.02 | 4.31 | Surged Relax Interventions 50% | Afghanistan | AFG | 2022-01-02 | v8 | TRUE
https://raw.githubusercontent.com/mrc-ide/global-lmic-reports/master/AFG/projections.csv | 2021-04-14 | hospital_demand | 146.1 | 158.45 | 166.57 | 166.2 | 173.34 | 185.16 | Surged Relax Interventions 50% | Afghanistan | AFG | 2022-01-02 | v8 | TRUE
https://raw.githubusercontent.com/mrc-ide/global-lmic-reports/master/AFG/projections.csv | 2021-04-14 | ICU_demand | 55.42 | 59.94 | 62.96 | 62.8 | 65.1 | 70.07 | Surged Relax Interventions 50% | Afghanistan | AFG | 2022-01-02 | v8 | TRUE
https://raw.githubusercontent.com/mrc-ide/global-lmic-reports/master/AFG/projections.csv | 2021-04-14 | hospital_incidence | 18.07 | 19.63 | 20.53 | 20.56 | 21.48 | 23.28 | Surged Relax Interventions 50% | Afghanistan | AFG | 2022-01-02 | v8 | TRUE
https://raw.githubusercontent.com/mrc-ide/global-lmic-reports/master/AFG/projections.csv | 2021-04-14 | ICU_incidence | 5.37 | 5.84 | 6.1 | 6.11 | 6.38 | 6.92 | Surged Relax Interventions 50% | Afghanistan | AFG | 2022-01-02 | v8 | TRUE
https://raw.githubusercontent.com/mrc-ide/global-lmic-reports/master/AFG/projections.csv | 2021-04-14 | prevalence | 16814.39 | 18183.04 | 18844.91 | 19009.26 | 19921.77 | 21337.58 | Surged Relax Interventions 50% | Afghanistan | AFG | 2022-01-02 | v8 | TRUE
https://raw.githubusercontent.com/mrc-ide/global-lmic-reports/master/AFG/projections.csv | 2021-04-14 | cumulative_infections | 1102800.85 | 1143316.15 | 1170969.43 | 1172628.57 | 1200281.44 | 1254853.11 | Surged Relax Interventions 50% | Afghanistan | AFG | 2022-01-02 | v8 | TRUE
https://raw.githubusercontent.com/mrc-ide/global-lmic-reports/master/AFG/projections.csv | 2021-04-14 | cumulative_deaths | 2289.72 | 2382.84 | 2446.53 | 2443.64 | 2506.02 | 2617.41 | Surged Relax Interventions 50% | Afghanistan | AFG | 2022-01-02 | v8 | TRUE
https://raw.githubusercontent.com/mrc-ide/global-lmic-reports/master/AFG/projections.csv | 2021-04-14 | Rt | 1.2 | 1.24 | 1.27 | 1.26 | 1.29 | 1.31 | Surged Relax Interventions 50% | Afghanistan | AFG | 2022-01-02 | v8 | TRUE
https://raw.githubusercontent.com/mrc-ide/global-lmic-reports/master/AFG/projections.csv | 2021-04-14 | Reff | 1.16 | 1.2 | 1.23 | 1.22 | 1.25 | 1.27 | Surged Relax Interventions 50% | Afghanistan | AFG | 2022-01-02 | v8 | TRUE
https://raw.githubusercontent.com/mrc-ide/global-lmic-reports/master/AFG/projections.csv | 2021-04-15 | infections | 2845.81 | 3062.31 | 3194.94 | 3208.08 | 3311.22 | 3570.63 | Additional 50% Reduction | Afghanistan | AFG | 2022-01-02 | v8 | TRUE
https://raw.githubusercontent.com/mrc-ide/global-lmic-reports/master/AFG/projections.csv | 2021-04-15 | deaths | 3.43 | 3.66 | 3.89 | 3.91 | 4.12 | 4.5 | Additional 50% Reduction | Afghanistan | AFG | 2022-01-02 | v8 | TRUE
https://raw.githubusercontent.com/mrc-ide/global-lmic-reports/master/AFG/projections.csv | 2021-04-15 | hospital_demand | 148.57 | 158.36 | 167.07 | 168.85 | 177.88 | 193.63 | Additional 50% Reduction | Afghanistan | AFG | 2022-01-02 | v8 | TRUE
https://raw.githubusercontent.com/mrc-ide/global-lmic-reports/master/AFG/projections.csv | 2021-04-15 | ICU_demand | 56.45 | 60.02 | 63.58 | 64.02 | 67.29 | 73.35 | Additional 50% Reduction | Afghanistan | AFG | 2022-01-02 | v8 | TRUE
https://raw.githubusercontent.com/mrc-ide/global-lmic-reports/master/AFG/projections.csv | 2021-04-15 | hospital_incidence | 18.52 | 19.98 | 20.84 | 20.97 | 22.06 | 24.04 | Additional 50% Reduction | Afghanistan | AFG | 2022-01-02 | v8 | TRUE
https://raw.githubusercontent.com/mrc-ide/global-lmic-reports/master/AFG/projections.csv | 2021-04-15 | ICU_incidence | 5.51 | 5.95 | 6.21 | 6.25 | 6.57 | 7.16 | Additional 50% Reduction | Afghanistan | AFG | 2022-01-02 | v8 | TRUE
https://raw.githubusercontent.com/mrc-ide/global-lmic-reports/master/AFG/projections.csv | 2021-04-15 | prevalence | 17139.41 | 18531.25 | 19296.59 | 19435.09 | 20036.48 | 21906.71 | Additional 50% Reduction | Afghanistan | AFG | 2022-01-02 | v8 | TRUE
https://raw.githubusercontent.com/mrc-ide/global-lmic-reports/master/AFG/projections.csv | 2021-04-15 | cumulative_infections | 1112716.94 | 1150032.3 | 1182848.85 | 1186857.17 | 1208017.58 | 1310381.88 | Additional 50% Reduction | Afghanistan | AFG | 2022-01-02 | v8 | TRUE
https://raw.githubusercontent.com/mrc-ide/global-lmic-reports/master/AFG/projections.csv | 2021-04-15 | cumulative_deaths | 2309.42 | 2400.02 | 2480.63 | 2485.92 | 2531.77 | 2766.82 | Additional 50% Reduction | Afghanistan | AFG | 2022-01-02 | v8 | TRUE
https://raw.githubusercontent.com/mrc-ide/global-lmic-reports/master/AFG/projections.csv | 2021-04-15 | Rt | 1.14 | 1.21 | 1.23 | 1.23 | 1.25 | 1.3 | Additional 50% Reduction | Afghanistan | AFG | 2022-01-02 | v8 | TRUE
https://raw.githubusercontent.com/mrc-ide/global-lmic-reports/master/AFG/projections.csv | 2021-04-15 | Reff | 1.11 | 1.17 | 1.19 | 1.19 | 1.21 | 1.26 | Additional 50% Reduction | Afghanistan | AFG | 2022-01-02 | v8 | TRUE
https://raw.githubusercontent.com/mrc-ide/global-lmic-reports/master/AFG/projections.csv | 2021-04-15 | infections | 2845.81 | 3062.31 | 3194.94 | 3208.08 | 3311.22 | 3570.63 | Maintain Status Quo | Afghanistan | AFG | 2022-01-02 | v8 | TRUE
https://raw.githubusercontent.com/mrc-ide/global-lmic-reports/master/AFG/projections.csv | 2021-04-15 | deaths | 3.43 | 3.66 | 3.89 | 3.91 | 4.12 | 4.5 | Maintain Status Quo | Afghanistan | AFG | 2022-01-02 | v8 | TRUE
https://raw.githubusercontent.com/mrc-ide/global-lmic-reports/master/AFG/projections.csv | 2021-04-15 | hospital_demand | 148.57 | 158.36 | 167.07 | 168.85 | 177.88 | 193.63 | Maintain Status Quo | Afghanistan | AFG | 2022-01-02 | v8 | TRUE
https://raw.githubusercontent.com/mrc-ide/global-lmic-reports/master/AFG/projections.csv | 2021-04-15 | ICU_demand | 56.45 | 60.02 | 63.58 | 64.02 | 67.29 | 73.35 | Maintain Status Quo | Afghanistan | AFG | 2022-01-02 | v8 | TRUE
https://raw.githubusercontent.com/mrc-ide/global-lmic-reports/master/AFG/projections.csv | 2021-04-15 | hospital_incidence | 18.52 | 19.98 | 20.84 | 20.97 | 22.06 | 24.04 | Maintain Status Quo | Afghanistan | AFG | 2022-01-02 | v8 | TRUE
https://raw.githubusercontent.com/mrc-ide/global-lmic-reports/master/AFG/projections.csv | 2021-04-15 | ICU_incidence | 5.51 | 5.95 | 6.21 | 6.25 | 6.57 | 7.16 | Maintain Status Quo | Afghanistan | AFG | 2022-01-02 | v8 | TRUE
https://raw.githubusercontent.com/mrc-ide/global-lmic-reports/master/AFG/projections.csv | 2021-04-15 | prevalence | 17139.41 | 18531.25 | 19296.59 | 19435.09 | 20036.48 | 21906.71 | Maintain Status Quo | Afghanistan | AFG | 2022-01-02 | v8 | TRUE
https://raw.githubusercontent.com/mrc-ide/global-lmic-reports/master/AFG/projections.csv | 2021-04-15 | cumulative_infections | 1112716.94 | 1150032.3 | 1182848.85 | 1186857.17 | 1208017.58 | 1310381.88 | Maintain Status Quo | Afghanistan | AFG | 2022-01-02 | v8 | TRUE
https://raw.githubusercontent.com/mrc-ide/global-lmic-reports/master/AFG/projections.csv | 2021-04-15 | cumulative_deaths | 2309.42 | 2400.02 | 2480.63 | 2485.92 | 2531.77 | 2766.82 | Maintain Status Quo | Afghanistan | AFG | 2022-01-02 | v8 | TRUE
https://raw.githubusercontent.com/mrc-ide/global-lmic-reports/master/AFG/projections.csv | 2021-04-15 | Rt | 1.14 | 1.21 | 1.23 | 1.23 | 1.25 | 1.3 | Maintain Status Quo | Afghanistan | AFG | 2022-01-02 | v8 | TRUE
https://raw.githubusercontent.com/mrc-ide/global-lmic-reports/master/AFG/projections.csv | 2021-04-15 | Reff | 1.11 | 1.17 | 1.19 | 1.19 | 1.21 | 1.26 | Maintain Status Quo | Afghanistan | AFG | 2022-01-02 | v8 | TRUE
https://raw.githubusercontent.com/mrc-ide/global-lmic-reports/master/AFG/projections.csv | 2021-04-15 | infections | 2845.81 | 3062.31 | 3194.94 | 3208.08 | 3311.22 | 3570.63 | Optimistic | Afghanistan | AFG | 2022-01-02 | v8 | TRUE
https://raw.githubusercontent.com/mrc-ide/global-lmic-reports/master/AFG/projections.csv | 2021-04-15 | deaths | 3.43 | 3.66 | 3.89 | 3.91 | 4.12 | 4.5 | Optimistic | Afghanistan | AFG | 2022-01-02 | v8 | TRUE
https://raw.githubusercontent.com/mrc-ide/global-lmic-reports/master/AFG/projections.csv | 2021-04-15 | hospital_demand | 148.57 | 158.36 | 167.07 | 168.85 | 177.88 | 193.63 | Optimistic | Afghanistan | AFG | 2022-01-02 | v8 | TRUE
https://raw.githubusercontent.com/mrc-ide/global-lmic-reports/master/AFG/projections.csv | 2021-04-15 | ICU_demand | 56.45 | 60.02 | 63.58 | 64.02 | 67.29 | 73.35 | Optimistic | Afghanistan | AFG | 2022-01-02 | v8 | TRUE
https://raw.githubusercontent.com/mrc-ide/global-lmic-reports/master/AFG/projections.csv | 2021-04-15 | hospital_incidence | 18.52 | 19.98 | 20.84 | 20.97 | 22.06 | 24.04 | Optimistic | Afghanistan | AFG | 2022-01-02 | v8 | TRUE
https://raw.githubusercontent.com/mrc-ide/global-lmic-reports/master/AFG/projections.csv | 2021-04-15 | ICU_incidence | 5.51 | 5.95 | 6.21 | 6.25 | 6.57 | 7.16 | Optimistic | Afghanistan | AFG | 2022-01-02 | v8 | TRUE
https://raw.githubusercontent.com/mrc-ide/global-lmic-reports/master/AFG/projections.csv | 2021-04-15 | prevalence | 17139.41 | 18531.25 | 19296.59 | 19435.09 | 20036.48 | 21906.71 | Optimistic | Afghanistan | AFG | 2022-01-02 | v8 | TRUE
https://raw.githubusercontent.com/mrc-ide/global-lmic-reports/master/AFG/projections.csv | 2021-04-15 | cumulative_infections | 1112716.94 | 1150032.3 | 1182848.85 | 1186857.17 | 1208017.58 | 1310381.88 | Optimistic | Afghanistan | AFG | 2022-01-02 | v8 | TRUE
https://raw.githubusercontent.com/mrc-ide/global-lmic-reports/master/AFG/projections.csv | 2021-04-15 | cumulative_deaths | 2309.42 | 2400.02 | 2480.63 | 2485.92 | 2531.77 | 2766.82 | Optimistic | Afghanistan | AFG | 2022-01-02 | v8 | TRUE
https://raw.githubusercontent.com/mrc-ide/global-lmic-reports/master/AFG/projections.csv | 2021-04-15 | Rt | 1.14 | 1.21 | 1.23 | 1.23 | 1.25 | 1.3 | Optimistic | Afghanistan | AFG | 2022-01-02 | v8 | TRUE
https://raw.githubusercontent.com/mrc-ide/global-lmic-reports/master/AFG/projections.csv | 2021-04-15 | Reff | 1.11 | 1.17 | 1.19 | 1.19 | 1.21 | 1.26 | Optimistic | Afghanistan | AFG | 2022-01-02 | v8 | TRUE
https://raw.githubusercontent.com/mrc-ide/global-lmic-reports/master/AFG/projections.csv | 2021-04-15 | infections | 2845.81 | 3062.31 | 3194.94 | 3208.08 | 3311.22 | 3570.63 | Pessimistic | Afghanistan | AFG | 2022-01-02 | v8 | TRUE
https://raw.githubusercontent.com/mrc-ide/global-lmic-reports/master/AFG/projections.csv | 2021-04-15 | deaths | 3.43 | 3.66 | 3.89 | 3.91 | 4.12 | 4.5 | Pessimistic | Afghanistan | AFG | 2022-01-02 | v8 | TRUE
https://raw.githubusercontent.com/mrc-ide/global-lmic-reports/master/AFG/projections.csv | 2021-04-15 | hospital_demand | 148.57 | 158.36 | 167.07 | 168.85 | 177.88 | 193.63 | Pessimistic | Afghanistan | AFG | 2022-01-02 | v8 | TRUE
https://raw.githubusercontent.com/mrc-ide/global-lmic-reports/master/AFG/projections.csv | 2021-04-15 | ICU_demand | 56.45 | 60.02 | 63.58 | 64.02 | 67.29 | 73.35 | Pessimistic | Afghanistan | AFG | 2022-01-02 | v8 | TRUE
https://raw.githubusercontent.com/mrc-ide/global-lmic-reports/master/AFG/projections.csv | 2021-04-15 | hospital_incidence | 18.52 | 19.98 | 20.84 | 20.97 | 22.06 | 24.04 | Pessimistic | Afghanistan | AFG | 2022-01-02 | v8 | TRUE
https://raw.githubusercontent.com/mrc-ide/global-lmic-reports/master/AFG/projections.csv | 2021-04-15 | ICU_incidence | 5.51 | 5.95 | 6.21 | 6.25 | 6.57 | 7.16 | Pessimistic | Afghanistan | AFG | 2022-01-02 | v8 | TRUE
https://raw.githubusercontent.com/mrc-ide/global-lmic-reports/master/AFG/projections.csv | 2021-04-15 | prevalence | 17139.41 | 18531.25 | 19296.59 | 19435.09 | 20036.48 | 21906.71 | Pessimistic | Afghanistan | AFG | 2022-01-02 | v8 | TRUE
https://raw.githubusercontent.com/mrc-ide/global-lmic-reports/master/AFG/projections.csv | 2021-04-15 | cumulative_infections | 1112716.94 | 1150032.3 | 1182848.85 | 1186857.17 | 1208017.58 | 1310381.88 | Pessimistic | Afghanistan | AFG | 2022-01-02 | v8 | TRUE
https://raw.githubusercontent.com/mrc-ide/global-lmic-reports/master/AFG/projections.csv | 2021-04-15 | cumulative_deaths | 2309.42 | 2400.02 | 2480.63 | 2485.92 | 2531.77 | 2766.82 | Pessimistic | Afghanistan | AFG | 2022-01-02 | v8 | TRUE
https://raw.githubusercontent.com/mrc-ide/global-lmic-reports/master/AFG/projections.csv | 2021-04-15 | Rt | 1.14 | 1.21 | 1.23 | 1.23 | 1.25 | 1.3 | Pessimistic | Afghanistan | AFG | 2022-01-02 | v8 | TRUE
https://raw.githubusercontent.com/mrc-ide/global-lmic-reports/master/AFG/projections.csv | 2021-04-15 | Reff | 1.11 | 1.17 | 1.19 | 1.19 | 1.21 | 1.26 | Pessimistic | Afghanistan | AFG | 2022-01-02 | v8 | TRUE
https://raw.githubusercontent.com/mrc-ide/global-lmic-reports/master/AFG/projections.csv | 2021-04-15 | infections | 2845.81 | 3062.31 | 3194.94 | 3208.08 | 3311.22 | 3570.63 | Relax Interventions 50% | Afghanistan | AFG | 2022-01-02 | v8 | TRUE
https://raw.githubusercontent.com/mrc-ide/global-lmic-reports/master/AFG/projections.csv | 2021-04-15 | deaths | 3.43 | 3.66 | 3.89 | 3.91 | 4.12 | 4.5 | Relax Interventions 50% | Afghanistan | AFG | 2022-01-02 | v8 | TRUE
https://raw.githubusercontent.com/mrc-ide/global-lmic-reports/master/AFG/projections.csv | 2021-04-15 | hospital_demand | 148.57 | 158.36 | 167.07 | 168.85 | 177.88 | 193.63 | Relax Interventions 50% | Afghanistan | AFG | 2022-01-02 | v8 | TRUE
https://raw.githubusercontent.com/mrc-ide/global-lmic-reports/master/AFG/projections.csv | 2021-04-15 | ICU_demand | 56.45 | 60.02 | 63.58 | 64.02 | 67.29 | 73.35 | Relax Interventions 50% | Afghanistan | AFG | 2022-01-02 | v8 | TRUE
https://raw.githubusercontent.com/mrc-ide/global-lmic-reports/master/AFG/projections.csv | 2021-04-15 | hospital_incidence | 18.52 | 19.98 | 20.84 | 20.97 | 22.06 | 24.04 | Relax Interventions 50% | Afghanistan | AFG | 2022-01-02 | v8 | TRUE
https://raw.githubusercontent.com/mrc-ide/global-lmic-reports/master/AFG/projections.csv | 2021-04-15 | ICU_incidence | 5.51 | 5.95 | 6.21 | 6.25 | 6.57 | 7.16 | Relax Interventions 50% | Afghanistan | AFG | 2022-01-02 | v8 | TRUE
https://raw.githubusercontent.com/mrc-ide/global-lmic-reports/master/AFG/projections.csv | 2021-04-15 | prevalence | 17139.41 | 18531.25 | 19296.59 | 19435.09 | 20036.48 | 21906.71 | Relax Interventions 50% | Afghanistan | AFG | 2022-01-02 | v8 | TRUE
https://raw.githubusercontent.com/mrc-ide/global-lmic-reports/master/AFG/projections.csv | 2021-04-15 | cumulative_infections | 1112716.94 | 1150032.3 | 1182848.85 | 1186857.17 | 1208017.58 | 1310381.88 | Relax Interventions 50% | Afghanistan | AFG | 2022-01-02 | v8 | TRUE
https://raw.githubusercontent.com/mrc-ide/global-lmic-reports/master/AFG/projections.csv | 2021-04-15 | cumulative_deaths | 2309.42 | 2400.02 | 2480.63 | 2485.92 | 2531.77 | 2766.82 | Relax Interventions 50% | Afghanistan | AFG | 2022-01-02 | v8 | TRUE
https://raw.githubusercontent.com/mrc-ide/global-lmic-reports/master/AFG/projections.csv | 2021-04-15 | Rt | 1.14 | 1.21 | 1.23 | 1.23 | 1.25 | 1.3 | Relax Interventions 50% | Afghanistan | AFG | 2022-01-02 | v8 | TRUE
https://raw.githubusercontent.com/mrc-ide/global-lmic-reports/master/AFG/projections.csv | 2021-04-15 | Reff | 1.11 | 1.17 | 1.19 | 1.19 | 1.21 | 1.26 | Relax Interventions 50% | Afghanistan | AFG | 2022-01-02 | v8 | TRUE
https://raw.githubusercontent.com/mrc-ide/global-lmic-reports/master/AFG/projections.csv | 2021-04-15 | infections | 2873.92 | 3078.82 | 3209.73 | 3236.17 | 3418.44 | 3616.18 | Surged Additional 50% Reduction | Afghanistan | AFG | 2022-01-02 | v8 | TRUE
https://raw.githubusercontent.com/mrc-ide/global-lmic-reports/master/AFG/projections.csv | 2021-04-15 | deaths | 3.47 | 3.76 | 3.94 | 3.94 | 4.09 | 4.4 | Surged Additional 50% Reduction | Afghanistan | AFG | 2022-01-02 | v8 | TRUE
https://raw.githubusercontent.com/mrc-ide/global-lmic-reports/master/AFG/projections.csv | 2021-04-15 | hospital_demand | 149.54 | 162.14 | 170.42 | 170.12 | 178.15 | 189.75 | Surged Additional 50% Reduction | Afghanistan | AFG | 2022-01-02 | v8 | TRUE
https://raw.githubusercontent.com/mrc-ide/global-lmic-reports/master/AFG/projections.csv | 2021-04-15 | ICU_demand | 56.86 | 61.51 | 64.72 | 64.47 | 67.09 | 71.86 | Surged Additional 50% Reduction | Afghanistan | AFG | 2022-01-02 | v8 | TRUE
https://raw.githubusercontent.com/mrc-ide/global-lmic-reports/master/AFG/projections.csv | 2021-04-15 | hospital_incidence | 18.62 | 20.21 | 21.06 | 21.16 | 22.11 | 23.92 | Surged Additional 50% Reduction | Afghanistan | AFG | 2022-01-02 | v8 | TRUE
https://raw.githubusercontent.com/mrc-ide/global-lmic-reports/master/AFG/projections.csv | 2021-04-15 | ICU_incidence | 5.54 | 6.02 | 6.27 | 6.3 | 6.58 | 7.12 | Surged Additional 50% Reduction | Afghanistan | AFG | 2022-01-02 | v8 | TRUE
https://raw.githubusercontent.com/mrc-ide/global-lmic-reports/master/AFG/projections.csv | 2021-04-15 | prevalence | 17359.31 | 18762.33 | 19429.69 | 19601.76 | 20532.49 | 21934.11 | Surged Additional 50% Reduction | Afghanistan | AFG | 2022-01-02 | v8 | TRUE
https://raw.githubusercontent.com/mrc-ide/global-lmic-reports/master/AFG/projections.csv | 2021-04-15 | cumulative_infections | 1105978.14 | 1146464.93 | 1173944.69 | 1175864.74 | 1203376.94 | 1258280.85 | Surged Additional 50% Reduction | Afghanistan | AFG | 2022-01-02 | v8 | TRUE
https://raw.githubusercontent.com/mrc-ide/global-lmic-reports/master/AFG/projections.csv | 2021-04-15 | cumulative_deaths | 2293.9 | 2386.72 | 2450.5 | 2447.58 | 2510.15 | 2621.4 | Surged Additional 50% Reduction | Afghanistan | AFG | 2022-01-02 | v8 | TRUE
https://raw.githubusercontent.com/mrc-ide/global-lmic-reports/master/AFG/projections.csv | 2021-04-15 | Rt | 1.15 | 1.21 | 1.23 | 1.23 | 1.26 | 1.29 | Surged Additional 50% Reduction | Afghanistan | AFG | 2022-01-02 | v8 | TRUE
https://raw.githubusercontent.com/mrc-ide/global-lmic-reports/master/AFG/projections.csv | 2021-04-15 | Reff | 1.11 | 1.17 | 1.19 | 1.19 | 1.22 | 1.25 | Surged Additional 50% Reduction | Afghanistan | AFG | 2022-01-02 | v8 | TRUE
https://raw.githubusercontent.com/mrc-ide/global-lmic-reports/master/AFG/projections.csv | 2021-04-15 | infections | 2873.92 | 3078.82 | 3209.73 | 3236.17 | 3418.44 | 3616.18 | Surged Maintain Status Quo | Afghanistan | AFG | 2022-01-02 | v8 | TRUE
https://raw.githubusercontent.com/mrc-ide/global-lmic-reports/master/AFG/projections.csv | 2021-04-15 | deaths | 3.47 | 3.76 | 3.94 | 3.94 | 4.09 | 4.4 | Surged Maintain Status Quo | Afghanistan | AFG | 2022-01-02 | v8 | TRUE
https://raw.githubusercontent.com/mrc-ide/global-lmic-reports/master/AFG/projections.csv | 2021-04-15 | hospital_demand | 149.54 | 162.14 | 170.42 | 170.12 | 178.15 | 189.75 | Surged Maintain Status Quo | Afghanistan | AFG | 2022-01-02 | v8 | TRUE
https://raw.githubusercontent.com/mrc-ide/global-lmic-reports/master/AFG/projections.csv | 2021-04-15 | ICU_demand | 56.86 | 61.51 | 64.72 | 64.47 | 67.09 | 71.86 | Surged Maintain Status Quo | Afghanistan | AFG | 2022-01-02 | v8 | TRUE
https://raw.githubusercontent.com/mrc-ide/global-lmic-reports/master/AFG/projections.csv | 2021-04-15 | hospital_incidence | 18.62 | 20.21 | 21.06 | 21.16 | 22.11 | 23.92 | Surged Maintain Status Quo | Afghanistan | AFG | 2022-01-02 | v8 | TRUE
https://raw.githubusercontent.com/mrc-ide/global-lmic-reports/master/AFG/projections.csv | 2021-04-15 | ICU_incidence | 5.54 | 6.02 | 6.27 | 6.3 | 6.58 | 7.12 | Surged Maintain Status Quo | Afghanistan | AFG | 2022-01-02 | v8 | TRUE
https://raw.githubusercontent.com/mrc-ide/global-lmic-reports/master/AFG/projections.csv | 2021-04-15 | prevalence | 17359.31 | 18762.33 | 19429.69 | 19601.76 | 20532.49 | 21934.11 | Surged Maintain Status Quo | Afghanistan | AFG | 2022-01-02 | v8 | TRUE
https://raw.githubusercontent.com/mrc-ide/global-lmic-reports/master/AFG/projections.csv | 2021-04-15 | cumulative_infections | 1105978.14 | 1146464.93 | 1173944.69 | 1175864.74 | 1203376.94 | 1258280.85 | Surged Maintain Status Quo | Afghanistan | AFG | 2022-01-02 | v8 | TRUE
https://raw.githubusercontent.com/mrc-ide/global-lmic-reports/master/AFG/projections.csv | 2021-04-15 | cumulative_deaths | 2293.9 | 2386.72 | 2450.5 | 2447.58 | 2510.15 | 2621.4 | Surged Maintain Status Quo | Afghanistan | AFG | 2022-01-02 | v8 | TRUE
https://raw.githubusercontent.com/mrc-ide/global-lmic-reports/master/AFG/projections.csv | 2021-04-15 | Rt | 1.15 | 1.21 | 1.23 | 1.23 | 1.26 | 1.29 | Surged Maintain Status Quo | Afghanistan | AFG | 2022-01-02 | v8 | TRUE
https://raw.githubusercontent.com/mrc-ide/global-lmic-reports/master/AFG/projections.csv | 2021-04-15 | Reff | 1.11 | 1.17 | 1.19 | 1.19 | 1.22 | 1.25 | Surged Maintain Status Quo | Afghanistan | AFG | 2022-01-02 | v8 | TRUE
https://raw.githubusercontent.com/mrc-ide/global-lmic-reports/master/AFG/projections.csv | 2021-04-15 | infections | 2873.92 | 3078.82 | 3209.73 | 3236.17 | 3418.44 | 3616.18 | Surged Optimistic | Afghanistan | AFG | 2022-01-02 | v8 | TRUE
https://raw.githubusercontent.com/mrc-ide/global-lmic-reports/master/AFG/projections.csv | 2021-04-15 | deaths | 3.47 | 3.76 | 3.94 | 3.94 | 4.09 | 4.4 | Surged Optimistic | Afghanistan | AFG | 2022-01-02 | v8 | TRUE
https://raw.githubusercontent.com/mrc-ide/global-lmic-reports/master/AFG/projections.csv | 2021-04-15 | hospital_demand | 149.54 | 162.14 | 170.42 | 170.12 | 178.15 | 189.75 | Surged Optimistic | Afghanistan | AFG | 2022-01-02 | v8 | TRUE
https://raw.githubusercontent.com/mrc-ide/global-lmic-reports/master/AFG/projections.csv | 2021-04-15 | ICU_demand | 56.86 | 61.51 | 64.72 | 64.47 | 67.09 | 71.86 | Surged Optimistic | Afghanistan | AFG | 2022-01-02 | v8 | TRUE
https://raw.githubusercontent.com/mrc-ide/global-lmic-reports/master/AFG/projections.csv | 2021-04-15 | hospital_incidence | 18.62 | 20.21 | 21.06 | 21.16 | 22.11 | 23.92 | Surged Optimistic | Afghanistan | AFG | 2022-01-02 | v8 | TRUE
https://raw.githubusercontent.com/mrc-ide/global-lmic-reports/master/AFG/projections.csv | 2021-04-15 | ICU_incidence | 5.54 | 6.02 | 6.27 | 6.3 | 6.58 | 7.12 | Surged Optimistic | Afghanistan | AFG | 2022-01-02 | v8 | TRUE
https://raw.githubusercontent.com/mrc-ide/global-lmic-reports/master/AFG/projections.csv | 2021-04-15 | prevalence | 17359.31 | 18762.33 | 19429.69 | 19601.76 | 20532.49 | 21934.11 | Surged Optimistic | Afghanistan | AFG | 2022-01-02 | v8 | TRUE
https://raw.githubusercontent.com/mrc-ide/global-lmic-reports/master/AFG/projections.csv | 2021-04-15 | cumulative_infections | 1105978.14 | 1146464.93 | 1173944.69 | 1175864.74 | 1203376.94 | 1258280.85 | Surged Optimistic | Afghanistan | AFG | 2022-01-02 | v8 | TRUE
https://raw.githubusercontent.com/mrc-ide/global-lmic-reports/master/AFG/projections.csv | 2021-04-15 | cumulative_deaths | 2293.9 | 2386.72 | 2450.5 | 2447.58 | 2510.15 | 2621.4 | Surged Optimistic | Afghanistan | AFG | 2022-01-02 | v8 | TRUE
https://raw.githubusercontent.com/mrc-ide/global-lmic-reports/master/AFG/projections.csv | 2021-04-15 | Rt | 1.15 | 1.21 | 1.23 | 1.23 | 1.26 | 1.29 | Surged Optimistic | Afghanistan | AFG | 2022-01-02 | v8 | TRUE
https://raw.githubusercontent.com/mrc-ide/global-lmic-reports/master/AFG/projections.csv | 2021-04-15 | Reff | 1.11 | 1.17 | 1.19 | 1.19 | 1.22 | 1.25 | Surged Optimistic | Afghanistan | AFG | 2022-01-02 | v8 | TRUE
https://raw.githubusercontent.com/mrc-ide/global-lmic-reports/master/AFG/projections.csv | 2021-04-15 | infections | 2873.92 | 3078.82 | 3209.73 | 3236.17 | 3418.44 | 3616.18 | Surged Pessimistic | Afghanistan | AFG | 2022-01-02 | v8 | TRUE
https://raw.githubusercontent.com/mrc-ide/global-lmic-reports/master/AFG/projections.csv | 2021-04-15 | deaths | 3.47 | 3.76 | 3.94 | 3.94 | 4.09 | 4.4 | Surged Pessimistic | Afghanistan | AFG | 2022-01-02 | v8 | TRUE
https://raw.githubusercontent.com/mrc-ide/global-lmic-reports/master/AFG/projections.csv | 2021-04-15 | hospital_demand | 149.54 | 162.14 | 170.42 | 170.12 | 178.15 | 189.75 | Surged Pessimistic | Afghanistan | AFG | 2022-01-02 | v8 | TRUE
https://raw.githubusercontent.com/mrc-ide/global-lmic-reports/master/AFG/projections.csv | 2021-04-15 | ICU_demand | 56.86 | 61.51 | 64.72 | 64.47 | 67.09 | 71.86 | Surged Pessimistic | Afghanistan | AFG | 2022-01-02 | v8 | TRUE
https://raw.githubusercontent.com/mrc-ide/global-lmic-reports/master/AFG/projections.csv | 2021-04-15 | hospital_incidence | 18.62 | 20.21 | 21.06 | 21.16 | 22.11 | 23.92 | Surged Pessimistic | Afghanistan | AFG | 2022-01-02 | v8 | TRUE
https://raw.githubusercontent.com/mrc-ide/global-lmic-reports/master/AFG/projections.csv | 2021-04-15 | ICU_incidence | 5.54 | 6.02 | 6.27 | 6.3 | 6.58 | 7.12 | Surged Pessimistic | Afghanistan | AFG | 2022-01-02 | v8 | TRUE
https://raw.githubusercontent.com/mrc-ide/global-lmic-reports/master/AFG/projections.csv | 2021-04-15 | prevalence | 17359.31 | 18762.33 | 19429.69 | 19601.76 | 20532.49 | 21934.11 | Surged Pessimistic | Afghanistan | AFG | 2022-01-02 | v8 | TRUE
https://raw.githubusercontent.com/mrc-ide/global-lmic-reports/master/AFG/projections.csv | 2021-04-15 | cumulative_infections | 1105978.14 | 1146464.93 | 1173944.69 | 1175864.74 | 1203376.94 | 1258280.85 | Surged Pessimistic | Afghanistan | AFG | 2022-01-02 | v8 | TRUE
https://raw.githubusercontent.com/mrc-ide/global-lmic-reports/master/AFG/projections.csv | 2021-04-15 | cumulative_deaths | 2293.9 | 2386.72 | 2450.5 | 2447.58 | 2510.15 | 2621.4 | Surged Pessimistic | Afghanistan | AFG | 2022-01-02 | v8 | TRUE
https://raw.githubusercontent.com/mrc-ide/global-lmic-reports/master/AFG/projections.csv | 2021-04-15 | Rt | 1.15 | 1.21 | 1.23 | 1.23 | 1.26 | 1.29 | Surged Pessimistic | Afghanistan | AFG | 2022-01-02 | v8 | TRUE
https://raw.githubusercontent.com/mrc-ide/global-lmic-reports/master/AFG/projections.csv | 2021-04-15 | Reff | 1.11 | 1.17 | 1.19 | 1.19 | 1.22 | 1.25 | Surged Pessimistic | Afghanistan | AFG | 2022-01-02 | v8 | TRUE
https://raw.githubusercontent.com/mrc-ide/global-lmic-reports/master/AFG/projections.csv | 2021-04-15 | infections | 2873.92 | 3078.82 | 3209.73 | 3236.17 | 3418.44 | 3616.18 | Surged Relax Interventions 50% | Afghanistan | AFG | 2022-01-02 | v8 | TRUE
https://raw.githubusercontent.com/mrc-ide/global-lmic-reports/master/AFG/projections.csv | 2021-04-15 | deaths | 3.47 | 3.76 | 3.94 | 3.94 | 4.09 | 4.4 | Surged Relax Interventions 50% | Afghanistan | AFG | 2022-01-02 | v8 | TRUE
https://raw.githubusercontent.com/mrc-ide/global-lmic-reports/master/AFG/projections.csv | 2021-04-15 | hospital_demand | 149.54 | 162.14 | 170.42 | 170.12 | 178.15 | 189.75 | Surged Relax Interventions 50% | Afghanistan | AFG | 2022-01-02 | v8 | TRUE
https://raw.githubusercontent.com/mrc-ide/global-lmic-reports/master/AFG/projections.csv | 2021-04-15 | ICU_demand | 56.86 | 61.51 | 64.72 | 64.47 | 67.09 | 71.86 | Surged Relax Interventions 50% | Afghanistan | AFG | 2022-01-02 | v8 | TRUE
https://raw.githubusercontent.com/mrc-ide/global-lmic-reports/master/AFG/projections.csv | 2021-04-15 | hospital_incidence | 18.62 | 20.21 | 21.06 | 21.16 | 22.11 | 23.92 | Surged Relax Interventions 50% | Afghanistan | AFG | 2022-01-02 | v8 | TRUE
https://raw.githubusercontent.com/mrc-ide/global-lmic-reports/master/AFG/projections.csv | 2021-04-15 | ICU_incidence | 5.54 | 6.02 | 6.27 | 6.3 | 6.58 | 7.12 | Surged Relax Interventions 50% | Afghanistan | AFG | 2022-01-02 | v8 | TRUE
https://raw.githubusercontent.com/mrc-ide/global-lmic-reports/master/AFG/projections.csv | 2021-04-15 | prevalence | 17359.31 | 18762.33 | 19429.69 | 19601.76 | 20532.49 | 21934.11 | Surged Relax Interventions 50% | Afghanistan | AFG | 2022-01-02 | v8 | TRUE
https://raw.githubusercontent.com/mrc-ide/global-lmic-reports/master/AFG/projections.csv | 2021-04-15 | cumulative_infections | 1105978.14 | 1146464.93 | 1173944.69 | 1175864.74 | 1203376.94 | 1258280.85 | Surged Relax Interventions 50% | Afghanistan | AFG | 2022-01-02 | v8 | TRUE
https://raw.githubusercontent.com/mrc-ide/global-lmic-reports/master/AFG/projections.csv | 2021-04-15 | cumulative_deaths | 2293.9 | 2386.72 | 2450.5 | 2447.58 | 2510.15 | 2621.4 | Surged Relax Interventions 50% | Afghanistan | AFG | 2022-01-02 | v8 | TRUE
https://raw.githubusercontent.com/mrc-ide/global-lmic-reports/master/AFG/projections.csv | 2021-04-15 | Rt | 1.15 | 1.21 | 1.23 | 1.23 | 1.26 | 1.29 | Surged Relax Interventions 50% | Afghanistan | AFG | 2022-01-02 | v8 | TRUE
https://raw.githubusercontent.com/mrc-ide/global-lmic-reports/master/AFG/projections.csv | 2021-04-15 | Reff | 1.11 | 1.17 | 1.19 | 1.19 | 1.22 | 1.25 | Surged Relax Interventions 50% | Afghanistan | AFG | 2022-01-02 | v8 | TRUE
https://raw.githubusercontent.com/mrc-ide/global-lmic-reports/master/AFG/projections.csv | 2021-04-16 | infections | 2843 | 3058.93 | 3219.67 | 3222.55 | 3340.64 | 3626.68 | Additional 50% Reduction | Afghanistan | AFG | 2022-01-02 | v8 | TRUE
https://raw.githubusercontent.com/mrc-ide/global-lmic-reports/master/AFG/projections.csv | 2021-04-16 | deaths | 3.52 | 3.75 | 3.97 | 4 | 4.21 | 4.59 | Additional 50% Reduction | Afghanistan | AFG | 2022-01-02 | v8 | TRUE
https://raw.githubusercontent.com/mrc-ide/global-lmic-reports/master/AFG/projections.csv | 2021-04-16 | hospital_demand | 152.33 | 162.15 | 171.07 | 172.91 | 182.54 | 198.33 | Additional 50% Reduction | Afghanistan | AFG | 2022-01-02 | v8 | TRUE
https://raw.githubusercontent.com/mrc-ide/global-lmic-reports/master/AFG/projections.csv | 2021-04-16 | ICU_demand | 58 | 61.63 | 65.19 | 65.73 | 69.12 | 75.25 | Additional 50% Reduction | Afghanistan | AFG | 2022-01-02 | v8 | TRUE
https://raw.githubusercontent.com/mrc-ide/global-lmic-reports/master/AFG/projections.csv | 2021-04-16 | hospital_incidence | 19.08 | 20.63 | 21.43 | 21.58 | 22.57 | 24.64 | Additional 50% Reduction | Afghanistan | AFG | 2022-01-02 | v8 | TRUE
https://raw.githubusercontent.com/mrc-ide/global-lmic-reports/master/AFG/projections.csv | 2021-04-16 | ICU_incidence | 5.69 | 6.15 | 6.39 | 6.44 | 6.73 | 7.35 | Additional 50% Reduction | Afghanistan | AFG | 2022-01-02 | v8 | TRUE
https://raw.githubusercontent.com/mrc-ide/global-lmic-reports/master/AFG/projections.csv | 2021-04-16 | prevalence | 17601.6 | 18973.86 | 19837.38 | 19952.49 | 20525.16 | 22400.5 | Additional 50% Reduction | Afghanistan | AFG | 2022-01-02 | v8 | TRUE
https://raw.githubusercontent.com/mrc-ide/global-lmic-reports/master/AFG/projections.csv | 2021-04-16 | cumulative_infections | 1115839.04 | 1153438.21 | 1185974.43 | 1190079.71 | 1211326.86 | 1313884.53 | Additional 50% Reduction | Afghanistan | AFG | 2022-01-02 | v8 | TRUE
https://raw.githubusercontent.com/mrc-ide/global-lmic-reports/master/AFG/projections.csv | 2021-04-16 | cumulative_deaths | 2313.66 | 2404.13 | 2484.66 | 2489.92 | 2536.05 | 2771.21 | Additional 50% Reduction | Afghanistan | AFG | 2022-01-02 | v8 | TRUE
https://raw.githubusercontent.com/mrc-ide/global-lmic-reports/master/AFG/projections.csv | 2021-04-16 | Rt | 1.16 | 1.22 | 1.24 | 1.24 | 1.26 | 1.31 | Additional 50% Reduction | Afghanistan | AFG | 2022-01-02 | v8 | TRUE
https://raw.githubusercontent.com/mrc-ide/global-lmic-reports/master/AFG/projections.csv | 2021-04-16 | Reff | 1.12 | 1.18 | 1.2 | 1.2 | 1.22 | 1.27 | Additional 50% Reduction | Afghanistan | AFG | 2022-01-02 | v8 | TRUE
https://raw.githubusercontent.com/mrc-ide/global-lmic-reports/master/AFG/projections.csv | 2021-04-16 | infections | 2843 | 3058.93 | 3219.67 | 3222.55 | 3340.64 | 3626.68 | Maintain Status Quo | Afghanistan | AFG | 2022-01-02 | v8 | TRUE
https://raw.githubusercontent.com/mrc-ide/global-lmic-reports/master/AFG/projections.csv | 2021-04-16 | deaths | 3.52 | 3.75 | 3.97 | 4 | 4.21 | 4.59 | Maintain Status Quo | Afghanistan | AFG | 2022-01-02 | v8 | TRUE
https://raw.githubusercontent.com/mrc-ide/global-lmic-reports/master/AFG/projections.csv | 2021-04-16 | hospital_demand | 152.33 | 162.15 | 171.07 | 172.91 | 182.54 | 198.33 | Maintain Status Quo | Afghanistan | AFG | 2022-01-02 | v8 | TRUE
https://raw.githubusercontent.com/mrc-ide/global-lmic-reports/master/AFG/projections.csv | 2021-04-16 | ICU_demand | 58 | 61.63 | 65.19 | 65.73 | 69.12 | 75.25 | Maintain Status Quo | Afghanistan | AFG | 2022-01-02 | v8 | TRUE
https://raw.githubusercontent.com/mrc-ide/global-lmic-reports/master/AFG/projections.csv | 2021-04-16 | hospital_incidence | 19.08 | 20.63 | 21.43 | 21.58 | 22.57 | 24.64 | Maintain Status Quo | Afghanistan | AFG | 2022-01-02 | v8 | TRUE
https://raw.githubusercontent.com/mrc-ide/global-lmic-reports/master/AFG/projections.csv | 2021-04-16 | ICU_incidence | 5.69 | 6.15 | 6.39 | 6.44 | 6.73 | 7.35 | Maintain Status Quo | Afghanistan | AFG | 2022-01-02 | v8 | TRUE
https://raw.githubusercontent.com/mrc-ide/global-lmic-reports/master/AFG/projections.csv | 2021-04-16 | prevalence | 17601.6 | 18973.86 | 19837.38 | 19952.49 | 20525.16 | 22400.5 | Maintain Status Quo | Afghanistan | AFG | 2022-01-02 | v8 | TRUE
https://raw.githubusercontent.com/mrc-ide/global-lmic-reports/master/AFG/projections.csv | 2021-04-16 | cumulative_infections | 1115839.04 | 1153438.21 | 1185974.43 | 1190079.71 | 1211326.86 | 1313884.53 | Maintain Status Quo | Afghanistan | AFG | 2022-01-02 | v8 | TRUE
https://raw.githubusercontent.com/mrc-ide/global-lmic-reports/master/AFG/projections.csv | 2021-04-16 | cumulative_deaths | 2313.66 | 2404.13 | 2484.66 | 2489.92 | 2536.05 | 2771.21 | Maintain Status Quo | Afghanistan | AFG | 2022-01-02 | v8 | TRUE
https://raw.githubusercontent.com/mrc-ide/global-lmic-reports/master/AFG/projections.csv | 2021-04-16 | Rt | 1.16 | 1.22 | 1.24 | 1.24 | 1.26 | 1.31 | Maintain Status Quo | Afghanistan | AFG | 2022-01-02 | v8 | TRUE
https://raw.githubusercontent.com/mrc-ide/global-lmic-reports/master/AFG/projections.csv | 2021-04-16 | Reff | 1.12 | 1.18 | 1.2 | 1.2 | 1.22 | 1.27 | Maintain Status Quo | Afghanistan | AFG | 2022-01-02 | v8 | TRUE
https://raw.githubusercontent.com/mrc-ide/global-lmic-reports/master/AFG/projections.csv | 2021-04-16 | infections | 2843 | 3058.93 | 3219.67 | 3222.55 | 3340.64 | 3626.68 | Optimistic | Afghanistan | AFG | 2022-01-02 | v8 | TRUE
https://raw.githubusercontent.com/mrc-ide/global-lmic-reports/master/AFG/projections.csv | 2021-04-16 | deaths | 3.52 | 3.75 | 3.97 | 4 | 4.21 | 4.59 | Optimistic | Afghanistan | AFG | 2022-01-02 | v8 | TRUE
https://raw.githubusercontent.com/mrc-ide/global-lmic-reports/master/AFG/projections.csv | 2021-04-16 | hospital_demand | 152.33 | 162.15 | 171.07 | 172.91 | 182.54 | 198.33 | Optimistic | Afghanistan | AFG | 2022-01-02 | v8 | TRUE
https://raw.githubusercontent.com/mrc-ide/global-lmic-reports/master/AFG/projections.csv | 2021-04-16 | ICU_demand | 58 | 61.63 | 65.19 | 65.73 | 69.12 | 75.25 | Optimistic | Afghanistan | AFG | 2022-01-02 | v8 | TRUE
https://raw.githubusercontent.com/mrc-ide/global-lmic-reports/master/AFG/projections.csv | 2021-04-16 | hospital_incidence | 19.08 | 20.63 | 21.43 | 21.58 | 22.57 | 24.64 | Optimistic | Afghanistan | AFG | 2022-01-02 | v8 | TRUE
https://raw.githubusercontent.com/mrc-ide/global-lmic-reports/master/AFG/projections.csv | 2021-04-16 | ICU_incidence | 5.69 | 6.15 | 6.39 | 6.44 | 6.73 | 7.35 | Optimistic | Afghanistan | AFG | 2022-01-02 | v8 | TRUE
https://raw.githubusercontent.com/mrc-ide/global-lmic-reports/master/AFG/projections.csv | 2021-04-16 | prevalence | 17601.6 | 18973.86 | 19837.38 | 19952.49 | 20525.16 | 22400.5 | Optimistic | Afghanistan | AFG | 2022-01-02 | v8 | TRUE
https://raw.githubusercontent.com/mrc-ide/global-lmic-reports/master/AFG/projections.csv | 2021-04-16 | cumulative_infections | 1115839.04 | 1153438.21 | 1185974.43 | 1190079.71 | 1211326.86 | 1313884.53 | Optimistic | Afghanistan | AFG | 2022-01-02 | v8 | TRUE
https://raw.githubusercontent.com/mrc-ide/global-lmic-reports/master/AFG/projections.csv | 2021-04-16 | cumulative_deaths | 2313.66 | 2404.13 | 2484.66 | 2489.92 | 2536.05 | 2771.21 | Optimistic | Afghanistan | AFG | 2022-01-02 | v8 | TRUE
https://raw.githubusercontent.com/mrc-ide/global-lmic-reports/master/AFG/projections.csv | 2021-04-16 | Rt | 1.16 | 1.22 | 1.24 | 1.24 | 1.26 | 1.31 | Optimistic | Afghanistan | AFG | 2022-01-02 | v8 | TRUE
https://raw.githubusercontent.com/mrc-ide/global-lmic-reports/master/AFG/projections.csv | 2021-04-16 | Reff | 1.12 | 1.18 | 1.2 | 1.2 | 1.22 | 1.27 | Optimistic | Afghanistan | AFG | 2022-01-02 | v8 | TRUE
https://raw.githubusercontent.com/mrc-ide/global-lmic-reports/master/AFG/projections.csv | 2021-04-16 | infections | 2843 | 3058.93 | 3219.67 | 3222.55 | 3340.64 | 3626.68 | Pessimistic | Afghanistan | AFG | 2022-01-02 | v8 | TRUE
https://raw.githubusercontent.com/mrc-ide/global-lmic-reports/master/AFG/projections.csv | 2021-04-16 | deaths | 3.52 | 3.75 | 3.97 | 4 | 4.21 | 4.59 | Pessimistic | Afghanistan | AFG | 2022-01-02 | v8 | TRUE
https://raw.githubusercontent.com/mrc-ide/global-lmic-reports/master/AFG/projections.csv | 2021-04-16 | hospital_demand | 152.33 | 162.15 | 171.07 | 172.91 | 182.54 | 198.33 | Pessimistic | Afghanistan | AFG | 2022-01-02 | v8 | TRUE
https://raw.githubusercontent.com/mrc-ide/global-lmic-reports/master/AFG/projections.csv | 2021-04-16 | ICU_demand | 58 | 61.63 | 65.19 | 65.73 | 69.12 | 75.25 | Pessimistic | Afghanistan | AFG | 2022-01-02 | v8 | TRUE
https://raw.githubusercontent.com/mrc-ide/global-lmic-reports/master/AFG/projections.csv | 2021-04-16 | hospital_incidence | 19.08 | 20.63 | 21.43 | 21.58 | 22.57 | 24.64 | Pessimistic | Afghanistan | AFG | 2022-01-02 | v8 | TRUE
https://raw.githubusercontent.com/mrc-ide/global-lmic-reports/master/AFG/projections.csv | 2021-04-16 | ICU_incidence | 5.69 | 6.15 | 6.39 | 6.44 | 6.73 | 7.35 | Pessimistic | Afghanistan | AFG | 2022-01-02 | v8 | TRUE
https://raw.githubusercontent.com/mrc-ide/global-lmic-reports/master/AFG/projections.csv | 2021-04-16 | prevalence | 17601.6 | 18973.86 | 19837.38 | 19952.49 | 20525.16 | 22400.5 | Pessimistic | Afghanistan | AFG | 2022-01-02 | v8 | TRUE
https://raw.githubusercontent.com/mrc-ide/global-lmic-reports/master/AFG/projections.csv | 2021-04-16 | cumulative_infections | 1115839.04 | 1153438.21 | 1185974.43 | 1190079.71 | 1211326.86 | 1313884.53 | Pessimistic | Afghanistan | AFG | 2022-01-02 | v8 | TRUE
https://raw.githubusercontent.com/mrc-ide/global-lmic-reports/master/AFG/projections.csv | 2021-04-16 | cumulative_deaths | 2313.66 | 2404.13 | 2484.66 | 2489.92 | 2536.05 | 2771.21 | Pessimistic | Afghanistan | AFG | 2022-01-02 | v8 | TRUE
https://raw.githubusercontent.com/mrc-ide/global-lmic-reports/master/AFG/projections.csv | 2021-04-16 | Rt | 1.16 | 1.22 | 1.24 | 1.24 | 1.26 | 1.31 | Pessimistic | Afghanistan | AFG | 2022-01-02 | v8 | TRUE
https://raw.githubusercontent.com/mrc-ide/global-lmic-reports/master/AFG/projections.csv | 2021-04-16 | Reff | 1.12 | 1.18 | 1.2 | 1.2 | 1.22 | 1.27 | Pessimistic | Afghanistan | AFG | 2022-01-02 | v8 | TRUE
https://raw.githubusercontent.com/mrc-ide/global-lmic-reports/master/AFG/projections.csv | 2021-04-16 | infections | 2843 | 3058.93 | 3219.67 | 3222.55 | 3340.64 | 3626.68 | Relax Interventions 50% | Afghanistan | AFG | 2022-01-02 | v8 | TRUE
https://raw.githubusercontent.com/mrc-ide/global-lmic-reports/master/AFG/projections.csv | 2021-04-16 | deaths | 3.52 | 3.75 | 3.97 | 4 | 4.21 | 4.59 | Relax Interventions 50% | Afghanistan | AFG | 2022-01-02 | v8 | TRUE
https://raw.githubusercontent.com/mrc-ide/global-lmic-reports/master/AFG/projections.csv | 2021-04-16 | hospital_demand | 152.33 | 162.15 | 171.07 | 172.91 | 182.54 | 198.33 | Relax Interventions 50% | Afghanistan | AFG | 2022-01-02 | v8 | TRUE
https://raw.githubusercontent.com/mrc-ide/global-lmic-reports/master/AFG/projections.csv | 2021-04-16 | ICU_demand | 58 | 61.63 | 65.19 | 65.73 | 69.12 | 75.25 | Relax Interventions 50% | Afghanistan | AFG | 2022-01-02 | v8 | TRUE
https://raw.githubusercontent.com/mrc-ide/global-lmic-reports/master/AFG/projections.csv | 2021-04-16 | hospital_incidence | 19.08 | 20.63 | 21.43 | 21.58 | 22.57 | 24.64 | Relax Interventions 50% | Afghanistan | AFG | 2022-01-02 | v8 | TRUE
https://raw.githubusercontent.com/mrc-ide/global-lmic-reports/master/AFG/projections.csv | 2021-04-16 | ICU_incidence | 5.69 | 6.15 | 6.39 | 6.44 | 6.73 | 7.35 | Relax Interventions 50% | Afghanistan | AFG | 2022-01-02 | v8 | TRUE
https://raw.githubusercontent.com/mrc-ide/global-lmic-reports/master/AFG/projections.csv | 2021-04-16 | prevalence | 17601.6 | 18973.86 | 19837.38 | 19952.49 | 20525.16 | 22400.5 | Relax Interventions 50% | Afghanistan | AFG | 2022-01-02 | v8 | TRUE
https://raw.githubusercontent.com/mrc-ide/global-lmic-reports/master/AFG/projections.csv | 2021-04-16 | cumulative_infections | 1115839.04 | 1153438.21 | 1185974.43 | 1190079.71 | 1211326.86 | 1313884.53 | Relax Interventions 50% | Afghanistan | AFG | 2022-01-02 | v8 | TRUE
https://raw.githubusercontent.com/mrc-ide/global-lmic-reports/master/AFG/projections.csv | 2021-04-16 | cumulative_deaths | 2313.66 | 2404.13 | 2484.66 | 2489.92 | 2536.05 | 2771.21 | Relax Interventions 50% | Afghanistan | AFG | 2022-01-02 | v8 | TRUE
https://raw.githubusercontent.com/mrc-ide/global-lmic-reports/master/AFG/projections.csv | 2021-04-16 | Rt | 1.16 | 1.22 | 1.24 | 1.24 | 1.26 | 1.31 | Relax Interventions 50% | Afghanistan | AFG | 2022-01-02 | v8 | TRUE
https://raw.githubusercontent.com/mrc-ide/global-lmic-reports/master/AFG/projections.csv | 2021-04-16 | Reff | 1.12 | 1.18 | 1.2 | 1.2 | 1.22 | 1.27 | Relax Interventions 50% | Afghanistan | AFG | 2022-01-02 | v8 | TRUE
https://raw.githubusercontent.com/mrc-ide/global-lmic-reports/master/AFG/projections.csv | 2021-04-16 | infections | 2861.02 | 3093.84 | 3238.06 | 3256.01 | 3455.73 | 3695.2 | Surged Additional 50% Reduction | Afghanistan | AFG | 2022-01-02 | v8 | TRUE
https://raw.githubusercontent.com/mrc-ide/global-lmic-reports/master/AFG/projections.csv | 2021-04-16 | deaths | 3.55 | 3.84 | 4.04 | 4.03 | 4.18 | 4.49 | Surged Additional 50% Reduction | Afghanistan | AFG | 2022-01-02 | v8 | TRUE
https://raw.githubusercontent.com/mrc-ide/global-lmic-reports/master/AFG/projections.csv | 2021-04-16 | hospital_demand | 153.19 | 166.3 | 174.51 | 174.24 | 182.38 | 194.75 | Surged Additional 50% Reduction | Afghanistan | AFG | 2022-01-02 | v8 | TRUE
https://raw.githubusercontent.com/mrc-ide/global-lmic-reports/master/AFG/projections.csv | 2021-04-16 | ICU_demand | 58.37 | 63.15 | 66.43 | 66.21 | 69.19 | 73.72 | Surged Additional 50% Reduction | Afghanistan | AFG | 2022-01-02 | v8 | TRUE
https://raw.githubusercontent.com/mrc-ide/global-lmic-reports/master/AFG/projections.csv | 2021-04-16 | hospital_incidence | 19.19 | 20.81 | 21.62 | 21.77 | 22.72 | 24.57 | Surged Additional 50% Reduction | Afghanistan | AFG | 2022-01-02 | v8 | TRUE
https://raw.githubusercontent.com/mrc-ide/global-lmic-reports/master/AFG/projections.csv | 2021-04-16 | ICU_incidence | 5.72 | 6.21 | 6.45 | 6.49 | 6.78 | 7.33 | Surged Additional 50% Reduction | Afghanistan | AFG | 2022-01-02 | v8 | TRUE
https://raw.githubusercontent.com/mrc-ide/global-lmic-reports/master/AFG/projections.csv | 2021-04-16 | prevalence | 17824.15 | 19302.2 | 19909.76 | 20129.74 | 21095.92 | 22409.55 | Surged Additional 50% Reduction | Afghanistan | AFG | 2022-01-02 | v8 | TRUE
https://raw.githubusercontent.com/mrc-ide/global-lmic-reports/master/AFG/projections.csv | 2021-04-16 | cumulative_infections | 1109165.68 | 1149629.42 | 1176925.98 | 1179120.75 | 1206709.74 | 1261692.51 | Surged Additional 50% Reduction | Afghanistan | AFG | 2022-01-02 | v8 | TRUE
https://raw.githubusercontent.com/mrc-ide/global-lmic-reports/master/AFG/projections.csv | 2021-04-16 | cumulative_deaths | 2298.17 | 2390.68 | 2454.56 | 2451.6 | 2514.37 | 2625.49 | Surged Additional 50% Reduction | Afghanistan | AFG | 2022-01-02 | v8 | TRUE
https://raw.githubusercontent.com/mrc-ide/global-lmic-reports/master/AFG/projections.csv | 2021-04-16 | Rt | 1.16 | 1.22 | 1.24 | 1.24 | 1.27 | 1.29 | Surged Additional 50% Reduction | Afghanistan | AFG | 2022-01-02 | v8 | TRUE
https://raw.githubusercontent.com/mrc-ide/global-lmic-reports/master/AFG/projections.csv | 2021-04-16 | Reff | 1.13 | 1.18 | 1.2 | 1.2 | 1.22 | 1.25 | Surged Additional 50% Reduction | Afghanistan | AFG | 2022-01-02 | v8 | TRUE
https://raw.githubusercontent.com/mrc-ide/global-lmic-reports/master/AFG/projections.csv | 2021-04-16 | infections | 2861.02 | 3093.84 | 3238.06 | 3256.01 | 3455.73 | 3695.2 | Surged Maintain Status Quo | Afghanistan | AFG | 2022-01-02 | v8 | TRUE
https://raw.githubusercontent.com/mrc-ide/global-lmic-reports/master/AFG/projections.csv | 2021-04-16 | deaths | 3.55 | 3.84 | 4.04 | 4.03 | 4.18 | 4.49 | Surged Maintain Status Quo | Afghanistan | AFG | 2022-01-02 | v8 | TRUE
https://raw.githubusercontent.com/mrc-ide/global-lmic-reports/master/AFG/projections.csv | 2021-04-16 | hospital_demand | 153.19 | 166.3 | 174.51 | 174.24 | 182.38 | 194.75 | Surged Maintain Status Quo | Afghanistan | AFG | 2022-01-02 | v8 | TRUE
https://raw.githubusercontent.com/mrc-ide/global-lmic-reports/master/AFG/projections.csv | 2021-04-16 | ICU_demand | 58.37 | 63.15 | 66.43 | 66.21 | 69.19 | 73.72 | Surged Maintain Status Quo | Afghanistan | AFG | 2022-01-02 | v8 | TRUE
https://raw.githubusercontent.com/mrc-ide/global-lmic-reports/master/AFG/projections.csv | 2021-04-16 | hospital_incidence | 19.19 | 20.81 | 21.62 | 21.77 | 22.72 | 24.57 | Surged Maintain Status Quo | Afghanistan | AFG | 2022-01-02 | v8 | TRUE
https://raw.githubusercontent.com/mrc-ide/global-lmic-reports/master/AFG/projections.csv | 2021-04-16 | ICU_incidence | 5.72 | 6.21 | 6.45 | 6.49 | 6.78 | 7.33 | Surged Maintain Status Quo | Afghanistan | AFG | 2022-01-02 | v8 | TRUE
https://raw.githubusercontent.com/mrc-ide/global-lmic-reports/master/AFG/projections.csv | 2021-04-16 | prevalence | 17824.15 | 19302.2 | 19909.76 | 20129.74 | 21095.92 | 22409.55 | Surged Maintain Status Quo | Afghanistan | AFG | 2022-01-02 | v8 | TRUE
https://raw.githubusercontent.com/mrc-ide/global-lmic-reports/master/AFG/projections.csv | 2021-04-16 | cumulative_infections | 1109165.68 | 1149629.42 | 1176925.98 | 1179120.75 | 1206709.74 | 1261692.51 | Surged Maintain Status Quo | Afghanistan | AFG | 2022-01-02 | v8 | TRUE
https://raw.githubusercontent.com/mrc-ide/global-lmic-reports/master/AFG/projections.csv | 2021-04-16 | cumulative_deaths | 2298.17 | 2390.68 | 2454.56 | 2451.6 | 2514.37 | 2625.49 | Surged Maintain Status Quo | Afghanistan | AFG | 2022-01-02 | v8 | TRUE
https://raw.githubusercontent.com/mrc-ide/global-lmic-reports/master/AFG/projections.csv | 2021-04-16 | Rt | 1.16 | 1.22 | 1.24 | 1.24 | 1.27 | 1.29 | Surged Maintain Status Quo | Afghanistan | AFG | 2022-01-02 | v8 | TRUE
https://raw.githubusercontent.com/mrc-ide/global-lmic-reports/master/AFG/projections.csv | 2021-04-16 | Reff | 1.13 | 1.18 | 1.2 | 1.2 | 1.22 | 1.25 | Surged Maintain Status Quo | Afghanistan | AFG | 2022-01-02 | v8 | TRUE
https://raw.githubusercontent.com/mrc-ide/global-lmic-reports/master/AFG/projections.csv | 2021-04-16 | infections | 2861.02 | 3093.84 | 3238.06 | 3256.01 | 3455.73 | 3695.2 | Surged Optimistic | Afghanistan | AFG | 2022-01-02 | v8 | TRUE
https://raw.githubusercontent.com/mrc-ide/global-lmic-reports/master/AFG/projections.csv | 2021-04-16 | deaths | 3.55 | 3.84 | 4.04 | 4.03 | 4.18 | 4.49 | Surged Optimistic | Afghanistan | AFG | 2022-01-02 | v8 | TRUE
https://raw.githubusercontent.com/mrc-ide/global-lmic-reports/master/AFG/projections.csv | 2021-04-16 | hospital_demand | 153.19 | 166.3 | 174.51 | 174.24 | 182.38 | 194.75 | Surged Optimistic | Afghanistan | AFG | 2022-01-02 | v8 | TRUE
https://raw.githubusercontent.com/mrc-ide/global-lmic-reports/master/AFG/projections.csv | 2021-04-16 | ICU_demand | 58.37 | 63.15 | 66.43 | 66.21 | 69.19 | 73.72 | Surged Optimistic | Afghanistan | AFG | 2022-01-02 | v8 | TRUE
https://raw.githubusercontent.com/mrc-ide/global-lmic-reports/master/AFG/projections.csv | 2021-04-16 | hospital_incidence | 19.19 | 20.81 | 21.62 | 21.77 | 22.72 | 24.57 | Surged Optimistic | Afghanistan | AFG | 2022-01-02 | v8 | TRUE
https://raw.githubusercontent.com/mrc-ide/global-lmic-reports/master/AFG/projections.csv | 2021-04-16 | ICU_incidence | 5.72 | 6.21 | 6.45 | 6.49 | 6.78 | 7.33 | Surged Optimistic | Afghanistan | AFG | 2022-01-02 | v8 | TRUE
https://raw.githubusercontent.com/mrc-ide/global-lmic-reports/master/AFG/projections.csv | 2021-04-16 | prevalence | 17824.15 | 19302.2 | 19909.76 | 20129.74 | 21095.92 | 22409.55 | Surged Optimistic | Afghanistan | AFG | 2022-01-02 | v8 | TRUE
https://raw.githubusercontent.com/mrc-ide/global-lmic-reports/master/AFG/projections.csv | 2021-04-16 | cumulative_infections | 1109165.68 | 1149629.42 | 1176925.98 | 1179120.75 | 1206709.74 | 1261692.51 | Surged Optimistic | Afghanistan | AFG | 2022-01-02 | v8 | TRUE
https://raw.githubusercontent.com/mrc-ide/global-lmic-reports/master/AFG/projections.csv | 2021-04-16 | cumulative_deaths | 2298.17 | 2390.68 | 2454.56 | 2451.6 | 2514.37 | 2625.49 | Surged Optimistic | Afghanistan | AFG | 2022-01-02 | v8 | TRUE
https://raw.githubusercontent.com/mrc-ide/global-lmic-reports/master/AFG/projections.csv | 2021-04-16 | Rt | 1.16 | 1.22 | 1.24 | 1.24 | 1.27 | 1.29 | Surged Optimistic | Afghanistan | AFG | 2022-01-02 | v8 | TRUE
https://raw.githubusercontent.com/mrc-ide/global-lmic-reports/master/AFG/projections.csv | 2021-04-16 | Reff | 1.13 | 1.18 | 1.2 | 1.2 | 1.22 | 1.25 | Surged Optimistic | Afghanistan | AFG | 2022-01-02 | v8 | TRUE
https://raw.githubusercontent.com/mrc-ide/global-lmic-reports/master/AFG/projections.csv | 2021-04-16 | infections | 2861.02 | 3093.84 | 3238.06 | 3256.01 | 3455.73 | 3695.2 | Surged Pessimistic | Afghanistan | AFG | 2022-01-02 | v8 | TRUE
https://raw.githubusercontent.com/mrc-ide/global-lmic-reports/master/AFG/projections.csv | 2021-04-16 | deaths | 3.55 | 3.84 | 4.04 | 4.03 | 4.18 | 4.49 | Surged Pessimistic | Afghanistan | AFG | 2022-01-02 | v8 | TRUE
https://raw.githubusercontent.com/mrc-ide/global-lmic-reports/master/AFG/projections.csv | 2021-04-16 | hospital_demand | 153.19 | 166.3 | 174.51 | 174.24 | 182.38 | 194.75 | Surged Pessimistic | Afghanistan | AFG | 2022-01-02 | v8 | TRUE
https://raw.githubusercontent.com/mrc-ide/global-lmic-reports/master/AFG/projections.csv | 2021-04-16 | ICU_demand | 58.37 | 63.15 | 66.43 | 66.21 | 69.19 | 73.72 | Surged Pessimistic | Afghanistan | AFG | 2022-01-02 | v8 | TRUE
https://raw.githubusercontent.com/mrc-ide/global-lmic-reports/master/AFG/projections.csv | 2021-04-16 | hospital_incidence | 19.19 | 20.81 | 21.62 | 21.77 | 22.72 | 24.57 | Surged Pessimistic | Afghanistan | AFG | 2022-01-02 | v8 | TRUE
https://raw.githubusercontent.com/mrc-ide/global-lmic-reports/master/AFG/projections.csv | 2021-04-16 | ICU_incidence | 5.72 | 6.21 | 6.45 | 6.49 | 6.78 | 7.33 | Surged Pessimistic | Afghanistan | AFG | 2022-01-02 | v8 | TRUE
https://raw.githubusercontent.com/mrc-ide/global-lmic-reports/master/AFG/projections.csv | 2021-04-16 | prevalence | 17824.15 | 19302.2 | 19909.76 | 20129.74 | 21095.92 | 22409.55 | Surged Pessimistic | Afghanistan | AFG | 2022-01-02 | v8 | TRUE
https://raw.githubusercontent.com/mrc-ide/global-lmic-reports/master/AFG/projections.csv | 2021-04-16 | cumulative_infections | 1109165.68 | 1149629.42 | 1176925.98 | 1179120.75 | 1206709.74 | 1261692.51 | Surged Pessimistic | Afghanistan | AFG | 2022-01-02 | v8 | TRUE
https://raw.githubusercontent.com/mrc-ide/global-lmic-reports/master/AFG/projections.csv | 2021-04-16 | cumulative_deaths | 2298.17 | 2390.68 | 2454.56 | 2451.6 | 2514.37 | 2625.49 | Surged Pessimistic | Afghanistan | AFG | 2022-01-02 | v8 | TRUE
https://raw.githubusercontent.com/mrc-ide/global-lmic-reports/master/AFG/projections.csv | 2021-04-16 | Rt | 1.16 | 1.22 | 1.24 | 1.24 | 1.27 | 1.29 | Surged Pessimistic | Afghanistan | AFG | 2022-01-02 | v8 | TRUE
https://raw.githubusercontent.com/mrc-ide/global-lmic-reports/master/AFG/projections.csv | 2021-04-16 | Reff | 1.13 | 1.18 | 1.2 | 1.2 | 1.22 | 1.25 | Surged Pessimistic | Afghanistan | AFG | 2022-01-02 | v8 | TRUE
https://raw.githubusercontent.com/mrc-ide/global-lmic-reports/master/AFG/projections.csv | 2021-04-16 | infections | 2861.02 | 3093.84 | 3238.06 | 3256.01 | 3455.73 | 3695.2 | Surged Relax Interventions 50% | Afghanistan | AFG | 2022-01-02 | v8 | TRUE
https://raw.githubusercontent.com/mrc-ide/global-lmic-reports/master/AFG/projections.csv | 2021-04-16 | deaths | 3.55 | 3.84 | 4.04 | 4.03 | 4.18 | 4.49 | Surged Relax Interventions 50% | Afghanistan | AFG | 2022-01-02 | v8 | TRUE
https://raw.githubusercontent.com/mrc-ide/global-lmic-reports/master/AFG/projections.csv | 2021-04-16 | hospital_demand | 153.19 | 166.3 | 174.51 | 174.24 | 182.38 | 194.75 | Surged Relax Interventions 50% | Afghanistan | AFG | 2022-01-02 | v8 | TRUE
https://raw.githubusercontent.com/mrc-ide/global-lmic-reports/master/AFG/projections.csv | 2021-04-16 | ICU_demand | 58.37 | 63.15 | 66.43 | 66.21 | 69.19 | 73.72 | Surged Relax Interventions 50% | Afghanistan | AFG | 2022-01-02 | v8 | TRUE
https://raw.githubusercontent.com/mrc-ide/global-lmic-reports/master/AFG/projections.csv | 2021-04-16 | hospital_incidence | 19.19 | 20.81 | 21.62 | 21.77 | 22.72 | 24.57 | Surged Relax Interventions 50% | Afghanistan | AFG | 2022-01-02 | v8 | TRUE
https://raw.githubusercontent.com/mrc-ide/global-lmic-reports/master/AFG/projections.csv | 2021-04-16 | ICU_incidence | 5.72 | 6.21 | 6.45 | 6.49 | 6.78 | 7.33 | Surged Relax Interventions 50% | Afghanistan | AFG | 2022-01-02 | v8 | TRUE
https://raw.githubusercontent.com/mrc-ide/global-lmic-reports/master/AFG/projections.csv | 2021-04-16 | prevalence | 17824.15 | 19302.2 | 19909.76 | 20129.74 | 21095.92 | 22409.55 | Surged Relax Interventions 50% | Afghanistan | AFG | 2022-01-02 | v8 | TRUE
https://raw.githubusercontent.com/mrc-ide/global-lmic-reports/master/AFG/projections.csv | 2021-04-16 | cumulative_infections | 1109165.68 | 1149629.42 | 1176925.98 | 1179120.75 | 1206709.74 | 1261692.51 | Surged Relax Interventions 50% | Afghanistan | AFG | 2022-01-02 | v8 | TRUE
https://raw.githubusercontent.com/mrc-ide/global-lmic-reports/master/AFG/projections.csv | 2021-04-16 | cumulative_deaths | 2298.17 | 2390.68 | 2454.56 | 2451.6 | 2514.37 | 2625.49 | Surged Relax Interventions 50% | Afghanistan | AFG | 2022-01-02 | v8 | TRUE
https://raw.githubusercontent.com/mrc-ide/global-lmic-reports/master/AFG/projections.csv | 2021-04-16 | Rt | 1.16 | 1.22 | 1.24 | 1.24 | 1.27 | 1.29 | Surged Relax Interventions 50% | Afghanistan | AFG | 2022-01-02 | v8 | TRUE
https://raw.githubusercontent.com/mrc-ide/global-lmic-reports/master/AFG/projections.csv | 2021-04-16 | Reff | 1.13 | 1.18 | 1.2 | 1.2 | 1.22 | 1.25 | Surged Relax Interventions 50% | Afghanistan | AFG | 2022-01-02 | v8 | TRUE
https://raw.githubusercontent.com/mrc-ide/global-lmic-reports/master/AFG/projections.csv | 2021-04-17 | infections | 2953.8 | 3181.11 | 3329.4 | 3340.2 | 3474.64 | 3762.23 | Additional 50% Reduction | Afghanistan | AFG | 2022-01-02 | v8 | TRUE
https://raw.githubusercontent.com/mrc-ide/global-lmic-reports/master/AFG/projections.csv | 2021-04-17 | deaths | 3.6 | 3.84 | 4.06 | 4.09 | 4.3 | 4.69 | Additional 50% Reduction | Afghanistan | AFG | 2022-01-02 | v8 | TRUE
https://raw.githubusercontent.com/mrc-ide/global-lmic-reports/master/AFG/projections.csv | 2021-04-17 | hospital_demand | 156.34 | 166.13 | 175.44 | 177.18 | 187.23 | 203.25 | Additional 50% Reduction | Afghanistan | AFG | 2022-01-02 | v8 | TRUE
https://raw.githubusercontent.com/mrc-ide/global-lmic-reports/master/AFG/projections.csv | 2021-04-17 | ICU_demand | 59.62 | 63.31 | 66.9 | 67.51 | 71.14 | 77.31 | Additional 50% Reduction | Afghanistan | AFG | 2022-01-02 | v8 | TRUE
https://raw.githubusercontent.com/mrc-ide/global-lmic-reports/master/AFG/projections.csv | 2021-04-17 | hospital_incidence | 19.6 | 21.25 | 22.01 | 22.2 | 23.11 | 25.25 | Additional 50% Reduction | Afghanistan | AFG | 2022-01-02 | v8 | TRUE
https://raw.githubusercontent.com/mrc-ide/global-lmic-reports/master/AFG/projections.csv | 2021-04-17 | ICU_incidence | 5.86 | 6.35 | 6.58 | 6.63 | 6.91 | 7.55 | Additional 50% Reduction | Afghanistan | AFG | 2022-01-02 | v8 | TRUE
https://raw.githubusercontent.com/mrc-ide/global-lmic-reports/master/AFG/projections.csv | 2021-04-17 | prevalence | 18100.14 | 19476.57 | 20418.16 | 20506.06 | 21100.55 | 22928.92 | Additional 50% Reduction | Afghanistan | AFG | 2022-01-02 | v8 | TRUE
https://raw.githubusercontent.com/mrc-ide/global-lmic-reports/master/AFG/projections.csv | 2021-04-17 | cumulative_infections | 1119063.11 | 1156972.15 | 1189274.92 | 1193419.91 | 1214750.64 | 1317522.16 | Additional 50% Reduction | Afghanistan | AFG | 2022-01-02 | v8 | TRUE
https://raw.githubusercontent.com/mrc-ide/global-lmic-reports/master/AFG/projections.csv | 2021-04-17 | cumulative_deaths | 2317.99 | 2408.34 | 2488.78 | 2494.01 | 2540.41 | 2775.71 | Additional 50% Reduction | Afghanistan | AFG | 2022-01-02 | v8 | TRUE
https://raw.githubusercontent.com/mrc-ide/global-lmic-reports/master/AFG/projections.csv | 2021-04-17 | Rt | 1.16 | 1.22 | 1.24 | 1.24 | 1.26 | 1.31 | Additional 50% Reduction | Afghanistan | AFG | 2022-01-02 | v8 | TRUE
https://raw.githubusercontent.com/mrc-ide/global-lmic-reports/master/AFG/projections.csv | 2021-04-17 | Reff | 1.13 | 1.18 | 1.2 | 1.2 | 1.22 | 1.27 | Additional 50% Reduction | Afghanistan | AFG | 2022-01-02 | v8 | TRUE
https://raw.githubusercontent.com/mrc-ide/global-lmic-reports/master/AFG/projections.csv | 2021-04-17 | infections | 2953.8 | 3181.11 | 3329.4 | 3340.2 | 3474.64 | 3762.23 | Maintain Status Quo | Afghanistan | AFG | 2022-01-02 | v8 | TRUE
https://raw.githubusercontent.com/mrc-ide/global-lmic-reports/master/AFG/projections.csv | 2021-04-17 | deaths | 3.6 | 3.84 | 4.06 | 4.09 | 4.3 | 4.69 | Maintain Status Quo | Afghanistan | AFG | 2022-01-02 | v8 | TRUE
https://raw.githubusercontent.com/mrc-ide/global-lmic-reports/master/AFG/projections.csv | 2021-04-17 | hospital_demand | 156.34 | 166.13 | 175.44 | 177.18 | 187.23 | 203.25 | Maintain Status Quo | Afghanistan | AFG | 2022-01-02 | v8 | TRUE
https://raw.githubusercontent.com/mrc-ide/global-lmic-reports/master/AFG/projections.csv | 2021-04-17 | ICU_demand | 59.62 | 63.31 | 66.9 | 67.51 | 71.14 | 77.31 | Maintain Status Quo | Afghanistan | AFG | 2022-01-02 | v8 | TRUE
https://raw.githubusercontent.com/mrc-ide/global-lmic-reports/master/AFG/projections.csv | 2021-04-17 | hospital_incidence | 19.6 | 21.25 | 22.01 | 22.2 | 23.11 | 25.25 | Maintain Status Quo | Afghanistan | AFG | 2022-01-02 | v8 | TRUE
https://raw.githubusercontent.com/mrc-ide/global-lmic-reports/master/AFG/projections.csv | 2021-04-17 | ICU_incidence | 5.86 | 6.35 | 6.58 | 6.63 | 6.91 | 7.55 | Maintain Status Quo | Afghanistan | AFG | 2022-01-02 | v8 | TRUE
https://raw.githubusercontent.com/mrc-ide/global-lmic-reports/master/AFG/projections.csv | 2021-04-17 | prevalence | 18100.14 | 19476.57 | 20418.16 | 20506.06 | 21100.55 | 22928.92 | Maintain Status Quo | Afghanistan | AFG | 2022-01-02 | v8 | TRUE
https://raw.githubusercontent.com/mrc-ide/global-lmic-reports/master/AFG/projections.csv | 2021-04-17 | cumulative_infections | 1119063.11 | 1156972.15 | 1189274.92 | 1193419.91 | 1214750.64 | 1317522.16 | Maintain Status Quo | Afghanistan | AFG | 2022-01-02 | v8 | TRUE
https://raw.githubusercontent.com/mrc-ide/global-lmic-reports/master/AFG/projections.csv | 2021-04-17 | cumulative_deaths | 2317.99 | 2408.34 | 2488.78 | 2494.01 | 2540.41 | 2775.71 | Maintain Status Quo | Afghanistan | AFG | 2022-01-02 | v8 | TRUE
https://raw.githubusercontent.com/mrc-ide/global-lmic-reports/master/AFG/projections.csv | 2021-04-17 | Rt | 1.16 | 1.22 | 1.24 | 1.24 | 1.26 | 1.31 | Maintain Status Quo | Afghanistan | AFG | 2022-01-02 | v8 | TRUE
https://raw.githubusercontent.com/mrc-ide/global-lmic-reports/master/AFG/projections.csv | 2021-04-17 | Reff | 1.13 | 1.18 | 1.2 | 1.2 | 1.22 | 1.27 | Maintain Status Quo | Afghanistan | AFG | 2022-01-02 | v8 | TRUE
https://raw.githubusercontent.com/mrc-ide/global-lmic-reports/master/AFG/projections.csv | 2021-04-17 | infections | 2953.8 | 3181.11 | 3329.4 | 3340.2 | 3474.64 | 3762.23 | Optimistic | Afghanistan | AFG | 2022-01-02 | v8 | TRUE
https://raw.githubusercontent.com/mrc-ide/global-lmic-reports/master/AFG/projections.csv | 2021-04-17 | deaths | 3.6 | 3.84 | 4.06 | 4.09 | 4.3 | 4.69 | Optimistic | Afghanistan | AFG | 2022-01-02 | v8 | TRUE
https://raw.githubusercontent.com/mrc-ide/global-lmic-reports/master/AFG/projections.csv | 2021-04-17 | hospital_demand | 156.34 | 166.13 | 175.44 | 177.18 | 187.23 | 203.25 | Optimistic | Afghanistan | AFG | 2022-01-02 | v8 | TRUE
https://raw.githubusercontent.com/mrc-ide/global-lmic-reports/master/AFG/projections.csv | 2021-04-17 | ICU_demand | 59.62 | 63.31 | 66.9 | 67.51 | 71.14 | 77.31 | Optimistic | Afghanistan | AFG | 2022-01-02 | v8 | TRUE
https://raw.githubusercontent.com/mrc-ide/global-lmic-reports/master/AFG/projections.csv | 2021-04-17 | hospital_incidence | 19.6 | 21.25 | 22.01 | 22.2 | 23.11 | 25.25 | Optimistic | Afghanistan | AFG | 2022-01-02 | v8 | TRUE
https://raw.githubusercontent.com/mrc-ide/global-lmic-reports/master/AFG/projections.csv | 2021-04-17 | ICU_incidence | 5.86 | 6.35 | 6.58 | 6.63 | 6.91 | 7.55 | Optimistic | Afghanistan | AFG | 2022-01-02 | v8 | TRUE
https://raw.githubusercontent.com/mrc-ide/global-lmic-reports/master/AFG/projections.csv | 2021-04-17 | prevalence | 18100.14 | 19476.57 | 20418.16 | 20506.06 | 21100.55 | 22928.92 | Optimistic | Afghanistan | AFG | 2022-01-02 | v8 | TRUE
https://raw.githubusercontent.com/mrc-ide/global-lmic-reports/master/AFG/projections.csv | 2021-04-17 | cumulative_infections | 1119063.11 | 1156972.15 | 1189274.92 | 1193419.91 | 1214750.64 | 1317522.16 | Optimistic | Afghanistan | AFG | 2022-01-02 | v8 | TRUE
https://raw.githubusercontent.com/mrc-ide/global-lmic-reports/master/AFG/projections.csv | 2021-04-17 | cumulative_deaths | 2317.99 | 2408.34 | 2488.78 | 2494.01 | 2540.41 | 2775.71 | Optimistic | Afghanistan | AFG | 2022-01-02 | v8 | TRUE
https://raw.githubusercontent.com/mrc-ide/global-lmic-reports/master/AFG/projections.csv | 2021-04-17 | Rt | 1.16 | 1.22 | 1.24 | 1.24 | 1.26 | 1.31 | Optimistic | Afghanistan | AFG | 2022-01-02 | v8 | TRUE
https://raw.githubusercontent.com/mrc-ide/global-lmic-reports/master/AFG/projections.csv | 2021-04-17 | Reff | 1.13 | 1.18 | 1.2 | 1.2 | 1.22 | 1.27 | Optimistic | Afghanistan | AFG | 2022-01-02 | v8 | TRUE
https://raw.githubusercontent.com/mrc-ide/global-lmic-reports/master/AFG/projections.csv | 2021-04-17 | infections | 2953.8 | 3181.11 | 3329.4 | 3340.2 | 3474.64 | 3762.23 | Pessimistic | Afghanistan | AFG | 2022-01-02 | v8 | TRUE
https://raw.githubusercontent.com/mrc-ide/global-lmic-reports/master/AFG/projections.csv | 2021-04-17 | deaths | 3.6 | 3.84 | 4.06 | 4.09 | 4.3 | 4.69 | Pessimistic | Afghanistan | AFG | 2022-01-02 | v8 | TRUE
https://raw.githubusercontent.com/mrc-ide/global-lmic-reports/master/AFG/projections.csv | 2021-04-17 | hospital_demand | 156.34 | 166.13 | 175.44 | 177.18 | 187.23 | 203.25 | Pessimistic | Afghanistan | AFG | 2022-01-02 | v8 | TRUE
https://raw.githubusercontent.com/mrc-ide/global-lmic-reports/master/AFG/projections.csv | 2021-04-17 | ICU_demand | 59.62 | 63.31 | 66.9 | 67.51 | 71.14 | 77.31 | Pessimistic | Afghanistan | AFG | 2022-01-02 | v8 | TRUE
https://raw.githubusercontent.com/mrc-ide/global-lmic-reports/master/AFG/projections.csv | 2021-04-17 | hospital_incidence | 19.6 | 21.25 | 22.01 | 22.2 | 23.11 | 25.25 | Pessimistic | Afghanistan | AFG | 2022-01-02 | v8 | TRUE
https://raw.githubusercontent.com/mrc-ide/global-lmic-reports/master/AFG/projections.csv | 2021-04-17 | ICU_incidence | 5.86 | 6.35 | 6.58 | 6.63 | 6.91 | 7.55 | Pessimistic | Afghanistan | AFG | 2022-01-02 | v8 | TRUE
https://raw.githubusercontent.com/mrc-ide/global-lmic-reports/master/AFG/projections.csv | 2021-04-17 | prevalence | 18100.14 | 19476.57 | 20418.16 | 20506.06 | 21100.55 | 22928.92 | Pessimistic | Afghanistan | AFG | 2022-01-02 | v8 | TRUE
https://raw.githubusercontent.com/mrc-ide/global-lmic-reports/master/AFG/projections.csv | 2021-04-17 | cumulative_infections | 1119063.11 | 1156972.15 | 1189274.92 | 1193419.91 | 1214750.64 | 1317522.16 | Pessimistic | Afghanistan | AFG | 2022-01-02 | v8 | TRUE
https://raw.githubusercontent.com/mrc-ide/global-lmic-reports/master/AFG/projections.csv | 2021-04-17 | cumulative_deaths | 2317.99 | 2408.34 | 2488.78 | 2494.01 | 2540.41 | 2775.71 | Pessimistic | Afghanistan | AFG | 2022-01-02 | v8 | TRUE
https://raw.githubusercontent.com/mrc-ide/global-lmic-reports/master/AFG/projections.csv | 2021-04-17 | Rt | 1.16 | 1.22 | 1.24 | 1.24 | 1.26 | 1.31 | Pessimistic | Afghanistan | AFG | 2022-01-02 | v8 | TRUE
https://raw.githubusercontent.com/mrc-ide/global-lmic-reports/master/AFG/projections.csv | 2021-04-17 | Reff | 1.13 | 1.18 | 1.2 | 1.2 | 1.22 | 1.27 | Pessimistic | Afghanistan | AFG | 2022-01-02 | v8 | TRUE
https://raw.githubusercontent.com/mrc-ide/global-lmic-reports/master/AFG/projections.csv | 2021-04-17 | infections | 2953.8 | 3181.11 | 3329.4 | 3340.2 | 3474.64 | 3762.23 | Relax Interventions 50% | Afghanistan | AFG | 2022-01-02 | v8 | TRUE
https://raw.githubusercontent.com/mrc-ide/global-lmic-reports/master/AFG/projections.csv | 2021-04-17 | deaths | 3.6 | 3.84 | 4.06 | 4.09 | 4.3 | 4.69 | Relax Interventions 50% | Afghanistan | AFG | 2022-01-02 | v8 | TRUE
https://raw.githubusercontent.com/mrc-ide/global-lmic-reports/master/AFG/projections.csv | 2021-04-17 | hospital_demand | 156.34 | 166.13 | 175.44 | 177.18 | 187.23 | 203.25 | Relax Interventions 50% | Afghanistan | AFG | 2022-01-02 | v8 | TRUE
https://raw.githubusercontent.com/mrc-ide/global-lmic-reports/master/AFG/projections.csv | 2021-04-17 | ICU_demand | 59.62 | 63.31 | 66.9 | 67.51 | 71.14 | 77.31 | Relax Interventions 50% | Afghanistan | AFG | 2022-01-02 | v8 | TRUE
https://raw.githubusercontent.com/mrc-ide/global-lmic-reports/master/AFG/projections.csv | 2021-04-17 | hospital_incidence | 19.6 | 21.25 | 22.01 | 22.2 | 23.11 | 25.25 | Relax Interventions 50% | Afghanistan | AFG | 2022-01-02 | v8 | TRUE
https://raw.githubusercontent.com/mrc-ide/global-lmic-reports/master/AFG/projections.csv | 2021-04-17 | ICU_incidence | 5.86 | 6.35 | 6.58 | 6.63 | 6.91 | 7.55 | Relax Interventions 50% | Afghanistan | AFG | 2022-01-02 | v8 | TRUE
https://raw.githubusercontent.com/mrc-ide/global-lmic-reports/master/AFG/projections.csv | 2021-04-17 | prevalence | 18100.14 | 19476.57 | 20418.16 | 20506.06 | 21100.55 | 22928.92 | Relax Interventions 50% | Afghanistan | AFG | 2022-01-02 | v8 | TRUE
https://raw.githubusercontent.com/mrc-ide/global-lmic-reports/master/AFG/projections.csv | 2021-04-17 | cumulative_infections | 1119063.11 | 1156972.15 | 1189274.92 | 1193419.91 | 1214750.64 | 1317522.16 | Relax Interventions 50% | Afghanistan | AFG | 2022-01-02 | v8 | TRUE
https://raw.githubusercontent.com/mrc-ide/global-lmic-reports/master/AFG/projections.csv | 2021-04-17 | cumulative_deaths | 2317.99 | 2408.34 | 2488.78 | 2494.01 | 2540.41 | 2775.71 | Relax Interventions 50% | Afghanistan | AFG | 2022-01-02 | v8 | TRUE
https://raw.githubusercontent.com/mrc-ide/global-lmic-reports/master/AFG/projections.csv | 2021-04-17 | Rt | 1.16 | 1.22 | 1.24 | 1.24 | 1.26 | 1.31 | Relax Interventions 50% | Afghanistan | AFG | 2022-01-02 | v8 | TRUE
https://raw.githubusercontent.com/mrc-ide/global-lmic-reports/master/AFG/projections.csv | 2021-04-17 | Reff | 1.13 | 1.18 | 1.2 | 1.2 | 1.22 | 1.27 | Relax Interventions 50% | Afghanistan | AFG | 2022-01-02 | v8 | TRUE
https://raw.githubusercontent.com/mrc-ide/global-lmic-reports/master/AFG/projections.csv | 2021-04-17 | infections | 2970.44 | 3197.22 | 3355.72 | 3373.71 | 3578.86 | 3842.77 | Surged Additional 50% Reduction | Afghanistan | AFG | 2022-01-02 | v8 | TRUE
https://raw.githubusercontent.com/mrc-ide/global-lmic-reports/master/AFG/projections.csv | 2021-04-17 | deaths | 3.63 | 3.93 | 4.13 | 4.12 | 4.29 | 4.59 | Surged Additional 50% Reduction | Afghanistan | AFG | 2022-01-02 | v8 | TRUE
https://raw.githubusercontent.com/mrc-ide/global-lmic-reports/master/AFG/projections.csv | 2021-04-17 | hospital_demand | 157.06 | 170.59 | 178.65 | 178.58 | 186.78 | 199.87 | Surged Additional 50% Reduction | Afghanistan | AFG | 2022-01-02 | v8 | TRUE
https://raw.githubusercontent.com/mrc-ide/global-lmic-reports/master/AFG/projections.csv | 2021-04-17 | ICU_demand | 59.96 | 64.91 | 68.23 | 68.01 | 71.1 | 75.78 | Surged Additional 50% Reduction | Afghanistan | AFG | 2022-01-02 | v8 | TRUE
https://raw.githubusercontent.com/mrc-ide/global-lmic-reports/master/AFG/projections.csv | 2021-04-17 | hospital_incidence | 19.77 | 21.41 | 22.22 | 22.39 | 23.41 | 25.22 | Surged Additional 50% Reduction | Afghanistan | AFG | 2022-01-02 | v8 | TRUE
https://raw.githubusercontent.com/mrc-ide/global-lmic-reports/master/AFG/projections.csv | 2021-04-17 | ICU_incidence | 5.91 | 6.4 | 6.64 | 6.69 | 6.99 | 7.54 | Surged Additional 50% Reduction | Afghanistan | AFG | 2022-01-02 | v8 | TRUE
https://raw.githubusercontent.com/mrc-ide/global-lmic-reports/master/AFG/projections.csv | 2021-04-17 | prevalence | 18309.85 | 19860.95 | 20537.32 | 20692.98 | 21761.09 | 23076.62 | Surged Additional 50% Reduction | Afghanistan | AFG | 2022-01-02 | v8 | TRUE
https://raw.githubusercontent.com/mrc-ide/global-lmic-reports/master/AFG/projections.csv | 2021-04-17 | cumulative_infections | 1112761.5 | 1152909.35 | 1180019.9 | 1182494.46 | 1210236 | 1265246.75 | Surged Additional 50% Reduction | Afghanistan | AFG | 2022-01-02 | v8 | TRUE
https://raw.githubusercontent.com/mrc-ide/global-lmic-reports/master/AFG/projections.csv | 2021-04-17 | cumulative_deaths | 2302.53 | 2394.72 | 2458.69 | 2455.72 | 2518.69 | 2629.69 | Surged Additional 50% Reduction | Afghanistan | AFG | 2022-01-02 | v8 | TRUE
https://raw.githubusercontent.com/mrc-ide/global-lmic-reports/master/AFG/projections.csv | 2021-04-17 | Rt | 1.17 | 1.22 | 1.24 | 1.24 | 1.27 | 1.29 | Surged Additional 50% Reduction | Afghanistan | AFG | 2022-01-02 | v8 | TRUE
https://raw.githubusercontent.com/mrc-ide/global-lmic-reports/master/AFG/projections.csv | 2021-04-17 | Reff | 1.13 | 1.18 | 1.2 | 1.2 | 1.23 | 1.25 | Surged Additional 50% Reduction | Afghanistan | AFG | 2022-01-02 | v8 | TRUE
https://raw.githubusercontent.com/mrc-ide/global-lmic-reports/master/AFG/projections.csv | 2021-04-17 | infections | 2970.44 | 3197.22 | 3355.72 | 3373.71 | 3578.86 | 3842.77 | Surged Maintain Status Quo | Afghanistan | AFG | 2022-01-02 | v8 | TRUE
https://raw.githubusercontent.com/mrc-ide/global-lmic-reports/master/AFG/projections.csv | 2021-04-17 | deaths | 3.63 | 3.93 | 4.13 | 4.12 | 4.29 | 4.59 | Surged Maintain Status Quo | Afghanistan | AFG | 2022-01-02 | v8 | TRUE
https://raw.githubusercontent.com/mrc-ide/global-lmic-reports/master/AFG/projections.csv | 2021-04-17 | hospital_demand | 157.06 | 170.59 | 178.65 | 178.58 | 186.78 | 199.87 | Surged Maintain Status Quo | Afghanistan | AFG | 2022-01-02 | v8 | TRUE
https://raw.githubusercontent.com/mrc-ide/global-lmic-reports/master/AFG/projections.csv | 2021-04-17 | ICU_demand | 59.96 | 64.91 | 68.23 | 68.01 | 71.1 | 75.78 | Surged Maintain Status Quo | Afghanistan | AFG | 2022-01-02 | v8 | TRUE
https://raw.githubusercontent.com/mrc-ide/global-lmic-reports/master/AFG/projections.csv | 2021-04-17 | hospital_incidence | 19.77 | 21.41 | 22.22 | 22.39 | 23.41 | 25.22 | Surged Maintain Status Quo | Afghanistan | AFG | 2022-01-02 | v8 | TRUE
https://raw.githubusercontent.com/mrc-ide/global-lmic-reports/master/AFG/projections.csv | 2021-04-17 | ICU_incidence | 5.91 | 6.4 | 6.64 | 6.69 | 6.99 | 7.54 | Surged Maintain Status Quo | Afghanistan | AFG | 2022-01-02 | v8 | TRUE
https://raw.githubusercontent.com/mrc-ide/global-lmic-reports/master/AFG/projections.csv | 2021-04-17 | prevalence | 18309.85 | 19860.95 | 20537.32 | 20692.98 | 21761.09 | 23076.62 | Surged Maintain Status Quo | Afghanistan | AFG | 2022-01-02 | v8 | TRUE
https://raw.githubusercontent.com/mrc-ide/global-lmic-reports/master/AFG/projections.csv | 2021-04-17 | cumulative_infections | 1112761.5 | 1152909.35 | 1180019.9 | 1182494.46 | 1210236 | 1265246.75 | Surged Maintain Status Quo | Afghanistan | AFG | 2022-01-02 | v8 | TRUE
https://raw.githubusercontent.com/mrc-ide/global-lmic-reports/master/AFG/projections.csv | 2021-04-17 | cumulative_deaths | 2302.53 | 2394.72 | 2458.69 | 2455.72 | 2518.69 | 2629.69 | Surged Maintain Status Quo | Afghanistan | AFG | 2022-01-02 | v8 | TRUE
https://raw.githubusercontent.com/mrc-ide/global-lmic-reports/master/AFG/projections.csv | 2021-04-17 | Rt | 1.17 | 1.22 | 1.24 | 1.24 | 1.27 | 1.29 | Surged Maintain Status Quo | Afghanistan | AFG | 2022-01-02 | v8 | TRUE
https://raw.githubusercontent.com/mrc-ide/global-lmic-reports/master/AFG/projections.csv | 2021-04-17 | Reff | 1.13 | 1.18 | 1.2 | 1.2 | 1.23 | 1.25 | Surged Maintain Status Quo | Afghanistan | AFG | 2022-01-02 | v8 | TRUE
https://raw.githubusercontent.com/mrc-ide/global-lmic-reports/master/AFG/projections.csv | 2021-04-17 | infections | 2970.44 | 3197.22 | 3355.72 | 3373.71 | 3578.86 | 3842.77 | Surged Optimistic | Afghanistan | AFG | 2022-01-02 | v8 | TRUE
https://raw.githubusercontent.com/mrc-ide/global-lmic-reports/master/AFG/projections.csv | 2021-04-17 | deaths | 3.63 | 3.93 | 4.13 | 4.12 | 4.29 | 4.59 | Surged Optimistic | Afghanistan | AFG | 2022-01-02 | v8 | TRUE
https://raw.githubusercontent.com/mrc-ide/global-lmic-reports/master/AFG/projections.csv | 2021-04-17 | hospital_demand | 157.06 | 170.59 | 178.65 | 178.58 | 186.78 | 199.87 | Surged Optimistic | Afghanistan | AFG | 2022-01-02 | v8 | TRUE
https://raw.githubusercontent.com/mrc-ide/global-lmic-reports/master/AFG/projections.csv | 2021-04-17 | ICU_demand | 59.96 | 64.91 | 68.23 | 68.01 | 71.1 | 75.78 | Surged Optimistic | Afghanistan | AFG | 2022-01-02 | v8 | TRUE
https://raw.githubusercontent.com/mrc-ide/global-lmic-reports/master/AFG/projections.csv | 2021-04-17 | hospital_incidence | 19.77 | 21.41 | 22.22 | 22.39 | 23.41 | 25.22 | Surged Optimistic | Afghanistan | AFG | 2022-01-02 | v8 | TRUE
https://raw.githubusercontent.com/mrc-ide/global-lmic-reports/master/AFG/projections.csv | 2021-04-17 | ICU_incidence | 5.91 | 6.4 | 6.64 | 6.69 | 6.99 | 7.54 | Surged Optimistic | Afghanistan | AFG | 2022-01-02 | v8 | TRUE
https://raw.githubusercontent.com/mrc-ide/global-lmic-reports/master/AFG/projections.csv | 2021-04-17 | prevalence | 18309.85 | 19860.95 | 20537.32 | 20692.98 | 21761.09 | 23076.62 | Surged Optimistic | Afghanistan | AFG | 2022-01-02 | v8 | TRUE
https://raw.githubusercontent.com/mrc-ide/global-lmic-reports/master/AFG/projections.csv | 2021-04-17 | cumulative_infections | 1112761.5 | 1152909.35 | 1180019.9 | 1182494.46 | 1210236 | 1265246.75 | Surged Optimistic | Afghanistan | AFG | 2022-01-02 | v8 | TRUE
https://raw.githubusercontent.com/mrc-ide/global-lmic-reports/master/AFG/projections.csv | 2021-04-17 | cumulative_deaths | 2302.53 | 2394.72 | 2458.69 | 2455.72 | 2518.69 | 2629.69 | Surged Optimistic | Afghanistan | AFG | 2022-01-02 | v8 | TRUE
https://raw.githubusercontent.com/mrc-ide/global-lmic-reports/master/AFG/projections.csv | 2021-04-17 | Rt | 1.17 | 1.22 | 1.24 | 1.24 | 1.27 | 1.29 | Surged Optimistic | Afghanistan | AFG | 2022-01-02 | v8 | TRUE
https://raw.githubusercontent.com/mrc-ide/global-lmic-reports/master/AFG/projections.csv | 2021-04-17 | Reff | 1.13 | 1.18 | 1.2 | 1.2 | 1.23 | 1.25 | Surged Optimistic | Afghanistan | AFG | 2022-01-02 | v8 | TRUE
https://raw.githubusercontent.com/mrc-ide/global-lmic-reports/master/AFG/projections.csv | 2021-04-17 | infections | 2970.44 | 3197.22 | 3355.72 | 3373.71 | 3578.86 | 3842.77 | Surged Pessimistic | Afghanistan | AFG | 2022-01-02 | v8 | TRUE
https://raw.githubusercontent.com/mrc-ide/global-lmic-reports/master/AFG/projections.csv | 2021-04-17 | deaths | 3.63 | 3.93 | 4.13 | 4.12 | 4.29 | 4.59 | Surged Pessimistic | Afghanistan | AFG | 2022-01-02 | v8 | TRUE
https://raw.githubusercontent.com/mrc-ide/global-lmic-reports/master/AFG/projections.csv | 2021-04-17 | hospital_demand | 157.06 | 170.59 | 178.65 | 178.58 | 186.78 | 199.87 | Surged Pessimistic | Afghanistan | AFG | 2022-01-02 | v8 | TRUE
https://raw.githubusercontent.com/mrc-ide/global-lmic-reports/master/AFG/projections.csv | 2021-04-17 | ICU_demand | 59.96 | 64.91 | 68.23 | 68.01 | 71.1 | 75.78 | Surged Pessimistic | Afghanistan | AFG | 2022-01-02 | v8 | TRUE
https://raw.githubusercontent.com/mrc-ide/global-lmic-reports/master/AFG/projections.csv | 2021-04-17 | hospital_incidence | 19.77 | 21.41 | 22.22 | 22.39 | 23.41 | 25.22 | Surged Pessimistic | Afghanistan | AFG | 2022-01-02 | v8 | TRUE
https://raw.githubusercontent.com/mrc-ide/global-lmic-reports/master/AFG/projections.csv | 2021-04-17 | ICU_incidence | 5.91 | 6.4 | 6.64 | 6.69 | 6.99 | 7.54 | Surged Pessimistic | Afghanistan | AFG | 2022-01-02 | v8 | TRUE
https://raw.githubusercontent.com/mrc-ide/global-lmic-reports/master/AFG/projections.csv | 2021-04-17 | prevalence | 18309.85 | 19860.95 | 20537.32 | 20692.98 | 21761.09 | 23076.62 | Surged Pessimistic | Afghanistan | AFG | 2022-01-02 | v8 | TRUE
https://raw.githubusercontent.com/mrc-ide/global-lmic-reports/master/AFG/projections.csv | 2021-04-17 | cumulative_infections | 1112761.5 | 1152909.35 | 1180019.9 | 1182494.46 | 1210236 | 1265246.75 | Surged Pessimistic | Afghanistan | AFG | 2022-01-02 | v8 | TRUE
https://raw.githubusercontent.com/mrc-ide/global-lmic-reports/master/AFG/projections.csv | 2021-04-17 | cumulative_deaths | 2302.53 | 2394.72 | 2458.69 | 2455.72 | 2518.69 | 2629.69 | Surged Pessimistic | Afghanistan | AFG | 2022-01-02 | v8 | TRUE
https://raw.githubusercontent.com/mrc-ide/global-lmic-reports/master/AFG/projections.csv | 2021-04-17 | Rt | 1.17 | 1.22 | 1.24 | 1.24 | 1.27 | 1.29 | Surged Pessimistic | Afghanistan | AFG | 2022-01-02 | v8 | TRUE
https://raw.githubusercontent.com/mrc-ide/global-lmic-reports/master/AFG/projections.csv | 2021-04-17 | Reff | 1.13 | 1.18 | 1.2 | 1.2 | 1.23 | 1.25 | Surged Pessimistic | Afghanistan | AFG | 2022-01-02 | v8 | TRUE
https://raw.githubusercontent.com/mrc-ide/global-lmic-reports/master/AFG/projections.csv | 2021-04-17 | infections | 2970.44 | 3197.22 | 3355.72 | 3373.71 | 3578.86 | 3842.77 | Surged Relax Interventions 50% | Afghanistan | AFG | 2022-01-02 | v8 | TRUE
https://raw.githubusercontent.com/mrc-ide/global-lmic-reports/master/AFG/projections.csv | 2021-04-17 | deaths | 3.63 | 3.93 | 4.13 | 4.12 | 4.29 | 4.59 | Surged Relax Interventions 50% | Afghanistan | AFG | 2022-01-02 | v8 | TRUE
https://raw.githubusercontent.com/mrc-ide/global-lmic-reports/master/AFG/projections.csv | 2021-04-17 | hospital_demand | 157.06 | 170.59 | 178.65 | 178.58 | 186.78 | 199.87 | Surged Relax Interventions 50% | Afghanistan | AFG | 2022-01-02 | v8 | TRUE
https://raw.githubusercontent.com/mrc-ide/global-lmic-reports/master/AFG/projections.csv | 2021-04-17 | ICU_demand | 59.96 | 64.91 | 68.23 | 68.01 | 71.1 | 75.78 | Surged Relax Interventions 50% | Afghanistan | AFG | 2022-01-02 | v8 | TRUE
https://raw.githubusercontent.com/mrc-ide/global-lmic-reports/master/AFG/projections.csv | 2021-04-17 | hospital_incidence | 19.77 | 21.41 | 22.22 | 22.39 | 23.41 | 25.22 | Surged Relax Interventions 50% | Afghanistan | AFG | 2022-01-02 | v8 | TRUE
https://raw.githubusercontent.com/mrc-ide/global-lmic-reports/master/AFG/projections.csv | 2021-04-17 | ICU_incidence | 5.91 | 6.4 | 6.64 | 6.69 | 6.99 | 7.54 | Surged Relax Interventions 50% | Afghanistan | AFG | 2022-01-02 | v8 | TRUE
https://raw.githubusercontent.com/mrc-ide/global-lmic-reports/master/AFG/projections.csv | 2021-04-17 | prevalence | 18309.85 | 19860.95 | 20537.32 | 20692.98 | 21761.09 | 23076.62 | Surged Relax Interventions 50% | Afghanistan | AFG | 2022-01-02 | v8 | TRUE
https://raw.githubusercontent.com/mrc-ide/global-lmic-reports/master/AFG/projections.csv | 2021-04-17 | cumulative_infections | 1112761.5 | 1152909.35 | 1180019.9 | 1182494.46 | 1210236 | 1265246.75 | Surged Relax Interventions 50% | Afghanistan | AFG | 2022-01-02 | v8 | TRUE
https://raw.githubusercontent.com/mrc-ide/global-lmic-reports/master/AFG/projections.csv | 2021-04-17 | cumulative_deaths | 2302.53 | 2394.72 | 2458.69 | 2455.72 | 2518.69 | 2629.69 | Surged Relax Interventions 50% | Afghanistan | AFG | 2022-01-02 | v8 | TRUE
https://raw.githubusercontent.com/mrc-ide/global-lmic-reports/master/AFG/projections.csv | 2021-04-17 | Rt | 1.17 | 1.22 | 1.24 | 1.24 | 1.27 | 1.29 | Surged Relax Interventions 50% | Afghanistan | AFG | 2022-01-02 | v8 | TRUE
https://raw.githubusercontent.com/mrc-ide/global-lmic-reports/master/AFG/projections.csv | 2021-04-17 | Reff | 1.13 | 1.18 | 1.2 | 1.2 | 1.23 | 1.25 | Surged Relax Interventions 50% | Afghanistan | AFG | 2022-01-02 | v8 | TRUE
https://raw.githubusercontent.com/mrc-ide/global-lmic-reports/master/AFG/projections.csv | 2021-04-18 | infections | 3053.37 | 3279.97 | 3427 | 3446.64 | 3602.33 | 3888.06 | Additional 50% Reduction | Afghanistan | AFG | 2022-01-02 | v8 | TRUE
https://raw.githubusercontent.com/mrc-ide/global-lmic-reports/master/AFG/projections.csv | 2021-04-18 | deaths | 3.69 | 3.92 | 4.14 | 4.18 | 4.4 | 4.79 | Additional 50% Reduction | Afghanistan | AFG | 2022-01-02 | v8 | TRUE
https://raw.githubusercontent.com/mrc-ide/global-lmic-reports/master/AFG/projections.csv | 2021-04-18 | hospital_demand | 160.55 | 171.06 | 180.07 | 181.65 | 191.88 | 208.36 | Additional 50% Reduction | Afghanistan | AFG | 2022-01-02 | v8 | TRUE
https://raw.githubusercontent.com/mrc-ide/global-lmic-reports/master/AFG/projections.csv | 2021-04-18 | ICU_demand | 61.33 | 65.06 | 68.78 | 69.36 | 73.03 | 79.44 | Additional 50% Reduction | Afghanistan | AFG | 2022-01-02 | v8 | TRUE
https://raw.githubusercontent.com/mrc-ide/global-lmic-reports/master/AFG/projections.csv | 2021-04-18 | hospital_incidence | 20.1 | 21.81 | 22.66 | 22.82 | 23.65 | 25.85 | Additional 50% Reduction | Afghanistan | AFG | 2022-01-02 | v8 | TRUE
https://raw.githubusercontent.com/mrc-ide/global-lmic-reports/master/AFG/projections.csv | 2021-04-18 | ICU_incidence | 6.02 | 6.53 | 6.78 | 6.83 | 7.08 | 7.74 | Additional 50% Reduction | Afghanistan | AFG | 2022-01-02 | v8 | TRUE
https://raw.githubusercontent.com/mrc-ide/global-lmic-reports/master/AFG/projections.csv | 2021-04-18 | prevalence | 18625.5 | 20066.46 | 21017.09 | 21085.82 | 21712.71 | 23480.16 | Additional 50% Reduction | Afghanistan | AFG | 2022-01-02 | v8 | TRUE
https://raw.githubusercontent.com/mrc-ide/global-lmic-reports/master/AFG/projections.csv | 2021-04-18 | cumulative_infections | 1122371.54 | 1160622.78 | 1192674.58 | 1196866.55 | 1218275.23 | 1321271.95 | Additional 50% Reduction | Afghanistan | AFG | 2022-01-02 | v8 | TRUE
https://raw.githubusercontent.com/mrc-ide/global-lmic-reports/master/AFG/projections.csv | 2021-04-18 | cumulative_deaths | 2322.41 | 2412.66 | 2492.99 | 2498.19 | 2544.86 | 2780.31 | Additional 50% Reduction | Afghanistan | AFG | 2022-01-02 | v8 | TRUE
https://raw.githubusercontent.com/mrc-ide/global-lmic-reports/master/AFG/projections.csv | 2021-04-18 | Rt | 1.24 | 1.27 | 1.3 | 1.29 | 1.31 | 1.35 | Additional 50% Reduction | Afghanistan | AFG | 2022-01-02 | v8 | TRUE
https://raw.githubusercontent.com/mrc-ide/global-lmic-reports/master/AFG/projections.csv | 2021-04-18 | Reff | 1.2 | 1.23 | 1.25 | 1.25 | 1.27 | 1.31 | Additional 50% Reduction | Afghanistan | AFG | 2022-01-02 | v8 | TRUE
https://raw.githubusercontent.com/mrc-ide/global-lmic-reports/master/AFG/projections.csv | 2021-04-18 | infections | 3053.37 | 3279.97 | 3427 | 3446.64 | 3602.33 | 3888.06 | Maintain Status Quo | Afghanistan | AFG | 2022-01-02 | v8 | TRUE
https://raw.githubusercontent.com/mrc-ide/global-lmic-reports/master/AFG/projections.csv | 2021-04-18 | deaths | 3.69 | 3.92 | 4.14 | 4.18 | 4.4 | 4.79 | Maintain Status Quo | Afghanistan | AFG | 2022-01-02 | v8 | TRUE
https://raw.githubusercontent.com/mrc-ide/global-lmic-reports/master/AFG/projections.csv | 2021-04-18 | hospital_demand | 160.55 | 171.06 | 180.07 | 181.65 | 191.88 | 208.36 | Maintain Status Quo | Afghanistan | AFG | 2022-01-02 | v8 | TRUE
https://raw.githubusercontent.com/mrc-ide/global-lmic-reports/master/AFG/projections.csv | 2021-04-18 | ICU_demand | 61.33 | 65.06 | 68.78 | 69.36 | 73.03 | 79.44 | Maintain Status Quo | Afghanistan | AFG | 2022-01-02 | v8 | TRUE
https://raw.githubusercontent.com/mrc-ide/global-lmic-reports/master/AFG/projections.csv | 2021-04-18 | hospital_incidence | 20.1 | 21.81 | 22.66 | 22.82 | 23.65 | 25.85 | Maintain Status Quo | Afghanistan | AFG | 2022-01-02 | v8 | TRUE
https://raw.githubusercontent.com/mrc-ide/global-lmic-reports/master/AFG/projections.csv | 2021-04-18 | ICU_incidence | 6.02 | 6.53 | 6.78 | 6.83 | 7.08 | 7.74 | Maintain Status Quo | Afghanistan | AFG | 2022-01-02 | v8 | TRUE
https://raw.githubusercontent.com/mrc-ide/global-lmic-reports/master/AFG/projections.csv | 2021-04-18 | prevalence | 18625.5 | 20066.46 | 21017.09 | 21085.82 | 21712.71 | 23480.16 | Maintain Status Quo | Afghanistan | AFG | 2022-01-02 | v8 | TRUE
https://raw.githubusercontent.com/mrc-ide/global-lmic-reports/master/AFG/projections.csv | 2021-04-18 | cumulative_infections | 1122371.54 | 1160622.78 | 1192674.58 | 1196866.55 | 1218275.23 | 1321271.95 | Maintain Status Quo | Afghanistan | AFG | 2022-01-02 | v8 | TRUE
https://raw.githubusercontent.com/mrc-ide/global-lmic-reports/master/AFG/projections.csv | 2021-04-18 | cumulative_deaths | 2322.41 | 2412.66 | 2492.99 | 2498.19 | 2544.86 | 2780.31 | Maintain Status Quo | Afghanistan | AFG | 2022-01-02 | v8 | TRUE
https://raw.githubusercontent.com/mrc-ide/global-lmic-reports/master/AFG/projections.csv | 2021-04-18 | Rt | 1.24 | 1.27 | 1.3 | 1.29 | 1.31 | 1.35 | Maintain Status Quo | Afghanistan | AFG | 2022-01-02 | v8 | TRUE
https://raw.githubusercontent.com/mrc-ide/global-lmic-reports/master/AFG/projections.csv | 2021-04-18 | Reff | 1.2 | 1.23 | 1.25 | 1.25 | 1.27 | 1.31 | Maintain Status Quo | Afghanistan | AFG | 2022-01-02 | v8 | TRUE
https://raw.githubusercontent.com/mrc-ide/global-lmic-reports/master/AFG/projections.csv | 2021-04-18 | infections | 3053.37 | 3279.97 | 3427 | 3446.64 | 3602.33 | 3888.06 | Optimistic | Afghanistan | AFG | 2022-01-02 | v8 | TRUE
https://raw.githubusercontent.com/mrc-ide/global-lmic-reports/master/AFG/projections.csv | 2021-04-18 | deaths | 3.69 | 3.92 | 4.14 | 4.18 | 4.4 | 4.79 | Optimistic | Afghanistan | AFG | 2022-01-02 | v8 | TRUE
https://raw.githubusercontent.com/mrc-ide/global-lmic-reports/master/AFG/projections.csv | 2021-04-18 | hospital_demand | 160.55 | 171.06 | 180.07 | 181.65 | 191.88 | 208.36 | Optimistic | Afghanistan | AFG | 2022-01-02 | v8 | TRUE
https://raw.githubusercontent.com/mrc-ide/global-lmic-reports/master/AFG/projections.csv | 2021-04-18 | ICU_demand | 61.33 | 65.06 | 68.78 | 69.36 | 73.03 | 79.44 | Optimistic | Afghanistan | AFG | 2022-01-02 | v8 | TRUE
https://raw.githubusercontent.com/mrc-ide/global-lmic-reports/master/AFG/projections.csv | 2021-04-18 | hospital_incidence | 20.1 | 21.81 | 22.66 | 22.82 | 23.65 | 25.85 | Optimistic | Afghanistan | AFG | 2022-01-02 | v8 | TRUE
https://raw.githubusercontent.com/mrc-ide/global-lmic-reports/master/AFG/projections.csv | 2021-04-18 | ICU_incidence | 6.02 | 6.53 | 6.78 | 6.83 | 7.08 | 7.74 | Optimistic | Afghanistan | AFG | 2022-01-02 | v8 | TRUE
https://raw.githubusercontent.com/mrc-ide/global-lmic-reports/master/AFG/projections.csv | 2021-04-18 | prevalence | 18625.5 | 20066.46 | 21017.09 | 21085.82 | 21712.71 | 23480.16 | Optimistic | Afghanistan | AFG | 2022-01-02 | v8 | TRUE
https://raw.githubusercontent.com/mrc-ide/global-lmic-reports/master/AFG/projections.csv | 2021-04-18 | cumulative_infections | 1122371.54 | 1160622.78 | 1192674.58 | 1196866.55 | 1218275.23 | 1321271.95 | Optimistic | Afghanistan | AFG | 2022-01-02 | v8 | TRUE
https://raw.githubusercontent.com/mrc-ide/global-lmic-reports/master/AFG/projections.csv | 2021-04-18 | cumulative_deaths | 2322.41 | 2412.66 | 2492.99 | 2498.19 | 2544.86 | 2780.31 | Optimistic | Afghanistan | AFG | 2022-01-02 | v8 | TRUE
https://raw.githubusercontent.com/mrc-ide/global-lmic-reports/master/AFG/projections.csv | 2021-04-18 | Rt | 1.24 | 1.27 | 1.3 | 1.29 | 1.31 | 1.35 | Optimistic | Afghanistan | AFG | 2022-01-02 | v8 | TRUE
https://raw.githubusercontent.com/mrc-ide/global-lmic-reports/master/AFG/projections.csv | 2021-04-18 | Reff | 1.2 | 1.23 | 1.25 | 1.25 | 1.27 | 1.31 | Optimistic | Afghanistan | AFG | 2022-01-02 | v8 | TRUE
https://raw.githubusercontent.com/mrc-ide/global-lmic-reports/master/AFG/projections.csv | 2021-04-18 | infections | 3053.37 | 3279.97 | 3427 | 3446.64 | 3602.33 | 3888.06 | Pessimistic | Afghanistan | AFG | 2022-01-02 | v8 | TRUE
https://raw.githubusercontent.com/mrc-ide/global-lmic-reports/master/AFG/projections.csv | 2021-04-18 | deaths | 3.69 | 3.92 | 4.14 | 4.18 | 4.4 | 4.79 | Pessimistic | Afghanistan | AFG | 2022-01-02 | v8 | TRUE
https://raw.githubusercontent.com/mrc-ide/global-lmic-reports/master/AFG/projections.csv | 2021-04-18 | hospital_demand | 160.55 | 171.06 | 180.07 | 181.65 | 191.88 | 208.36 | Pessimistic | Afghanistan | AFG | 2022-01-02 | v8 | TRUE
https://raw.githubusercontent.com/mrc-ide/global-lmic-reports/master/AFG/projections.csv | 2021-04-18 | ICU_demand | 61.33 | 65.06 | 68.78 | 69.36 | 73.03 | 79.44 | Pessimistic | Afghanistan | AFG | 2022-01-02 | v8 | TRUE
https://raw.githubusercontent.com/mrc-ide/global-lmic-reports/master/AFG/projections.csv | 2021-04-18 | hospital_incidence | 20.1 | 21.81 | 22.66 | 22.82 | 23.65 | 25.85 | Pessimistic | Afghanistan | AFG | 2022-01-02 | v8 | TRUE
https://raw.githubusercontent.com/mrc-ide/global-lmic-reports/master/AFG/projections.csv | 2021-04-18 | ICU_incidence | 6.02 | 6.53 | 6.78 | 6.83 | 7.08 | 7.74 | Pessimistic | Afghanistan | AFG | 2022-01-02 | v8 | TRUE
https://raw.githubusercontent.com/mrc-ide/global-lmic-reports/master/AFG/projections.csv | 2021-04-18 | prevalence | 18625.5 | 20066.46 | 21017.09 | 21085.82 | 21712.71 | 23480.16 | Pessimistic | Afghanistan | AFG | 2022-01-02 | v8 | TRUE
https://raw.githubusercontent.com/mrc-ide/global-lmic-reports/master/AFG/projections.csv | 2021-04-18 | cumulative_infections | 1122371.54 | 1160622.78 | 1192674.58 | 1196866.55 | 1218275.23 | 1321271.95 | Pessimistic | Afghanistan | AFG | 2022-01-02 | v8 | TRUE
https://raw.githubusercontent.com/mrc-ide/global-lmic-reports/master/AFG/projections.csv | 2021-04-18 | cumulative_deaths | 2322.41 | 2412.66 | 2492.99 | 2498.19 | 2544.86 | 2780.31 | Pessimistic | Afghanistan | AFG | 2022-01-02 | v8 | TRUE
https://raw.githubusercontent.com/mrc-ide/global-lmic-reports/master/AFG/projections.csv | 2021-04-18 | Rt | 1.24 | 1.27 | 1.3 | 1.29 | 1.31 | 1.35 | Pessimistic | Afghanistan | AFG | 2022-01-02 | v8 | TRUE
https://raw.githubusercontent.com/mrc-ide/global-lmic-reports/master/AFG/projections.csv | 2021-04-18 | Reff | 1.2 | 1.23 | 1.25 | 1.25 | 1.27 | 1.31 | Pessimistic | Afghanistan | AFG | 2022-01-02 | v8 | TRUE
https://raw.githubusercontent.com/mrc-ide/global-lmic-reports/master/AFG/projections.csv | 2021-04-18 | infections | 3053.37 | 3279.97 | 3427 | 3446.64 | 3602.33 | 3888.06 | Relax Interventions 50% | Afghanistan | AFG | 2022-01-02 | v8 | TRUE
https://raw.githubusercontent.com/mrc-ide/global-lmic-reports/master/AFG/projections.csv | 2021-04-18 | deaths | 3.69 | 3.92 | 4.14 | 4.18 | 4.4 | 4.79 | Relax Interventions 50% | Afghanistan | AFG | 2022-01-02 | v8 | TRUE
https://raw.githubusercontent.com/mrc-ide/global-lmic-reports/master/AFG/projections.csv | 2021-04-18 | hospital_demand | 160.55 | 171.06 | 180.07 | 181.65 | 191.88 | 208.36 | Relax Interventions 50% | Afghanistan | AFG | 2022-01-02 | v8 | TRUE
https://raw.githubusercontent.com/mrc-ide/global-lmic-reports/master/AFG/projections.csv | 2021-04-18 | ICU_demand | 61.33 | 65.06 | 68.78 | 69.36 | 73.03 | 79.44 | Relax Interventions 50% | Afghanistan | AFG | 2022-01-02 | v8 | TRUE
https://raw.githubusercontent.com/mrc-ide/global-lmic-reports/master/AFG/projections.csv | 2021-04-18 | hospital_incidence | 20.1 | 21.81 | 22.66 | 22.82 | 23.65 | 25.85 | Relax Interventions 50% | Afghanistan | AFG | 2022-01-02 | v8 | TRUE
https://raw.githubusercontent.com/mrc-ide/global-lmic-reports/master/AFG/projections.csv | 2021-04-18 | ICU_incidence | 6.02 | 6.53 | 6.78 | 6.83 | 7.08 | 7.74 | Relax Interventions 50% | Afghanistan | AFG | 2022-01-02 | v8 | TRUE
https://raw.githubusercontent.com/mrc-ide/global-lmic-reports/master/AFG/projections.csv | 2021-04-18 | prevalence | 18625.5 | 20066.46 | 21017.09 | 21085.82 | 21712.71 | 23480.16 | Relax Interventions 50% | Afghanistan | AFG | 2022-01-02 | v8 | TRUE
https://raw.githubusercontent.com/mrc-ide/global-lmic-reports/master/AFG/projections.csv | 2021-04-18 | cumulative_infections | 1122371.54 | 1160622.78 | 1192674.58 | 1196866.55 | 1218275.23 | 1321271.95 | Relax Interventions 50% | Afghanistan | AFG | 2022-01-02 | v8 | TRUE
https://raw.githubusercontent.com/mrc-ide/global-lmic-reports/master/AFG/projections.csv | 2021-04-18 | cumulative_deaths | 2322.41 | 2412.66 | 2492.99 | 2498.19 | 2544.86 | 2780.31 | Relax Interventions 50% | Afghanistan | AFG | 2022-01-02 | v8 | TRUE
https://raw.githubusercontent.com/mrc-ide/global-lmic-reports/master/AFG/projections.csv | 2021-04-18 | Rt | 1.24 | 1.27 | 1.3 | 1.29 | 1.31 | 1.35 | Relax Interventions 50% | Afghanistan | AFG | 2022-01-02 | v8 | TRUE
https://raw.githubusercontent.com/mrc-ide/global-lmic-reports/master/AFG/projections.csv | 2021-04-18 | Reff | 1.2 | 1.23 | 1.25 | 1.25 | 1.27 | 1.31 | Relax Interventions 50% | Afghanistan | AFG | 2022-01-02 | v8 | TRUE
https://raw.githubusercontent.com/mrc-ide/global-lmic-reports/master/AFG/projections.csv | 2021-04-18 | infections | 3060.52 | 3301.88 | 3460.26 | 3482.36 | 3693.3 | 3980.8 | Surged Additional 50% Reduction | Afghanistan | AFG | 2022-01-02 | v8 | TRUE
https://raw.githubusercontent.com/mrc-ide/global-lmic-reports/master/AFG/projections.csv | 2021-04-18 | deaths | 3.71 | 4.02 | 4.22 | 4.21 | 4.41 | 4.69 | Surged Additional 50% Reduction | Afghanistan | AFG | 2022-01-02 | v8 | TRUE
https://raw.githubusercontent.com/mrc-ide/global-lmic-reports/master/AFG/projections.csv | 2021-04-18 | hospital_demand | 161.13 | 175.06 | 183.09 | 183.1 | 191.61 | 205.11 | Surged Additional 50% Reduction | Afghanistan | AFG | 2022-01-02 | v8 | TRUE
https://raw.githubusercontent.com/mrc-ide/global-lmic-reports/master/AFG/projections.csv | 2021-04-18 | ICU_demand | 61.61 | 66.75 | 70.03 | 69.88 | 73.01 | 77.96 | Surged Additional 50% Reduction | Afghanistan | AFG | 2022-01-02 | v8 | TRUE
https://raw.githubusercontent.com/mrc-ide/global-lmic-reports/master/AFG/projections.csv | 2021-04-18 | hospital_incidence | 20.34 | 22 | 22.83 | 23.02 | 24.12 | 25.85 | Surged Additional 50% Reduction | Afghanistan | AFG | 2022-01-02 | v8 | TRUE
https://raw.githubusercontent.com/mrc-ide/global-lmic-reports/master/AFG/projections.csv | 2021-04-18 | ICU_incidence | 6.09 | 6.59 | 6.83 | 6.89 | 7.22 | 7.74 | Surged Additional 50% Reduction | Afghanistan | AFG | 2022-01-02 | v8 | TRUE
https://raw.githubusercontent.com/mrc-ide/global-lmic-reports/master/AFG/projections.csv | 2021-04-18 | prevalence | 18812.93 | 20284.62 | 21122.04 | 21283.4 | 22507.15 | 23865.37 | Surged Additional 50% Reduction | Afghanistan | AFG | 2022-01-02 | v8 | TRUE
https://raw.githubusercontent.com/mrc-ide/global-lmic-reports/master/AFG/projections.csv | 2021-04-18 | cumulative_infections | 1116565.91 | 1156292.15 | 1183216.45 | 1185976.82 | 1213956.47 | 1268922.15 | Surged Additional 50% Reduction | Afghanistan | AFG | 2022-01-02 | v8 | TRUE
https://raw.githubusercontent.com/mrc-ide/global-lmic-reports/master/AFG/projections.csv | 2021-04-18 | cumulative_deaths | 2306.98 | 2398.85 | 2462.84 | 2459.94 | 2523.11 | 2633.99 | Surged Additional 50% Reduction | Afghanistan | AFG | 2022-01-02 | v8 | TRUE
https://raw.githubusercontent.com/mrc-ide/global-lmic-reports/master/AFG/projections.csv | 2021-04-18 | Rt | 1.24 | 1.28 | 1.29 | 1.29 | 1.31 | 1.33 | Surged Additional 50% Reduction | Afghanistan | AFG | 2022-01-02 | v8 | TRUE
https://raw.githubusercontent.com/mrc-ide/global-lmic-reports/master/AFG/projections.csv | 2021-04-18 | Reff | 1.2 | 1.23 | 1.25 | 1.25 | 1.27 | 1.29 | Surged Additional 50% Reduction | Afghanistan | AFG | 2022-01-02 | v8 | TRUE
https://raw.githubusercontent.com/mrc-ide/global-lmic-reports/master/AFG/projections.csv | 2021-04-18 | infections | 3060.52 | 3301.88 | 3460.26 | 3482.36 | 3693.3 | 3980.8 | Surged Maintain Status Quo | Afghanistan | AFG | 2022-01-02 | v8 | TRUE
https://raw.githubusercontent.com/mrc-ide/global-lmic-reports/master/AFG/projections.csv | 2021-04-18 | deaths | 3.71 | 4.02 | 4.22 | 4.21 | 4.41 | 4.69 | Surged Maintain Status Quo | Afghanistan | AFG | 2022-01-02 | v8 | TRUE
https://raw.githubusercontent.com/mrc-ide/global-lmic-reports/master/AFG/projections.csv | 2021-04-18 | hospital_demand | 161.13 | 175.06 | 183.09 | 183.1 | 191.61 | 205.11 | Surged Maintain Status Quo | Afghanistan | AFG | 2022-01-02 | v8 | TRUE
https://raw.githubusercontent.com/mrc-ide/global-lmic-reports/master/AFG/projections.csv | 2021-04-18 | ICU_demand | 61.61 | 66.75 | 70.03 | 69.88 | 73.01 | 77.96 | Surged Maintain Status Quo | Afghanistan | AFG | 2022-01-02 | v8 | TRUE
https://raw.githubusercontent.com/mrc-ide/global-lmic-reports/master/AFG/projections.csv | 2021-04-18 | hospital_incidence | 20.34 | 22 | 22.83 | 23.02 | 24.12 | 25.85 | Surged Maintain Status Quo | Afghanistan | AFG | 2022-01-02 | v8 | TRUE
https://raw.githubusercontent.com/mrc-ide/global-lmic-reports/master/AFG/projections.csv | 2021-04-18 | ICU_incidence | 6.09 | 6.59 | 6.83 | 6.89 | 7.22 | 7.74 | Surged Maintain Status Quo | Afghanistan | AFG | 2022-01-02 | v8 | TRUE
https://raw.githubusercontent.com/mrc-ide/global-lmic-reports/master/AFG/projections.csv | 2021-04-18 | prevalence | 18812.93 | 20284.62 | 21122.04 | 21283.4 | 22507.15 | 23865.37 | Surged Maintain Status Quo | Afghanistan | AFG | 2022-01-02 | v8 | TRUE
https://raw.githubusercontent.com/mrc-ide/global-lmic-reports/master/AFG/projections.csv | 2021-04-18 | cumulative_infections | 1116565.91 | 1156292.15 | 1183216.45 | 1185976.82 | 1213956.47 | 1268922.15 | Surged Maintain Status Quo | Afghanistan | AFG | 2022-01-02 | v8 | TRUE
https://raw.githubusercontent.com/mrc-ide/global-lmic-reports/master/AFG/projections.csv | 2021-04-18 | cumulative_deaths | 2306.98 | 2398.85 | 2462.84 | 2459.94 | 2523.11 | 2633.99 | Surged Maintain Status Quo | Afghanistan | AFG | 2022-01-02 | v8 | TRUE
https://raw.githubusercontent.com/mrc-ide/global-lmic-reports/master/AFG/projections.csv | 2021-04-18 | Rt | 1.24 | 1.28 | 1.29 | 1.29 | 1.31 | 1.33 | Surged Maintain Status Quo | Afghanistan | AFG | 2022-01-02 | v8 | TRUE
https://raw.githubusercontent.com/mrc-ide/global-lmic-reports/master/AFG/projections.csv | 2021-04-18 | Reff | 1.2 | 1.23 | 1.25 | 1.25 | 1.27 | 1.29 | Surged Maintain Status Quo | Afghanistan | AFG | 2022-01-02 | v8 | TRUE
https://raw.githubusercontent.com/mrc-ide/global-lmic-reports/master/AFG/projections.csv | 2021-04-18 | infections | 3060.52 | 3301.88 | 3460.26 | 3482.36 | 3693.3 | 3980.8 | Surged Optimistic | Afghanistan | AFG | 2022-01-02 | v8 | TRUE
https://raw.githubusercontent.com/mrc-ide/global-lmic-reports/master/AFG/projections.csv | 2021-04-18 | deaths | 3.71 | 4.02 | 4.22 | 4.21 | 4.41 | 4.69 | Surged Optimistic | Afghanistan | AFG | 2022-01-02 | v8 | TRUE
https://raw.githubusercontent.com/mrc-ide/global-lmic-reports/master/AFG/projections.csv | 2021-04-18 | hospital_demand | 161.13 | 175.06 | 183.09 | 183.1 | 191.61 | 205.11 | Surged Optimistic | Afghanistan | AFG | 2022-01-02 | v8 | TRUE
https://raw.githubusercontent.com/mrc-ide/global-lmic-reports/master/AFG/projections.csv | 2021-04-18 | ICU_demand | 61.61 | 66.75 | 70.03 | 69.88 | 73.01 | 77.96 | Surged Optimistic | Afghanistan | AFG | 2022-01-02 | v8 | TRUE
https://raw.githubusercontent.com/mrc-ide/global-lmic-reports/master/AFG/projections.csv | 2021-04-18 | hospital_incidence | 20.34 | 22 | 22.83 | 23.02 | 24.12 | 25.85 | Surged Optimistic | Afghanistan | AFG | 2022-01-02 | v8 | TRUE
https://raw.githubusercontent.com/mrc-ide/global-lmic-reports/master/AFG/projections.csv | 2021-04-18 | ICU_incidence | 6.09 | 6.59 | 6.83 | 6.89 | 7.22 | 7.74 | Surged Optimistic | Afghanistan | AFG | 2022-01-02 | v8 | TRUE
https://raw.githubusercontent.com/mrc-ide/global-lmic-reports/master/AFG/projections.csv | 2021-04-18 | prevalence | 18812.93 | 20284.62 | 21122.04 | 21283.4 | 22507.15 | 23865.37 | Surged Optimistic | Afghanistan | AFG | 2022-01-02 | v8 | TRUE
https://raw.githubusercontent.com/mrc-ide/global-lmic-reports/master/AFG/projections.csv | 2021-04-18 | cumulative_infections | 1116565.91 | 1156292.15 | 1183216.45 | 1185976.82 | 1213956.47 | 1268922.15 | Surged Optimistic | Afghanistan | AFG | 2022-01-02 | v8 | TRUE
https://raw.githubusercontent.com/mrc-ide/global-lmic-reports/master/AFG/projections.csv | 2021-04-18 | cumulative_deaths | 2306.98 | 2398.85 | 2462.84 | 2459.94 | 2523.11 | 2633.99 | Surged Optimistic | Afghanistan | AFG | 2022-01-02 | v8 | TRUE
https://raw.githubusercontent.com/mrc-ide/global-lmic-reports/master/AFG/projections.csv | 2021-04-18 | Rt | 1.24 | 1.28 | 1.29 | 1.29 | 1.31 | 1.33 | Surged Optimistic | Afghanistan | AFG | 2022-01-02 | v8 | TRUE
https://raw.githubusercontent.com/mrc-ide/global-lmic-reports/master/AFG/projections.csv | 2021-04-18 | Reff | 1.2 | 1.23 | 1.25 | 1.25 | 1.27 | 1.29 | Surged Optimistic | Afghanistan | AFG | 2022-01-02 | v8 | TRUE
https://raw.githubusercontent.com/mrc-ide/global-lmic-reports/master/AFG/projections.csv | 2021-04-18 | infections | 3060.52 | 3301.88 | 3460.26 | 3482.36 | 3693.3 | 3980.8 | Surged Pessimistic | Afghanistan | AFG | 2022-01-02 | v8 | TRUE
https://raw.githubusercontent.com/mrc-ide/global-lmic-reports/master/AFG/projections.csv | 2021-04-18 | deaths | 3.71 | 4.02 | 4.22 | 4.21 | 4.41 | 4.69 | Surged Pessimistic | Afghanistan | AFG | 2022-01-02 | v8 | TRUE
https://raw.githubusercontent.com/mrc-ide/global-lmic-reports/master/AFG/projections.csv | 2021-04-18 | hospital_demand | 161.13 | 175.06 | 183.09 | 183.1 | 191.61 | 205.11 | Surged Pessimistic | Afghanistan | AFG | 2022-01-02 | v8 | TRUE
https://raw.githubusercontent.com/mrc-ide/global-lmic-reports/master/AFG/projections.csv | 2021-04-18 | ICU_demand | 61.61 | 66.75 | 70.03 | 69.88 | 73.01 | 77.96 | Surged Pessimistic | Afghanistan | AFG | 2022-01-02 | v8 | TRUE
https://raw.githubusercontent.com/mrc-ide/global-lmic-reports/master/AFG/projections.csv | 2021-04-18 | hospital_incidence | 20.34 | 22 | 22.83 | 23.02 | 24.12 | 25.85 | Surged Pessimistic | Afghanistan | AFG | 2022-01-02 | v8 | TRUE
https://raw.githubusercontent.com/mrc-ide/global-lmic-reports/master/AFG/projections.csv | 2021-04-18 | ICU_incidence | 6.09 | 6.59 | 6.83 | 6.89 | 7.22 | 7.74 | Surged Pessimistic | Afghanistan | AFG | 2022-01-02 | v8 | TRUE
https://raw.githubusercontent.com/mrc-ide/global-lmic-reports/master/AFG/projections.csv | 2021-04-18 | prevalence | 18812.93 | 20284.62 | 21122.04 | 21283.4 | 22507.15 | 23865.37 | Surged Pessimistic | Afghanistan | AFG | 2022-01-02 | v8 | TRUE
https://raw.githubusercontent.com/mrc-ide/global-lmic-reports/master/AFG/projections.csv | 2021-04-18 | cumulative_infections | 1116565.91 | 1156292.15 | 1183216.45 | 1185976.82 | 1213956.47 | 1268922.15 | Surged Pessimistic | Afghanistan | AFG | 2022-01-02 | v8 | TRUE
https://raw.githubusercontent.com/mrc-ide/global-lmic-reports/master/AFG/projections.csv | 2021-04-18 | cumulative_deaths | 2306.98 | 2398.85 | 2462.84 | 2459.94 | 2523.11 | 2633.99 | Surged Pessimistic | Afghanistan | AFG | 2022-01-02 | v8 | TRUE
https://raw.githubusercontent.com/mrc-ide/global-lmic-reports/master/AFG/projections.csv | 2021-04-18 | Rt | 1.24 | 1.28 | 1.29 | 1.29 | 1.31 | 1.33 | Surged Pessimistic | Afghanistan | AFG | 2022-01-02 | v8 | TRUE
https://raw.githubusercontent.com/mrc-ide/global-lmic-reports/master/AFG/projections.csv | 2021-04-18 | Reff | 1.2 | 1.23 | 1.25 | 1.25 | 1.27 | 1.29 | Surged Pessimistic | Afghanistan | AFG | 2022-01-02 | v8 | TRUE
https://raw.githubusercontent.com/mrc-ide/global-lmic-reports/master/AFG/projections.csv | 2021-04-18 | infections | 3060.52 | 3301.88 | 3460.26 | 3482.36 | 3693.3 | 3980.8 | Surged Relax Interventions 50% | Afghanistan | AFG | 2022-01-02 | v8 | TRUE
https://raw.githubusercontent.com/mrc-ide/global-lmic-reports/master/AFG/projections.csv | 2021-04-18 | deaths | 3.71 | 4.02 | 4.22 | 4.21 | 4.41 | 4.69 | Surged Relax Interventions 50% | Afghanistan | AFG | 2022-01-02 | v8 | TRUE
https://raw.githubusercontent.com/mrc-ide/global-lmic-reports/master/AFG/projections.csv | 2021-04-18 | hospital_demand | 161.13 | 175.06 | 183.09 | 183.1 | 191.61 | 205.11 | Surged Relax Interventions 50% | Afghanistan | AFG | 2022-01-02 | v8 | TRUE
https://raw.githubusercontent.com/mrc-ide/global-lmic-reports/master/AFG/projections.csv | 2021-04-18 | ICU_demand | 61.61 | 66.75 | 70.03 | 69.88 | 73.01 | 77.96 | Surged Relax Interventions 50% | Afghanistan | AFG | 2022-01-02 | v8 | TRUE
https://raw.githubusercontent.com/mrc-ide/global-lmic-reports/master/AFG/projections.csv | 2021-04-18 | hospital_incidence | 20.34 | 22 | 22.83 | 23.02 | 24.12 | 25.85 | Surged Relax Interventions 50% | Afghanistan | AFG | 2022-01-02 | v8 | TRUE
https://raw.githubusercontent.com/mrc-ide/global-lmic-reports/master/AFG/projections.csv | 2021-04-18 | ICU_incidence | 6.09 | 6.59 | 6.83 | 6.89 | 7.22 | 7.74 | Surged Relax Interventions 50% | Afghanistan | AFG | 2022-01-02 | v8 | TRUE
https://raw.githubusercontent.com/mrc-ide/global-lmic-reports/master/AFG/projections.csv | 2021-04-18 | prevalence | 18812.93 | 20284.62 | 21122.04 | 21283.4 | 22507.15 | 23865.37 | Surged Relax Interventions 50% | Afghanistan | AFG | 2022-01-02 | v8 | TRUE
https://raw.githubusercontent.com/mrc-ide/global-lmic-reports/master/AFG/projections.csv | 2021-04-18 | cumulative_infections | 1116565.91 | 1156292.15 | 1183216.45 | 1185976.82 | 1213956.47 | 1268922.15 | Surged Relax Interventions 50% | Afghanistan | AFG | 2022-01-02 | v8 | TRUE
https://raw.githubusercontent.com/mrc-ide/global-lmic-reports/master/AFG/projections.csv | 2021-04-18 | cumulative_deaths | 2306.98 | 2398.85 | 2462.84 | 2459.94 | 2523.11 | 2633.99 | Surged Relax Interventions 50% | Afghanistan | AFG | 2022-01-02 | v8 | TRUE
https://raw.githubusercontent.com/mrc-ide/global-lmic-reports/master/AFG/projections.csv | 2021-04-18 | Rt | 1.24 | 1.28 | 1.29 | 1.29 | 1.31 | 1.33 | Surged Relax Interventions 50% | Afghanistan | AFG | 2022-01-02 | v8 | TRUE
https://raw.githubusercontent.com/mrc-ide/global-lmic-reports/master/AFG/projections.csv | 2021-04-18 | Reff | 1.2 | 1.23 | 1.25 | 1.25 | 1.27 | 1.29 | Surged Relax Interventions 50% | Afghanistan | AFG | 2022-01-02 | v8 | TRUE
https://raw.githubusercontent.com/mrc-ide/global-lmic-reports/master/AFG/projections.csv | 2021-04-19 | infections | 3280.52 | 3529.99 | 3656.99 | 3691.03 | 3844.61 | 4123.49 | Additional 50% Reduction | Afghanistan | AFG | 2022-01-02 | v8 | TRUE
https://raw.githubusercontent.com/mrc-ide/global-lmic-reports/master/AFG/projections.csv | 2021-04-19 | deaths | 3.77 | 4.01 | 4.24 | 4.28 | 4.51 | 4.9 | Additional 50% Reduction | Afghanistan | AFG | 2022-01-02 | v8 | TRUE
https://raw.githubusercontent.com/mrc-ide/global-lmic-reports/master/AFG/projections.csv | 2021-04-19 | hospital_demand | 164.71 | 176.42 | 184.93 | 186.3 | 196.29 | 213.62 | Additional 50% Reduction | Afghanistan | AFG | 2022-01-02 | v8 | TRUE
https://raw.githubusercontent.com/mrc-ide/global-lmic-reports/master/AFG/projections.csv | 2021-04-19 | ICU_demand | 63.11 | 67.15 | 70.75 | 71.27 | 75.02 | 81.62 | Additional 50% Reduction | Afghanistan | AFG | 2022-01-02 | v8 | TRUE
https://raw.githubusercontent.com/mrc-ide/global-lmic-reports/master/AFG/projections.csv | 2021-04-19 | hospital_incidence | 20.66 | 22.36 | 23.29 | 23.44 | 24.18 | 26.45 | Additional 50% Reduction | Afghanistan | AFG | 2022-01-02 | v8 | TRUE
https://raw.githubusercontent.com/mrc-ide/global-lmic-reports/master/AFG/projections.csv | 2021-04-19 | ICU_incidence | 6.19 | 6.7 | 6.98 | 7.03 | 7.25 | 7.93 | Additional 50% Reduction | Afghanistan | AFG | 2022-01-02 | v8 | TRUE
https://raw.githubusercontent.com/mrc-ide/global-lmic-reports/master/AFG/projections.csv | 2021-04-19 | prevalence | 19325.81 | 20832.15 | 21772.87 | 21828.62 | 22536.93 | 24319.82 | Additional 50% Reduction | Afghanistan | AFG | 2022-01-02 | v8 | TRUE
https://raw.githubusercontent.com/mrc-ide/global-lmic-reports/master/AFG/projections.csv | 2021-04-19 | cumulative_infections | 1125928.43 | 1164541.92 | 1196293.42 | 1200557.58 | 1222104.3 | 1325355.84 | Additional 50% Reduction | Afghanistan | AFG | 2022-01-02 | v8 | TRUE
https://raw.githubusercontent.com/mrc-ide/global-lmic-reports/master/AFG/projections.csv | 2021-04-19 | cumulative_deaths | 2326.93 | 2417.08 | 2497.28 | 2502.47 | 2549.4 | 2785.01 | Additional 50% Reduction | Afghanistan | AFG | 2022-01-02 | v8 | TRUE
https://raw.githubusercontent.com/mrc-ide/global-lmic-reports/master/AFG/projections.csv | 2021-04-19 | Rt | 1.24 | 1.27 | 1.29 | 1.29 | 1.31 | 1.35 | Additional 50% Reduction | Afghanistan | AFG | 2022-01-02 | v8 | TRUE
https://raw.githubusercontent.com/mrc-ide/global-lmic-reports/master/AFG/projections.csv | 2021-04-19 | Reff | 1.2 | 1.23 | 1.25 | 1.25 | 1.26 | 1.3 | Additional 50% Reduction | Afghanistan | AFG | 2022-01-02 | v8 | TRUE
https://raw.githubusercontent.com/mrc-ide/global-lmic-reports/master/AFG/projections.csv | 2021-04-19 | infections | 3280.52 | 3529.99 | 3656.99 | 3691.03 | 3844.61 | 4123.49 | Maintain Status Quo | Afghanistan | AFG | 2022-01-02 | v8 | TRUE
https://raw.githubusercontent.com/mrc-ide/global-lmic-reports/master/AFG/projections.csv | 2021-04-19 | deaths | 3.77 | 4.01 | 4.24 | 4.28 | 4.51 | 4.9 | Maintain Status Quo | Afghanistan | AFG | 2022-01-02 | v8 | TRUE
https://raw.githubusercontent.com/mrc-ide/global-lmic-reports/master/AFG/projections.csv | 2021-04-19 | hospital_demand | 164.71 | 176.42 | 184.93 | 186.3 | 196.29 | 213.62 | Maintain Status Quo | Afghanistan | AFG | 2022-01-02 | v8 | TRUE
https://raw.githubusercontent.com/mrc-ide/global-lmic-reports/master/AFG/projections.csv | 2021-04-19 | ICU_demand | 63.11 | 67.15 | 70.75 | 71.27 | 75.02 | 81.62 | Maintain Status Quo | Afghanistan | AFG | 2022-01-02 | v8 | TRUE
https://raw.githubusercontent.com/mrc-ide/global-lmic-reports/master/AFG/projections.csv | 2021-04-19 | hospital_incidence | 20.66 | 22.36 | 23.29 | 23.44 | 24.18 | 26.45 | Maintain Status Quo | Afghanistan | AFG | 2022-01-02 | v8 | TRUE
https://raw.githubusercontent.com/mrc-ide/global-lmic-reports/master/AFG/projections.csv | 2021-04-19 | ICU_incidence | 6.19 | 6.7 | 6.98 | 7.03 | 7.25 | 7.93 | Maintain Status Quo | Afghanistan | AFG | 2022-01-02 | v8 | TRUE
https://raw.githubusercontent.com/mrc-ide/global-lmic-reports/master/AFG/projections.csv | 2021-04-19 | prevalence | 19325.81 | 20832.15 | 21772.87 | 21828.62 | 22536.93 | 24319.82 | Maintain Status Quo | Afghanistan | AFG | 2022-01-02 | v8 | TRUE
https://raw.githubusercontent.com/mrc-ide/global-lmic-reports/master/AFG/projections.csv | 2021-04-19 | cumulative_infections | 1125928.43 | 1164541.92 | 1196293.42 | 1200557.58 | 1222104.3 | 1325355.84 | Maintain Status Quo | Afghanistan | AFG | 2022-01-02 | v8 | TRUE
https://raw.githubusercontent.com/mrc-ide/global-lmic-reports/master/AFG/projections.csv | 2021-04-19 | cumulative_deaths | 2326.93 | 2417.08 | 2497.28 | 2502.47 | 2549.4 | 2785.01 | Maintain Status Quo | Afghanistan | AFG | 2022-01-02 | v8 | TRUE
https://raw.githubusercontent.com/mrc-ide/global-lmic-reports/master/AFG/projections.csv | 2021-04-19 | Rt | 1.24 | 1.27 | 1.29 | 1.29 | 1.31 | 1.35 | Maintain Status Quo | Afghanistan | AFG | 2022-01-02 | v8 | TRUE
https://raw.githubusercontent.com/mrc-ide/global-lmic-reports/master/AFG/projections.csv | 2021-04-19 | Reff | 1.2 | 1.23 | 1.25 | 1.25 | 1.26 | 1.3 | Maintain Status Quo | Afghanistan | AFG | 2022-01-02 | v8 | TRUE
https://raw.githubusercontent.com/mrc-ide/global-lmic-reports/master/AFG/projections.csv | 2021-04-19 | infections | 3280.52 | 3529.99 | 3656.99 | 3691.03 | 3844.61 | 4123.49 | Optimistic | Afghanistan | AFG | 2022-01-02 | v8 | TRUE
https://raw.githubusercontent.com/mrc-ide/global-lmic-reports/master/AFG/projections.csv | 2021-04-19 | deaths | 3.77 | 4.01 | 4.24 | 4.28 | 4.51 | 4.9 | Optimistic | Afghanistan | AFG | 2022-01-02 | v8 | TRUE
https://raw.githubusercontent.com/mrc-ide/global-lmic-reports/master/AFG/projections.csv | 2021-04-19 | hospital_demand | 164.71 | 176.42 | 184.93 | 186.3 | 196.29 | 213.62 | Optimistic | Afghanistan | AFG | 2022-01-02 | v8 | TRUE
https://raw.githubusercontent.com/mrc-ide/global-lmic-reports/master/AFG/projections.csv | 2021-04-19 | ICU_demand | 63.11 | 67.15 | 70.75 | 71.27 | 75.02 | 81.62 | Optimistic | Afghanistan | AFG | 2022-01-02 | v8 | TRUE
https://raw.githubusercontent.com/mrc-ide/global-lmic-reports/master/AFG/projections.csv | 2021-04-19 | hospital_incidence | 20.66 | 22.36 | 23.29 | 23.44 | 24.18 | 26.45 | Optimistic | Afghanistan | AFG | 2022-01-02 | v8 | TRUE
https://raw.githubusercontent.com/mrc-ide/global-lmic-reports/master/AFG/projections.csv | 2021-04-19 | ICU_incidence | 6.19 | 6.7 | 6.98 | 7.03 | 7.25 | 7.93 | Optimistic | Afghanistan | AFG | 2022-01-02 | v8 | TRUE
https://raw.githubusercontent.com/mrc-ide/global-lmic-reports/master/AFG/projections.csv | 2021-04-19 | prevalence | 19325.81 | 20832.15 | 21772.87 | 21828.62 | 22536.93 | 24319.82 | Optimistic | Afghanistan | AFG | 2022-01-02 | v8 | TRUE
https://raw.githubusercontent.com/mrc-ide/global-lmic-reports/master/AFG/projections.csv | 2021-04-19 | cumulative_infections | 1125928.43 | 1164541.92 | 1196293.42 | 1200557.58 | 1222104.3 | 1325355.84 | Optimistic | Afghanistan | AFG | 2022-01-02 | v8 | TRUE
https://raw.githubusercontent.com/mrc-ide/global-lmic-reports/master/AFG/projections.csv | 2021-04-19 | cumulative_deaths | 2326.93 | 2417.08 | 2497.28 | 2502.47 | 2549.4 | 2785.01 | Optimistic | Afghanistan | AFG | 2022-01-02 | v8 | TRUE
https://raw.githubusercontent.com/mrc-ide/global-lmic-reports/master/AFG/projections.csv | 2021-04-19 | Rt | 1.24 | 1.27 | 1.29 | 1.29 | 1.31 | 1.35 | Optimistic | Afghanistan | AFG | 2022-01-02 | v8 | TRUE
https://raw.githubusercontent.com/mrc-ide/global-lmic-reports/master/AFG/projections.csv | 2021-04-19 | Reff | 1.2 | 1.23 | 1.25 | 1.25 | 1.26 | 1.3 | Optimistic | Afghanistan | AFG | 2022-01-02 | v8 | TRUE
https://raw.githubusercontent.com/mrc-ide/global-lmic-reports/master/AFG/projections.csv | 2021-04-19 | infections | 3280.52 | 3529.99 | 3656.99 | 3691.03 | 3844.61 | 4123.49 | Pessimistic | Afghanistan | AFG | 2022-01-02 | v8 | TRUE
https://raw.githubusercontent.com/mrc-ide/global-lmic-reports/master/AFG/projections.csv | 2021-04-19 | deaths | 3.77 | 4.01 | 4.24 | 4.28 | 4.51 | 4.9 | Pessimistic | Afghanistan | AFG | 2022-01-02 | v8 | TRUE
https://raw.githubusercontent.com/mrc-ide/global-lmic-reports/master/AFG/projections.csv | 2021-04-19 | hospital_demand | 164.71 | 176.42 | 184.93 | 186.3 | 196.29 | 213.62 | Pessimistic | Afghanistan | AFG | 2022-01-02 | v8 | TRUE
https://raw.githubusercontent.com/mrc-ide/global-lmic-reports/master/AFG/projections.csv | 2021-04-19 | ICU_demand | 63.11 | 67.15 | 70.75 | 71.27 | 75.02 | 81.62 | Pessimistic | Afghanistan | AFG | 2022-01-02 | v8 | TRUE
https://raw.githubusercontent.com/mrc-ide/global-lmic-reports/master/AFG/projections.csv | 2021-04-19 | hospital_incidence | 20.66 | 22.36 | 23.29 | 23.44 | 24.18 | 26.45 | Pessimistic | Afghanistan | AFG | 2022-01-02 | v8 | TRUE
https://raw.githubusercontent.com/mrc-ide/global-lmic-reports/master/AFG/projections.csv | 2021-04-19 | ICU_incidence | 6.19 | 6.7 | 6.98 | 7.03 | 7.25 | 7.93 | Pessimistic | Afghanistan | AFG | 2022-01-02 | v8 | TRUE
https://raw.githubusercontent.com/mrc-ide/global-lmic-reports/master/AFG/projections.csv | 2021-04-19 | prevalence | 19325.81 | 20832.15 | 21772.87 | 21828.62 | 22536.93 | 24319.82 | Pessimistic | Afghanistan | AFG | 2022-01-02 | v8 | TRUE
https://raw.githubusercontent.com/mrc-ide/global-lmic-reports/master/AFG/projections.csv | 2021-04-19 | cumulative_infections | 1125928.43 | 1164541.92 | 1196293.42 | 1200557.58 | 1222104.3 | 1325355.84 | Pessimistic | Afghanistan | AFG | 2022-01-02 | v8 | TRUE
https://raw.githubusercontent.com/mrc-ide/global-lmic-reports/master/AFG/projections.csv | 2021-04-19 | cumulative_deaths | 2326.93 | 2417.08 | 2497.28 | 2502.47 | 2549.4 | 2785.01 | Pessimistic | Afghanistan | AFG | 2022-01-02 | v8 | TRUE
https://raw.githubusercontent.com/mrc-ide/global-lmic-reports/master/AFG/projections.csv | 2021-04-19 | Rt | 1.24 | 1.27 | 1.29 | 1.29 | 1.31 | 1.35 | Pessimistic | Afghanistan | AFG | 2022-01-02 | v8 | TRUE
https://raw.githubusercontent.com/mrc-ide/global-lmic-reports/master/AFG/projections.csv | 2021-04-19 | Reff | 1.2 | 1.23 | 1.25 | 1.25 | 1.26 | 1.3 | Pessimistic | Afghanistan | AFG | 2022-01-02 | v8 | TRUE
https://raw.githubusercontent.com/mrc-ide/global-lmic-reports/master/AFG/projections.csv | 2021-04-19 | infections | 3280.52 | 3529.99 | 3656.99 | 3691.03 | 3844.61 | 4123.49 | Relax Interventions 50% | Afghanistan | AFG | 2022-01-02 | v8 | TRUE
https://raw.githubusercontent.com/mrc-ide/global-lmic-reports/master/AFG/projections.csv | 2021-04-19 | deaths | 3.77 | 4.01 | 4.24 | 4.28 | 4.51 | 4.9 | Relax Interventions 50% | Afghanistan | AFG | 2022-01-02 | v8 | TRUE
https://raw.githubusercontent.com/mrc-ide/global-lmic-reports/master/AFG/projections.csv | 2021-04-19 | hospital_demand | 164.71 | 176.42 | 184.93 | 186.3 | 196.29 | 213.62 | Relax Interventions 50% | Afghanistan | AFG | 2022-01-02 | v8 | TRUE
https://raw.githubusercontent.com/mrc-ide/global-lmic-reports/master/AFG/projections.csv | 2021-04-19 | ICU_demand | 63.11 | 67.15 | 70.75 | 71.27 | 75.02 | 81.62 | Relax Interventions 50% | Afghanistan | AFG | 2022-01-02 | v8 | TRUE
https://raw.githubusercontent.com/mrc-ide/global-lmic-reports/master/AFG/projections.csv | 2021-04-19 | hospital_incidence | 20.66 | 22.36 | 23.29 | 23.44 | 24.18 | 26.45 | Relax Interventions 50% | Afghanistan | AFG | 2022-01-02 | v8 | TRUE
https://raw.githubusercontent.com/mrc-ide/global-lmic-reports/master/AFG/projections.csv | 2021-04-19 | ICU_incidence | 6.19 | 6.7 | 6.98 | 7.03 | 7.25 | 7.93 | Relax Interventions 50% | Afghanistan | AFG | 2022-01-02 | v8 | TRUE
https://raw.githubusercontent.com/mrc-ide/global-lmic-reports/master/AFG/projections.csv | 2021-04-19 | prevalence | 19325.81 | 20832.15 | 21772.87 | 21828.62 | 22536.93 | 24319.82 | Relax Interventions 50% | Afghanistan | AFG | 2022-01-02 | v8 | TRUE
https://raw.githubusercontent.com/mrc-ide/global-lmic-reports/master/AFG/projections.csv | 2021-04-19 | cumulative_infections | 1125928.43 | 1164541.92 | 1196293.42 | 1200557.58 | 1222104.3 | 1325355.84 | Relax Interventions 50% | Afghanistan | AFG | 2022-01-02 | v8 | TRUE
https://raw.githubusercontent.com/mrc-ide/global-lmic-reports/master/AFG/projections.csv | 2021-04-19 | cumulative_deaths | 2326.93 | 2417.08 | 2497.28 | 2502.47 | 2549.4 | 2785.01 | Relax Interventions 50% | Afghanistan | AFG | 2022-01-02 | v8 | TRUE
https://raw.githubusercontent.com/mrc-ide/global-lmic-reports/master/AFG/projections.csv | 2021-04-19 | Rt | 1.24 | 1.27 | 1.29 | 1.29 | 1.31 | 1.35 | Relax Interventions 50% | Afghanistan | AFG | 2022-01-02 | v8 | TRUE
https://raw.githubusercontent.com/mrc-ide/global-lmic-reports/master/AFG/projections.csv | 2021-04-19 | Reff | 1.2 | 1.23 | 1.25 | 1.25 | 1.26 | 1.3 | Relax Interventions 50% | Afghanistan | AFG | 2022-01-02 | v8 | TRUE
https://raw.githubusercontent.com/mrc-ide/global-lmic-reports/master/AFG/projections.csv | 2021-04-19 | infections | 3290.57 | 3543.08 | 3692.27 | 3720.96 | 3955.16 | 4185.15 | Surged Additional 50% Reduction | Afghanistan | AFG | 2022-01-02 | v8 | TRUE
https://raw.githubusercontent.com/mrc-ide/global-lmic-reports/master/AFG/projections.csv | 2021-04-19 | deaths | 3.79 | 4.12 | 4.32 | 4.31 | 4.51 | 4.81 | Surged Additional 50% Reduction | Afghanistan | AFG | 2022-01-02 | v8 | TRUE
https://raw.githubusercontent.com/mrc-ide/global-lmic-reports/master/AFG/projections.csv | 2021-04-19 | hospital_demand | 165.37 | 179.66 | 187.23 | 187.81 | 196.75 | 210.43 | Surged Additional 50% Reduction | Afghanistan | AFG | 2022-01-02 | v8 | TRUE
https://raw.githubusercontent.com/mrc-ide/global-lmic-reports/master/AFG/projections.csv | 2021-04-19 | ICU_demand | 63.33 | 68.67 | 71.79 | 71.82 | 75.01 | 80.17 | Surged Additional 50% Reduction | Afghanistan | AFG | 2022-01-02 | v8 | TRUE
https://raw.githubusercontent.com/mrc-ide/global-lmic-reports/master/AFG/projections.csv | 2021-04-19 | hospital_incidence | 20.91 | 22.63 | 23.46 | 23.65 | 24.78 | 26.48 | Surged Additional 50% Reduction | Afghanistan | AFG | 2022-01-02 | v8 | TRUE
https://raw.githubusercontent.com/mrc-ide/global-lmic-reports/master/AFG/projections.csv | 2021-04-19 | ICU_incidence | 6.27 | 6.79 | 7.03 | 7.09 | 7.43 | 7.94 | Surged Additional 50% Reduction | Afghanistan | AFG | 2022-01-02 | v8 | TRUE
https://raw.githubusercontent.com/mrc-ide/global-lmic-reports/master/AFG/projections.csv | 2021-04-19 | prevalence | 19507.19 | 20908.09 | 21883.88 | 22029.76 | 23360.44 | 24746.2 | Surged Additional 50% Reduction | Afghanistan | AFG | 2022-01-02 | v8 | TRUE
https://raw.githubusercontent.com/mrc-ide/global-lmic-reports/master/AFG/projections.csv | 2021-04-19 | cumulative_infections | 1120237.63 | 1159805.69 | 1186653.39 | 1189697.78 | 1217963.74 | 1272933.14 | Surged Additional 50% Reduction | Afghanistan | AFG | 2022-01-02 | v8 | TRUE
https://raw.githubusercontent.com/mrc-ide/global-lmic-reports/master/AFG/projections.csv | 2021-04-19 | cumulative_deaths | 2311.53 | 2403.07 | 2466.84 | 2464.25 | 2527.64 | 2638.4 | Surged Additional 50% Reduction | Afghanistan | AFG | 2022-01-02 | v8 | TRUE
https://raw.githubusercontent.com/mrc-ide/global-lmic-reports/master/AFG/projections.csv | 2021-04-19 | Rt | 1.23 | 1.27 | 1.29 | 1.29 | 1.31 | 1.33 | Surged Additional 50% Reduction | Afghanistan | AFG | 2022-01-02 | v8 | TRUE
https://raw.githubusercontent.com/mrc-ide/global-lmic-reports/master/AFG/projections.csv | 2021-04-19 | Reff | 1.19 | 1.23 | 1.25 | 1.25 | 1.27 | 1.29 | Surged Additional 50% Reduction | Afghanistan | AFG | 2022-01-02 | v8 | TRUE
https://raw.githubusercontent.com/mrc-ide/global-lmic-reports/master/AFG/projections.csv | 2021-04-19 | infections | 3290.57 | 3543.08 | 3692.27 | 3720.96 | 3955.16 | 4185.15 | Surged Maintain Status Quo | Afghanistan | AFG | 2022-01-02 | v8 | TRUE
https://raw.githubusercontent.com/mrc-ide/global-lmic-reports/master/AFG/projections.csv | 2021-04-19 | deaths | 3.79 | 4.12 | 4.32 | 4.31 | 4.51 | 4.81 | Surged Maintain Status Quo | Afghanistan | AFG | 2022-01-02 | v8 | TRUE
https://raw.githubusercontent.com/mrc-ide/global-lmic-reports/master/AFG/projections.csv | 2021-04-19 | hospital_demand | 165.37 | 179.66 | 187.23 | 187.81 | 196.75 | 210.43 | Surged Maintain Status Quo | Afghanistan | AFG | 2022-01-02 | v8 | TRUE
https://raw.githubusercontent.com/mrc-ide/global-lmic-reports/master/AFG/projections.csv | 2021-04-19 | ICU_demand | 63.33 | 68.67 | 71.79 | 71.82 | 75.01 | 80.17 | Surged Maintain Status Quo | Afghanistan | AFG | 2022-01-02 | v8 | TRUE
https://raw.githubusercontent.com/mrc-ide/global-lmic-reports/master/AFG/projections.csv | 2021-04-19 | hospital_incidence | 20.91 | 22.63 | 23.46 | 23.65 | 24.78 | 26.48 | Surged Maintain Status Quo | Afghanistan | AFG | 2022-01-02 | v8 | TRUE
https://raw.githubusercontent.com/mrc-ide/global-lmic-reports/master/AFG/projections.csv | 2021-04-19 | ICU_incidence | 6.27 | 6.79 | 7.03 | 7.09 | 7.43 | 7.94 | Surged Maintain Status Quo | Afghanistan | AFG | 2022-01-02 | v8 | TRUE
https://raw.githubusercontent.com/mrc-ide/global-lmic-reports/master/AFG/projections.csv | 2021-04-19 | prevalence | 19507.19 | 20908.09 | 21883.88 | 22029.76 | 23360.44 | 24746.2 | Surged Maintain Status Quo | Afghanistan | AFG | 2022-01-02 | v8 | TRUE
https://raw.githubusercontent.com/mrc-ide/global-lmic-reports/master/AFG/projections.csv | 2021-04-19 | cumulative_infections | 1120237.63 | 1159805.69 | 1186653.39 | 1189697.78 | 1217963.74 | 1272933.14 | Surged Maintain Status Quo | Afghanistan | AFG | 2022-01-02 | v8 | TRUE
https://raw.githubusercontent.com/mrc-ide/global-lmic-reports/master/AFG/projections.csv | 2021-04-19 | cumulative_deaths | 2311.53 | 2403.07 | 2466.84 | 2464.25 | 2527.64 | 2638.4 | Surged Maintain Status Quo | Afghanistan | AFG | 2022-01-02 | v8 | TRUE
https://raw.githubusercontent.com/mrc-ide/global-lmic-reports/master/AFG/projections.csv | 2021-04-19 | Rt | 1.23 | 1.27 | 1.29 | 1.29 | 1.31 | 1.33 | Surged Maintain Status Quo | Afghanistan | AFG | 2022-01-02 | v8 | TRUE
https://raw.githubusercontent.com/mrc-ide/global-lmic-reports/master/AFG/projections.csv | 2021-04-19 | Reff | 1.19 | 1.23 | 1.25 | 1.25 | 1.27 | 1.29 | Surged Maintain Status Quo | Afghanistan | AFG | 2022-01-02 | v8 | TRUE
https://raw.githubusercontent.com/mrc-ide/global-lmic-reports/master/AFG/projections.csv | 2021-04-19 | infections | 3290.57 | 3543.08 | 3692.27 | 3720.96 | 3955.16 | 4185.15 | Surged Optimistic | Afghanistan | AFG | 2022-01-02 | v8 | TRUE
https://raw.githubusercontent.com/mrc-ide/global-lmic-reports/master/AFG/projections.csv | 2021-04-19 | deaths | 3.79 | 4.12 | 4.32 | 4.31 | 4.51 | 4.81 | Surged Optimistic | Afghanistan | AFG | 2022-01-02 | v8 | TRUE
https://raw.githubusercontent.com/mrc-ide/global-lmic-reports/master/AFG/projections.csv | 2021-04-19 | hospital_demand | 165.37 | 179.66 | 187.23 | 187.81 | 196.75 | 210.43 | Surged Optimistic | Afghanistan | AFG | 2022-01-02 | v8 | TRUE
https://raw.githubusercontent.com/mrc-ide/global-lmic-reports/master/AFG/projections.csv | 2021-04-19 | ICU_demand | 63.33 | 68.67 | 71.79 | 71.82 | 75.01 | 80.17 | Surged Optimistic | Afghanistan | AFG | 2022-01-02 | v8 | TRUE
https://raw.githubusercontent.com/mrc-ide/global-lmic-reports/master/AFG/projections.csv | 2021-04-19 | hospital_incidence | 20.91 | 22.63 | 23.46 | 23.65 | 24.78 | 26.48 | Surged Optimistic | Afghanistan | AFG | 2022-01-02 | v8 | TRUE
https://raw.githubusercontent.com/mrc-ide/global-lmic-reports/master/AFG/projections.csv | 2021-04-19 | ICU_incidence | 6.27 | 6.79 | 7.03 | 7.09 | 7.43 | 7.94 | Surged Optimistic | Afghanistan | AFG | 2022-01-02 | v8 | TRUE
https://raw.githubusercontent.com/mrc-ide/global-lmic-reports/master/AFG/projections.csv | 2021-04-19 | prevalence | 19507.19 | 20908.09 | 21883.88 | 22029.76 | 23360.44 | 24746.2 | Surged Optimistic | Afghanistan | AFG | 2022-01-02 | v8 | TRUE
https://raw.githubusercontent.com/mrc-ide/global-lmic-reports/master/AFG/projections.csv | 2021-04-19 | cumulative_infections | 1120237.63 | 1159805.69 | 1186653.39 | 1189697.78 | 1217963.74 | 1272933.14 | Surged Optimistic | Afghanistan | AFG | 2022-01-02 | v8 | TRUE
https://raw.githubusercontent.com/mrc-ide/global-lmic-reports/master/AFG/projections.csv | 2021-04-19 | cumulative_deaths | 2311.53 | 2403.07 | 2466.84 | 2464.25 | 2527.64 | 2638.4 | Surged Optimistic | Afghanistan | AFG | 2022-01-02 | v8 | TRUE
https://raw.githubusercontent.com/mrc-ide/global-lmic-reports/master/AFG/projections.csv | 2021-04-19 | Rt | 1.23 | 1.27 | 1.29 | 1.29 | 1.31 | 1.33 | Surged Optimistic | Afghanistan | AFG | 2022-01-02 | v8 | TRUE
https://raw.githubusercontent.com/mrc-ide/global-lmic-reports/master/AFG/projections.csv | 2021-04-19 | Reff | 1.19 | 1.23 | 1.25 | 1.25 | 1.27 | 1.29 | Surged Optimistic | Afghanistan | AFG | 2022-01-02 | v8 | TRUE
https://raw.githubusercontent.com/mrc-ide/global-lmic-reports/master/AFG/projections.csv | 2021-04-19 | infections | 3290.57 | 3543.08 | 3692.27 | 3720.96 | 3955.16 | 4185.15 | Surged Pessimistic | Afghanistan | AFG | 2022-01-02 | v8 | TRUE
https://raw.githubusercontent.com/mrc-ide/global-lmic-reports/master/AFG/projections.csv | 2021-04-19 | deaths | 3.79 | 4.12 | 4.32 | 4.31 | 4.51 | 4.81 | Surged Pessimistic | Afghanistan | AFG | 2022-01-02 | v8 | TRUE
https://raw.githubusercontent.com/mrc-ide/global-lmic-reports/master/AFG/projections.csv | 2021-04-19 | hospital_demand | 165.37 | 179.66 | 187.23 | 187.81 | 196.75 | 210.43 | Surged Pessimistic | Afghanistan | AFG | 2022-01-02 | v8 | TRUE
https://raw.githubusercontent.com/mrc-ide/global-lmic-reports/master/AFG/projections.csv | 2021-04-19 | ICU_demand | 63.33 | 68.67 | 71.79 | 71.82 | 75.01 | 80.17 | Surged Pessimistic | Afghanistan | AFG | 2022-01-02 | v8 | TRUE
https://raw.githubusercontent.com/mrc-ide/global-lmic-reports/master/AFG/projections.csv | 2021-04-19 | hospital_incidence | 20.91 | 22.63 | 23.46 | 23.65 | 24.78 | 26.48 | Surged Pessimistic | Afghanistan | AFG | 2022-01-02 | v8 | TRUE
https://raw.githubusercontent.com/mrc-ide/global-lmic-reports/master/AFG/projections.csv | 2021-04-19 | ICU_incidence | 6.27 | 6.79 | 7.03 | 7.09 | 7.43 | 7.94 | Surged Pessimistic | Afghanistan | AFG | 2022-01-02 | v8 | TRUE
https://raw.githubusercontent.com/mrc-ide/global-lmic-reports/master/AFG/projections.csv | 2021-04-19 | prevalence | 19507.19 | 20908.09 | 21883.88 | 22029.76 | 23360.44 | 24746.2 | Surged Pessimistic | Afghanistan | AFG | 2022-01-02 | v8 | TRUE
https://raw.githubusercontent.com/mrc-ide/global-lmic-reports/master/AFG/projections.csv | 2021-04-19 | cumulative_infections | 1120237.63 | 1159805.69 | 1186653.39 | 1189697.78 | 1217963.74 | 1272933.14 | Surged Pessimistic | Afghanistan | AFG | 2022-01-02 | v8 | TRUE
https://raw.githubusercontent.com/mrc-ide/global-lmic-reports/master/AFG/projections.csv | 2021-04-19 | cumulative_deaths | 2311.53 | 2403.07 | 2466.84 | 2464.25 | 2527.64 | 2638.4 | Surged Pessimistic | Afghanistan | AFG | 2022-01-02 | v8 | TRUE
https://raw.githubusercontent.com/mrc-ide/global-lmic-reports/master/AFG/projections.csv | 2021-04-19 | Rt | 1.23 | 1.27 | 1.29 | 1.29 | 1.31 | 1.33 | Surged Pessimistic | Afghanistan | AFG | 2022-01-02 | v8 | TRUE
https://raw.githubusercontent.com/mrc-ide/global-lmic-reports/master/AFG/projections.csv | 2021-04-19 | Reff | 1.19 | 1.23 | 1.25 | 1.25 | 1.27 | 1.29 | Surged Pessimistic | Afghanistan | AFG | 2022-01-02 | v8 | TRUE
https://raw.githubusercontent.com/mrc-ide/global-lmic-reports/master/AFG/projections.csv | 2021-04-19 | infections | 3290.57 | 3543.08 | 3692.27 | 3720.96 | 3955.16 | 4185.15 | Surged Relax Interventions 50% | Afghanistan | AFG | 2022-01-02 | v8 | TRUE
https://raw.githubusercontent.com/mrc-ide/global-lmic-reports/master/AFG/projections.csv | 2021-04-19 | deaths | 3.79 | 4.12 | 4.32 | 4.31 | 4.51 | 4.81 | Surged Relax Interventions 50% | Afghanistan | AFG | 2022-01-02 | v8 | TRUE
https://raw.githubusercontent.com/mrc-ide/global-lmic-reports/master/AFG/projections.csv | 2021-04-19 | hospital_demand | 165.37 | 179.66 | 187.23 | 187.81 | 196.75 | 210.43 | Surged Relax Interventions 50% | Afghanistan | AFG | 2022-01-02 | v8 | TRUE
https://raw.githubusercontent.com/mrc-ide/global-lmic-reports/master/AFG/projections.csv | 2021-04-19 | ICU_demand | 63.33 | 68.67 | 71.79 | 71.82 | 75.01 | 80.17 | Surged Relax Interventions 50% | Afghanistan | AFG | 2022-01-02 | v8 | TRUE
https://raw.githubusercontent.com/mrc-ide/global-lmic-reports/master/AFG/projections.csv | 2021-04-19 | hospital_incidence | 20.91 | 22.63 | 23.46 | 23.65 | 24.78 | 26.48 | Surged Relax Interventions 50% | Afghanistan | AFG | 2022-01-02 | v8 | TRUE
https://raw.githubusercontent.com/mrc-ide/global-lmic-reports/master/AFG/projections.csv | 2021-04-19 | ICU_incidence | 6.27 | 6.79 | 7.03 | 7.09 | 7.43 | 7.94 | Surged Relax Interventions 50% | Afghanistan | AFG | 2022-01-02 | v8 | TRUE
https://raw.githubusercontent.com/mrc-ide/global-lmic-reports/master/AFG/projections.csv | 2021-04-19 | prevalence | 19507.19 | 20908.09 | 21883.88 | 22029.76 | 23360.44 | 24746.2 | Surged Relax Interventions 50% | Afghanistan | AFG | 2022-01-02 | v8 | TRUE
https://raw.githubusercontent.com/mrc-ide/global-lmic-reports/master/AFG/projections.csv | 2021-04-19 | cumulative_infections | 1120237.63 | 1159805.69 | 1186653.39 | 1189697.78 | 1217963.74 | 1272933.14 | Surged Relax Interventions 50% | Afghanistan | AFG | 2022-01-02 | v8 | TRUE
https://raw.githubusercontent.com/mrc-ide/global-lmic-reports/master/AFG/projections.csv | 2021-04-19 | cumulative_deaths | 2311.53 | 2403.07 | 2466.84 | 2464.25 | 2527.64 | 2638.4 | Surged Relax Interventions 50% | Afghanistan | AFG | 2022-01-02 | v8 | TRUE
https://raw.githubusercontent.com/mrc-ide/global-lmic-reports/master/AFG/projections.csv | 2021-04-19 | Rt | 1.23 | 1.27 | 1.29 | 1.29 | 1.31 | 1.33 | Surged Relax Interventions 50% | Afghanistan | AFG | 2022-01-02 | v8 | TRUE
https://raw.githubusercontent.com/mrc-ide/global-lmic-reports/master/AFG/projections.csv | 2021-04-19 | Reff | 1.19 | 1.23 | 1.25 | 1.25 | 1.27 | 1.29 | Surged Relax Interventions 50% | Afghanistan | AFG | 2022-01-02 | v8 | TRUE
https://raw.githubusercontent.com/mrc-ide/global-lmic-reports/master/AFG/projections.csv | 2021-04-20 | infections | 3367.88 | 3613.54 | 3748.67 | 3793.66 | 3981.35 | 4254.57 | Additional 50% Reduction | Afghanistan | AFG | 2022-01-02 | v8 | TRUE
https://raw.githubusercontent.com/mrc-ide/global-lmic-reports/master/AFG/projections.csv | 2021-04-20 | deaths | 3.87 | 4.11 | 4.34 | 4.38 | 4.62 | 5.02 | Additional 50% Reduction | Afghanistan | AFG | 2022-01-02 | v8 | TRUE
https://raw.githubusercontent.com/mrc-ide/global-lmic-reports/master/AFG/projections.csv | 2021-04-20 | hospital_demand | 169.03 | 181.91 | 190.02 | 191.12 | 200.52 | 219.01 | Additional 50% Reduction | Afghanistan | AFG | 2022-01-02 | v8 | TRUE
https://raw.githubusercontent.com/mrc-ide/global-lmic-reports/master/AFG/projections.csv | 2021-04-20 | ICU_demand | 64.88 | 69.37 | 72.8 | 73.24 | 77.02 | 83.86 | Additional 50% Reduction | Afghanistan | AFG | 2022-01-02 | v8 | TRUE
https://raw.githubusercontent.com/mrc-ide/global-lmic-reports/master/AFG/projections.csv | 2021-04-20 | hospital_incidence | 21.24 | 22.91 | 23.92 | 24.08 | 24.77 | 27.06 | Additional 50% Reduction | Afghanistan | AFG | 2022-01-02 | v8 | TRUE
https://raw.githubusercontent.com/mrc-ide/global-lmic-reports/master/AFG/projections.csv | 2021-04-20 | ICU_incidence | 6.38 | 6.88 | 7.18 | 7.23 | 7.44 | 8.13 | Additional 50% Reduction | Afghanistan | AFG | 2022-01-02 | v8 | TRUE
https://raw.githubusercontent.com/mrc-ide/global-lmic-reports/master/AFG/projections.csv | 2021-04-20 | prevalence | 20038.43 | 21537.57 | 22498.53 | 22586.86 | 23363.69 | 25198.87 | Additional 50% Reduction | Afghanistan | AFG | 2022-01-02 | v8 | TRUE
https://raw.githubusercontent.com/mrc-ide/global-lmic-reports/master/AFG/projections.csv | 2021-04-20 | cumulative_infections | 1129558.14 | 1168571.48 | 1200007.99 | 1204351.24 | 1226155.79 | 1329545.26 | Additional 50% Reduction | Afghanistan | AFG | 2022-01-02 | v8 | TRUE
https://raw.githubusercontent.com/mrc-ide/global-lmic-reports/master/AFG/projections.csv | 2021-04-20 | cumulative_deaths | 2331.54 | 2421.62 | 2501.66 | 2506.85 | 2554.03 | 2789.83 | Additional 50% Reduction | Afghanistan | AFG | 2022-01-02 | v8 | TRUE
https://raw.githubusercontent.com/mrc-ide/global-lmic-reports/master/AFG/projections.csv | 2021-04-20 | Rt | 1.23 | 1.26 | 1.28 | 1.28 | 1.3 | 1.34 | Additional 50% Reduction | Afghanistan | AFG | 2022-01-02 | v8 | TRUE
https://raw.githubusercontent.com/mrc-ide/global-lmic-reports/master/AFG/projections.csv | 2021-04-20 | Reff | 1.19 | 1.22 | 1.24 | 1.24 | 1.26 | 1.3 | Additional 50% Reduction | Afghanistan | AFG | 2022-01-02 | v8 | TRUE
https://raw.githubusercontent.com/mrc-ide/global-lmic-reports/master/AFG/projections.csv | 2021-04-20 | infections | 3367.88 | 3613.54 | 3748.67 | 3793.66 | 3981.35 | 4254.57 | Maintain Status Quo | Afghanistan | AFG | 2022-01-02 | v8 | TRUE
https://raw.githubusercontent.com/mrc-ide/global-lmic-reports/master/AFG/projections.csv | 2021-04-20 | deaths | 3.87 | 4.11 | 4.34 | 4.38 | 4.62 | 5.02 | Maintain Status Quo | Afghanistan | AFG | 2022-01-02 | v8 | TRUE
https://raw.githubusercontent.com/mrc-ide/global-lmic-reports/master/AFG/projections.csv | 2021-04-20 | hospital_demand | 169.03 | 181.91 | 190.02 | 191.12 | 200.52 | 219.01 | Maintain Status Quo | Afghanistan | AFG | 2022-01-02 | v8 | TRUE
https://raw.githubusercontent.com/mrc-ide/global-lmic-reports/master/AFG/projections.csv | 2021-04-20 | ICU_demand | 64.88 | 69.37 | 72.8 | 73.24 | 77.02 | 83.86 | Maintain Status Quo | Afghanistan | AFG | 2022-01-02 | v8 | TRUE
https://raw.githubusercontent.com/mrc-ide/global-lmic-reports/master/AFG/projections.csv | 2021-04-20 | hospital_incidence | 21.24 | 22.91 | 23.92 | 24.08 | 24.77 | 27.06 | Maintain Status Quo | Afghanistan | AFG | 2022-01-02 | v8 | TRUE
https://raw.githubusercontent.com/mrc-ide/global-lmic-reports/master/AFG/projections.csv | 2021-04-20 | ICU_incidence | 6.38 | 6.88 | 7.18 | 7.23 | 7.44 | 8.13 | Maintain Status Quo | Afghanistan | AFG | 2022-01-02 | v8 | TRUE
https://raw.githubusercontent.com/mrc-ide/global-lmic-reports/master/AFG/projections.csv | 2021-04-20 | prevalence | 20038.43 | 21537.57 | 22498.53 | 22586.86 | 23363.69 | 25198.87 | Maintain Status Quo | Afghanistan | AFG | 2022-01-02 | v8 | TRUE
https://raw.githubusercontent.com/mrc-ide/global-lmic-reports/master/AFG/projections.csv | 2021-04-20 | cumulative_infections | 1129558.14 | 1168571.48 | 1200007.99 | 1204351.24 | 1226155.79 | 1329545.26 | Maintain Status Quo | Afghanistan | AFG | 2022-01-02 | v8 | TRUE
https://raw.githubusercontent.com/mrc-ide/global-lmic-reports/master/AFG/projections.csv | 2021-04-20 | cumulative_deaths | 2331.54 | 2421.62 | 2501.66 | 2506.85 | 2554.03 | 2789.83 | Maintain Status Quo | Afghanistan | AFG | 2022-01-02 | v8 | TRUE
https://raw.githubusercontent.com/mrc-ide/global-lmic-reports/master/AFG/projections.csv | 2021-04-20 | Rt | 1.23 | 1.26 | 1.28 | 1.28 | 1.3 | 1.34 | Maintain Status Quo | Afghanistan | AFG | 2022-01-02 | v8 | TRUE
https://raw.githubusercontent.com/mrc-ide/global-lmic-reports/master/AFG/projections.csv | 2021-04-20 | Reff | 1.19 | 1.22 | 1.24 | 1.24 | 1.26 | 1.3 | Maintain Status Quo | Afghanistan | AFG | 2022-01-02 | v8 | TRUE
https://raw.githubusercontent.com/mrc-ide/global-lmic-reports/master/AFG/projections.csv | 2021-04-20 | infections | 3367.88 | 3613.54 | 3748.67 | 3793.66 | 3981.35 | 4254.57 | Optimistic | Afghanistan | AFG | 2022-01-02 | v8 | TRUE
https://raw.githubusercontent.com/mrc-ide/global-lmic-reports/master/AFG/projections.csv | 2021-04-20 | deaths | 3.87 | 4.11 | 4.34 | 4.38 | 4.62 | 5.02 | Optimistic | Afghanistan | AFG | 2022-01-02 | v8 | TRUE
https://raw.githubusercontent.com/mrc-ide/global-lmic-reports/master/AFG/projections.csv | 2021-04-20 | hospital_demand | 169.03 | 181.91 | 190.02 | 191.12 | 200.52 | 219.01 | Optimistic | Afghanistan | AFG | 2022-01-02 | v8 | TRUE
https://raw.githubusercontent.com/mrc-ide/global-lmic-reports/master/AFG/projections.csv | 2021-04-20 | ICU_demand | 64.88 | 69.37 | 72.8 | 73.24 | 77.02 | 83.86 | Optimistic | Afghanistan | AFG | 2022-01-02 | v8 | TRUE
https://raw.githubusercontent.com/mrc-ide/global-lmic-reports/master/AFG/projections.csv | 2021-04-20 | hospital_incidence | 21.24 | 22.91 | 23.92 | 24.08 | 24.77 | 27.06 | Optimistic | Afghanistan | AFG | 2022-01-02 | v8 | TRUE
https://raw.githubusercontent.com/mrc-ide/global-lmic-reports/master/AFG/projections.csv | 2021-04-20 | ICU_incidence | 6.38 | 6.88 | 7.18 | 7.23 | 7.44 | 8.13 | Optimistic | Afghanistan | AFG | 2022-01-02 | v8 | TRUE
https://raw.githubusercontent.com/mrc-ide/global-lmic-reports/master/AFG/projections.csv | 2021-04-20 | prevalence | 20038.43 | 21537.57 | 22498.53 | 22586.86 | 23363.69 | 25198.87 | Optimistic | Afghanistan | AFG | 2022-01-02 | v8 | TRUE
https://raw.githubusercontent.com/mrc-ide/global-lmic-reports/master/AFG/projections.csv | 2021-04-20 | cumulative_infections | 1129558.14 | 1168571.48 | 1200007.99 | 1204351.24 | 1226155.79 | 1329545.26 | Optimistic | Afghanistan | AFG | 2022-01-02 | v8 | TRUE
https://raw.githubusercontent.com/mrc-ide/global-lmic-reports/master/AFG/projections.csv | 2021-04-20 | cumulative_deaths | 2331.54 | 2421.62 | 2501.66 | 2506.85 | 2554.03 | 2789.83 | Optimistic | Afghanistan | AFG | 2022-01-02 | v8 | TRUE
https://raw.githubusercontent.com/mrc-ide/global-lmic-reports/master/AFG/projections.csv | 2021-04-20 | Rt | 1.23 | 1.26 | 1.28 | 1.28 | 1.3 | 1.34 | Optimistic | Afghanistan | AFG | 2022-01-02 | v8 | TRUE
https://raw.githubusercontent.com/mrc-ide/global-lmic-reports/master/AFG/projections.csv | 2021-04-20 | Reff | 1.19 | 1.22 | 1.24 | 1.24 | 1.26 | 1.3 | Optimistic | Afghanistan | AFG | 2022-01-02 | v8 | TRUE
https://raw.githubusercontent.com/mrc-ide/global-lmic-reports/master/AFG/projections.csv | 2021-04-20 | infections | 3367.88 | 3613.54 | 3748.67 | 3793.66 | 3981.35 | 4254.57 | Pessimistic | Afghanistan | AFG | 2022-01-02 | v8 | TRUE
https://raw.githubusercontent.com/mrc-ide/global-lmic-reports/master/AFG/projections.csv | 2021-04-20 | deaths | 3.87 | 4.11 | 4.34 | 4.38 | 4.62 | 5.02 | Pessimistic | Afghanistan | AFG | 2022-01-02 | v8 | TRUE
https://raw.githubusercontent.com/mrc-ide/global-lmic-reports/master/AFG/projections.csv | 2021-04-20 | hospital_demand | 169.03 | 181.91 | 190.02 | 191.12 | 200.52 | 219.01 | Pessimistic | Afghanistan | AFG | 2022-01-02 | v8 | TRUE
https://raw.githubusercontent.com/mrc-ide/global-lmic-reports/master/AFG/projections.csv | 2021-04-20 | ICU_demand | 64.88 | 69.37 | 72.8 | 73.24 | 77.02 | 83.86 | Pessimistic | Afghanistan | AFG | 2022-01-02 | v8 | TRUE
https://raw.githubusercontent.com/mrc-ide/global-lmic-reports/master/AFG/projections.csv | 2021-04-20 | hospital_incidence | 21.24 | 22.91 | 23.92 | 24.08 | 24.77 | 27.06 | Pessimistic | Afghanistan | AFG | 2022-01-02 | v8 | TRUE
https://raw.githubusercontent.com/mrc-ide/global-lmic-reports/master/AFG/projections.csv | 2021-04-20 | ICU_incidence | 6.38 | 6.88 | 7.18 | 7.23 | 7.44 | 8.13 | Pessimistic | Afghanistan | AFG | 2022-01-02 | v8 | TRUE
https://raw.githubusercontent.com/mrc-ide/global-lmic-reports/master/AFG/projections.csv | 2021-04-20 | prevalence | 20038.43 | 21537.57 | 22498.53 | 22586.86 | 23363.69 | 25198.87 | Pessimistic | Afghanistan | AFG | 2022-01-02 | v8 | TRUE
https://raw.githubusercontent.com/mrc-ide/global-lmic-reports/master/AFG/projections.csv | 2021-04-20 | cumulative_infections | 1129558.14 | 1168571.48 | 1200007.99 | 1204351.24 | 1226155.79 | 1329545.26 | Pessimistic | Afghanistan | AFG | 2022-01-02 | v8 | TRUE
https://raw.githubusercontent.com/mrc-ide/global-lmic-reports/master/AFG/projections.csv | 2021-04-20 | cumulative_deaths | 2331.54 | 2421.62 | 2501.66 | 2506.85 | 2554.03 | 2789.83 | Pessimistic | Afghanistan | AFG | 2022-01-02 | v8 | TRUE
https://raw.githubusercontent.com/mrc-ide/global-lmic-reports/master/AFG/projections.csv | 2021-04-20 | Rt | 1.23 | 1.26 | 1.28 | 1.28 | 1.3 | 1.34 | Pessimistic | Afghanistan | AFG | 2022-01-02 | v8 | TRUE
https://raw.githubusercontent.com/mrc-ide/global-lmic-reports/master/AFG/projections.csv | 2021-04-20 | Reff | 1.19 | 1.22 | 1.24 | 1.24 | 1.26 | 1.3 | Pessimistic | Afghanistan | AFG | 2022-01-02 | v8 | TRUE
https://raw.githubusercontent.com/mrc-ide/global-lmic-reports/master/AFG/projections.csv | 2021-04-20 | infections | 3367.88 | 3613.54 | 3748.67 | 3793.66 | 3981.35 | 4254.57 | Relax Interventions 50% | Afghanistan | AFG | 2022-01-02 | v8 | TRUE
https://raw.githubusercontent.com/mrc-ide/global-lmic-reports/master/AFG/projections.csv | 2021-04-20 | deaths | 3.87 | 4.11 | 4.34 | 4.38 | 4.62 | 5.02 | Relax Interventions 50% | Afghanistan | AFG | 2022-01-02 | v8 | TRUE
https://raw.githubusercontent.com/mrc-ide/global-lmic-reports/master/AFG/projections.csv | 2021-04-20 | hospital_demand | 169.03 | 181.91 | 190.02 | 191.12 | 200.52 | 219.01 | Relax Interventions 50% | Afghanistan | AFG | 2022-01-02 | v8 | TRUE
https://raw.githubusercontent.com/mrc-ide/global-lmic-reports/master/AFG/projections.csv | 2021-04-20 | ICU_demand | 64.88 | 69.37 | 72.8 | 73.24 | 77.02 | 83.86 | Relax Interventions 50% | Afghanistan | AFG | 2022-01-02 | v8 | TRUE
https://raw.githubusercontent.com/mrc-ide/global-lmic-reports/master/AFG/projections.csv | 2021-04-20 | hospital_incidence | 21.24 | 22.91 | 23.92 | 24.08 | 24.77 | 27.06 | Relax Interventions 50% | Afghanistan | AFG | 2022-01-02 | v8 | TRUE
https://raw.githubusercontent.com/mrc-ide/global-lmic-reports/master/AFG/projections.csv | 2021-04-20 | ICU_incidence | 6.38 | 6.88 | 7.18 | 7.23 | 7.44 | 8.13 | Relax Interventions 50% | Afghanistan | AFG | 2022-01-02 | v8 | TRUE
https://raw.githubusercontent.com/mrc-ide/global-lmic-reports/master/AFG/projections.csv | 2021-04-20 | prevalence | 20038.43 | 21537.57 | 22498.53 | 22586.86 | 23363.69 | 25198.87 | Relax Interventions 50% | Afghanistan | AFG | 2022-01-02 | v8 | TRUE
https://raw.githubusercontent.com/mrc-ide/global-lmic-reports/master/AFG/projections.csv | 2021-04-20 | cumulative_infections | 1129558.14 | 1168571.48 | 1200007.99 | 1204351.24 | 1226155.79 | 1329545.26 | Relax Interventions 50% | Afghanistan | AFG | 2022-01-02 | v8 | TRUE
https://raw.githubusercontent.com/mrc-ide/global-lmic-reports/master/AFG/projections.csv | 2021-04-20 | cumulative_deaths | 2331.54 | 2421.62 | 2501.66 | 2506.85 | 2554.03 | 2789.83 | Relax Interventions 50% | Afghanistan | AFG | 2022-01-02 | v8 | TRUE
https://raw.githubusercontent.com/mrc-ide/global-lmic-reports/master/AFG/projections.csv | 2021-04-20 | Rt | 1.23 | 1.26 | 1.28 | 1.28 | 1.3 | 1.34 | Relax Interventions 50% | Afghanistan | AFG | 2022-01-02 | v8 | TRUE
https://raw.githubusercontent.com/mrc-ide/global-lmic-reports/master/AFG/projections.csv | 2021-04-20 | Reff | 1.19 | 1.22 | 1.24 | 1.24 | 1.26 | 1.3 | Relax Interventions 50% | Afghanistan | AFG | 2022-01-02 | v8 | TRUE
https://raw.githubusercontent.com/mrc-ide/global-lmic-reports/master/AFG/projections.csv | 2021-04-20 | infections | 3374.67 | 3636.1 | 3796.63 | 3825.08 | 4064.64 | 4326.39 | Surged Additional 50% Reduction | Afghanistan | AFG | 2022-01-02 | v8 | TRUE
https://raw.githubusercontent.com/mrc-ide/global-lmic-reports/master/AFG/projections.csv | 2021-04-20 | deaths | 3.88 | 4.22 | 4.41 | 4.41 | 4.61 | 4.93 | Surged Additional 50% Reduction | Afghanistan | AFG | 2022-01-02 | v8 | TRUE
https://raw.githubusercontent.com/mrc-ide/global-lmic-reports/master/AFG/projections.csv | 2021-04-20 | hospital_demand | 169.78 | 184.24 | 191.68 | 192.69 | 201.32 | 215.82 | Surged Additional 50% Reduction | Afghanistan | AFG | 2022-01-02 | v8 | TRUE
https://raw.githubusercontent.com/mrc-ide/global-lmic-reports/master/AFG/projections.csv | 2021-04-20 | ICU_demand | 65.11 | 70.67 | 73.83 | 73.82 | 77.23 | 82.42 | Surged Additional 50% Reduction | Afghanistan | AFG | 2022-01-02 | v8 | TRUE
https://raw.githubusercontent.com/mrc-ide/global-lmic-reports/master/AFG/projections.csv | 2021-04-20 | hospital_incidence | 21.5 | 23.29 | 24.02 | 24.29 | 25.48 | 27.1 | Surged Additional 50% Reduction | Afghanistan | AFG | 2022-01-02 | v8 | TRUE
https://raw.githubusercontent.com/mrc-ide/global-lmic-reports/master/AFG/projections.csv | 2021-04-20 | ICU_incidence | 6.46 | 7 | 7.21 | 7.29 | 7.65 | 8.14 | Surged Additional 50% Reduction | Afghanistan | AFG | 2022-01-02 | v8 | TRUE