## DISCLAIMER
WHO COVID-19 Essential Supplies Forecasting Tool (COVID-ESFT) v4.1
v4.1 as of: January 31, 2022
DISCLAIMER |  |  | Please check to confirm you have read and understand ↓ | Check?
This calculator is a supply forecasting tool: This tool is meant to help governments, partners, and other stakeholders estimate potential requirements for essential supplies to respond to the current pandemic of COVID-19. Essential supplies include hygiene and IPC commodities, personal protective equipment, diagnostics, biomedical equipment for case management, drugs for supportive treatment, and consumable medical supplies. It is designed to proactively support decision-making and enable the rapid procurement of essential supplies. |  |  | I understand | 1 | I understand
Supplies are forecast based on short-term needs: This calculator helps guide users through the process of making assumptions about the estimated number of cases over time. As with all forecasts, uncertainty increases when going further out into the future. Users may prefer to use their own assumptions about the expected epidemiological curve in their geography rather than select pre-set options in the tool. In that case, the calculator offers flexibility for users to manually input the case numbers for a selected time period. |  |  |  | 0
Outputs are constrained based on editable parameters for health system infrastructure: This calculator includes editable assumptions about limitations of health systems to absorb the projected number of patients (for example, availability of health care workers and patient beds). Users can manually input staff and infrastructure assumptions on the 'Inputs' tab or select reference values from various datasets. |  |  |  | 0
Limitations: COVID-ESFT is not meant to be used as an epidemiological model. Estimated patient numbers are used primarily for forecasting bulk essential supply needs. The ESFT provides users the ability to quantify essential supply needs based on country-specific data driven from a dedicated epidemiological SEIR model. The ESFT also has a Susceptible-Infectious-Removed (SIR) case forecast option built in, however use of the SEIR connection is recommended. SIR inputs and the corresponding outputs may not accurately reflect the reality of what users will ultimately see in their geography. Users are discouraged from drawing conclusions about cases far into the future on the basis of these preliminary estimates. |  |  |  | 0
This is the fourth version of the calculator: As more data become available, updated versions will be shared in an effort to regularly develop the tool and improve its functionality and assumptions. |  |  |  | 0
1
The user has reviewed the disclaimer and understand the model's scope and limitations |  | COMPLETE, please proceed to the following tabs
© World Health Organization 2021. Some rights reserved. This work is available under the CC BY-NC-SA 3.0 IGO licence.
WHO reference number: WHO/2019-nCoV/Tools/Essential_forecasting/2021.1

## lists
Details explanation behind all toggle-able options in "Total forecast by item" tab
Key
Input from other tab
Assumption entered in this tab
Output variable calculated in this tab
Doubling rate options | Explanation
Country Specific | This is for the aggregator only
Very fast | Fastest doubling rate of virus - highest case load expected
Fast | Medium doubling rate of virus - medium case load expected
Medium | Slowest doubling rate of virus - based on strict containment, lowest case load expected
Slow
Very slow
Combined | Switches doubling speed from medium to slow after a certain number of weeks to flatten the curve
Diagnostic testing options | Explanation
Country Specific | This is for the aggregator only
All Suspected Cases | Test everyone suspected, mild, severe + critical for COVID-19
Targeted
Attack rate options | Explanation
Country Specific | This is for the aggregator only
Very low | Based on China, low
Low | Based on China, high
Medium | Based on academic modelling groups
High | Based on academic modelling groups
Manual
Cumulative Case Estimation Method | Explanation
Exponential Growth
SIR Model
Manual Entry
Imperial SEIR Model
Labs and testing options | Explanation
1 (8 hours)
2 (16 hours)
3 (24 hours)
2020-01-01
2025-12-21
Imperial SEIR Model Scenario Options |  | Death Calibrated Label: | Not Death Calibrated Label: |  | R(eff) or R(0) | Imperial Category Labels
|  | Maintain Status Quo |  |  |  | Maintain Status Quo
Low Transmission |  | Decrease Transmission 50% | Low Transmission | 0 | 0 | Additional 50% Reduction
Medium Transmission |  | Maintain Current Transmission | Medium Transmission | 0 | 0 | Maintain Status Quo
High Transmission |  | Increase Transmission 50% | High Transmission | 0 | 0 | Relax Interventions 50%
Contacts per Case
15: Low/None social distancing, e.g. advice only | 15
10: Medium/Weak social distancing, e.g. travel restrictions | 10
5: High/Strong, e.g. stay at home regulations | 5
Manual

## Staffing from HRH tool
Staff Category
This worksheet is for defining your staff categories. Simplified groups from HWC Need worksheet (external). Patient time is given across different settings, according to staff skills and scope of practice. Note that only hours/day is used in the calculations.
|  | Reference |  | HWFE tool methodology, combined with LMIC-specific inputs from consultations, e.g., with Ethiopian clinical leads
[5 empty] | Patient time per 24hrs by Severity Type | [6 empty] | ESFT grouping
[5 empty] | 1 | 2 | 3 | 4 | 5 | 6 | 7
| ID | Occupational title | Grouping number | ILO codes | Mild | Moderate | Severe | Critical | Screening / Triage | NOT USED | NOT USED
| 1 | General medical practitioner | 1a | 2211, 2240 | 0 | 0 | 0 | 0 | 0 |  |  | HCW
| 2 | Internists | 1b | 2212 | 0 | 0 | 0 | 0 | 0 |  |  | HCW
| 3 | Specialist medical practitioner (Critical care) | 2a | 2212 | 0 | 0 | 0 | 4.2812 | 0 |  |  | HCW
| 4 | Specialist medical practitioner (Dialysis) | 2b | 2212 | 0 | 0 | 0 | 0.18 | 0 |  |  | HCW
| 5 | Specialist medical practitioner (Radiology) | 2c | 2212 | 0 | 0 | 0 | 0.2125 | 0 |  |  | HCW
| 6 | Specialist medical practitioner (Junior resident medical officer, Medical licentiate) | 2d | 2212 | 0 | 1 | 1.3386 | 0 | 0 |  |  | HCW
| 7 | Nursing professional (Outpatient) (Clinical officer general) | 3a | 2221, 3221 | 0.5 | 0 | 0 | 0 | 0.5 |  |  | HCW
| 8 | Nursing professional (Ward) (Registered nurse) | 3b | 2221, 3221 | 0 | 3.5 | 8.6355 | 0 | 0 |  |  | HCW
| 9 | Nursing professional (Critical care) (Clinical nurse) | 3c | 2221 | 0 | 0 | 0.5 | 15.5281 | 0 |  |  | HCW
| 10 | Nursing professional (Dialysis) | 3d | 2221 | 0 | 0 | 0 | 4.05 | 0 |  |  | HCW
| 11 | Junior Clinical Nurses | 9 | 2221 | 0.5 | 0 | 0 | 0 | 0.3 |  |  | HCW
| 12 | Medical Technician (Radiology) | 4a | 3259 | 0 | 0 | 0 | 0.625 | 0 |  |  | HCW
| 13 | Pharmaceutical technician | 4b | 3211 | 0 | 0.25 | 0.25 | 0.5 | 0 |  |  | HCW
| 14 | Lab technician (Lab/medical lab scientist and technologist) | 4c | 3213 | 0 | 1 | 2 | 2 | 0 |  |  | HCW
| 15 | Pharmacist (Pharmacists) | 5 | 3212 | 0 | 1 | 0.5 | 0.5 | 0 |  |  | HCW
| 16 | Hospital support (Cleaner/Helper) (EHT) | 7a | 2262 | 0 | 0.5 | 0.5 | 0.75 | 0 |  |  | Cleaner
| 17 | Hospital support (Medical secretaries) | 7b | 2265 | 0 | 0.5 | 0.5 | 0.5 | 0 |  |  | Admin
| 18 | Patient support (Social work & counselling) | 8a | (9112) 3257 | 0 | 1 | 1 | 0.5 | 0 |  |  | HCW
| 19 | Patient support (Physio & occupational therapy) | 8b | 3344 | 0 | 0 | 0.5 | 1 | 0 |  |  | HCW
| 20 | Patient Support (Liaison nurse) | 8c | 2635 | 0 | 3.5 | 3.5 | 3.3125 | 0 |  |  | HCW
| 21 | Community Health Workers | 10 | 2264 | 0 | 0 | 0 | 0 | 0 |  |  | HCW
22 | bar: Patient time per 24hrs by Severity Type 1; Patient time per 24hrs by Severity Type 5 to Patient time per 24hrs by Severity Type 7
23 | bar: Patient time per 24hrs by Severity Type 2 to Patient time per 24hrs by Severity Type 4; Patient time per 24hrs by Severity Type 6 to Patient time per 24hrs by Severity Type 7
24
25
ISCO code | Subgroup (code = first 3 digits) | Name | Category | esft code?
2211 | Medical Doctors | Generalist Medical Practitioners | HCW | Y
2212 | Medical Doctors | Specialist Medical Practitioners | HCW | Y
2221 | Nursing and Midwifery Professionals | Nursing Professionals | HCW | Y
2240 | Paramedical Practitioners | Paramedical Practitioners | HCW | Y
2262 | Other Health Professionals | Pharmacists | HCW
2263 | Other Health Professionals | Environmental and Occupational Health and Hygiene Professionals | HCW
2264 | Other Health Professionals | Physiotherapists | HCW
2265 | Other Health Professionals | Dieticians and Nutritionists | HCW
2269 | Other Health Professionals | Health Professionals Not Elsewhere Classified | HCW
2635 | Social and Religious Professionals | Social Work and Counseling Professionals | HCW
3211 | Medical and Pharmaceutical Technicians | Medical Imaging and Therapeutic Equipment Technicians | HCW
3212 | Medical and Pharmaceutical Technicians | Medical and Pathology Laboratory Technicians | HCW
3213 | Medical and Pharmaceutical Technicians | Pharmaceutical Technicians and Assistants | HCW
3221 | Nursing and Midwifery Associate Professionals | Nursing Associate Professionals | HCW | Y
3253 | Other Health Associate Professionals | Community Health Workers | CHW
3255 | Other Health Associate Professionals | Physiotherapy Technicians and Assistants | HCW
3256 | Other Health Associate Professionals | Medical Assistants | HCW | Y
3257 | Other Health Associate Professionals | Environmental and Occupational Health Inspectors and Associates | Cleaner
3258 | Other Health Associate Professionals | Ambulance Workers | Ambulance Personnel
3259 | Other Health Associate Professionals | Health Associate Professionals Otherwise Not Classified | HCW
3344 | Administrative and Specialized Secretaries | Medical Secretaries | Admin
5321 | Personal Care Workers in Health Services | Health Care Assistants | HCW | Y
8322 | Car, Van and Motorcycle Drivers | Car, Taxi and Van Drivers | Ambulance Personnel | Y
9112 | Domestic, Hotel and Office Cleaners and Helpers | Cleaners and Helpers in Offices, Hotels and Other Establishments | Cleaner | Y

## Summary of Updates
WHO COVID-19 Essential Supplies Forecasting Tool (COVID-ESFT) v4.1
v4.1 as of: January 31, 2022
WHO COVID-19 Essential Supplies Forecasting Tool Overview
SARS-CoV-2, a previously unknown coronavirus that emerged in December of 2019, causes COVID-19 and was characterized as a pandemic by the World Health Organization on March 11, 2020. The pandemic has required countries around the world to develop containment and mitigation strategies to control the spread of COVID-19. To assist with the response to the pandemic, the WHO developed the WHO COVID-19 Essential Supplies Forecasting Tool (COVID-ESFT) to allow users to quantify for commodities used in the course of patient and disease management. The current version of the tool covers five categories of essential commodities: hygiene, personal protective equipment (PPE), diagnostics, drugs and consumables, and biomedical equipment for case management. The tool has been designed to be user-friendly, and allow users to quickly estimate commodity needs. Please note that this tool is not designed to be an epidemiological model, though it does include epidemiological principles to help estimate the number of infections. The primary user tabs are explained in detail below, with high-level summaries of back-end tabs at the end.
Updates included in version 4.1
Update |  | Explanation of update
1 | Therapuetics updates | 1 | Inclusion of IL6 receptor blocker, Tocilizumab, and monoclonal antibodies, co-formulation Casirivimab/Imdevimab, as introduced in WHO guidelines.
2 | Pricing updates | 2 | Updated reference prices for all products except those for which references prices are not available.
3 | Stock input option | 3 | Option for user to input values for current available stock of products to reduce amount forecast - user can also zero out products they don't wish to incude in their forecast.
4 | Moved High-Level Results & Healthcare Worker and Staff Required by Setting on User Dashboard | 4 | Moved the section with the high-level weekly results and a detailed description of healthcare worker and staff required by setting on the user dashboard to be beneath the detailed equipment quantification to allow user to see supply results earlier in the dashboard.
5 | Updated to SEIR case estimation | 5 | The case estimation from Imperial College London (SEIR estimate) now factors in the potential effect of vaccination programs being implemented at country level.
6 | Updated population input option | 6 | User can now modify the "population" value on the "Inputs" page.
We will continue to update this tool with each update to the guidance around essential supplies. We will also include additional therapeutics as they are introduced into guidance and will republish the tool with each of these updates.

## Tool Overview
WHO COVID-19 Essential Supplies Forecasting Tool (COVID-ESFT) v4.1
v4.1 as of: January 31, 2022
WHO COVID-19 Essential Supplies Forecasting Tool Overview
SARS-CoV-2, a previously unknown coronavirus that emerged in December of 2019, causes COVID-19 and was characterized as a pandemic by the World Health Organization on March 11, 2020. The pandemic has required countries around the world to develop containment and mitigation strategies to control the spread of COVID-19. To assist with the response to the pandemic, the WHO developed the WHO COVID-19 Essential Supplies Forecasting Tool (COVID-ESFT) to allow users to quantify for commodities used in the course of patient and disease management. The current version of the tool covers five categories of essential commodities: hygiene, personal protective equipment (PPE), diagnostics, drugs and consumables, and biomedical equipment for case management. The tool has been designed to be user-friendly, and allow users to quickly estimate commodity needs. Please note that this tool is not designed to be an epidemiological model, though it does include epidemiological principles to help estimate the number of infections. The primary user tabs are explained in detail below, with high-level summaries of back-end tabs at the end.
'Inputs' tab
This tab contains the majority of the inputs used to develop the forecast
Sections |  | Explanation of Inputs
1 | Country/Territory Selection | 1 | Users select the country for the commodity quantification. Select the "Manual" radio button for sub-national forecasting and enter in the population size.
2 | Current Cumulative Case Count | 2 | Enter the current known number of cases in-country (must be greater than 1)
3 | Patients and Case Severity | 3 | Define case severity ratios across 4 categories (mild, moderate, severe, and critical), as well as time spent in hospital/isolation and case fatality rates
4 | Health Care Workers and Staff | 4 | Designate the number of health care workers and staff for the COVID-19 response, as well as staff to patient and staff to bed ratios
5 | Hospital and Care Infrastructure | 5 | Designate the number of hospital beds available for the COVID-19 response, including what portion can be used for critical patients needing ventilation
6 | Labs and Testing | 6 | Input the diagnostic testing platforms in-country to estimate testing absorption capacity. Users also designate lab staff available for the COVID-19 response
7 | Oxygen Use | 7 | Enter assumptions here about oxygen use and volume of oxygen needed across different case severity categories
8 | Equipment Use | 8 | Click the link in this section to edit inputs and assumptions around equipment/commodity use by patients, care staff, etc. See further details below
'User Dashboard' tab
This is the tab for users of the tool to toggle various epidemic scenarios and view the impact on commodity quantification. It also summarizes the key quantification outputs graphically and in table format
Toggles |  | Explanation of Inputs
1 | Infections & Growth Rate | 1 | This section allows the user to define how they want to model the trajectory of the epidemic.
Cumulative Case Estimation Method. Please see the Technical Document for detailed information on each of the below Manual Entry: Allows users to manually input a weekly epi curve on the 'Patient Calcs' tab. SIR Model: Models the course of the epidemic via a SIR model, which includes susceptible, infected, and recovered individuals. Users who select this option still need to enter a clinical attack rate and a number of SIR model-specific inputs. Imperial SEIR Model: The Imperial SEIR Model is a model developed by infectious disease epidemiologists at the Imperial College London. The COVID-19-ESFT model has built-in links to retrieve the most recent forecast data for the user-selected country, and automatically load in this data into the model. While ESFT users are encouraged to review and understand the SEIR model, users do not need to specify any model parameters or inputs.
Clinical Attack Rate: The rate at which the population is symptomatically infected. The tool has five pre-set options including a manual choice, and is only used if SIR Model is the selected case estimation method
2 | Determine Forecast Period | 2 | This section allows the user to define the time period for the commodity forecast.
Number of weeks to forecast equipment for (#): Enter the number of weeks worth of equipment to forecast (e.g., to forecast for three weeks of commodities, enter 3). Note that this cannot be higher than the value in the instructions cell which lists the max number of weeks (based on estimated epidemic trajectory)
Delivery lead time until shipments received (weeks): Enter an estimate of how long it will take commodities to be available in country (between 0 and 1 week)
Forecast week 0: Enter the date of the week prior to the start of the forecast. Note, this is automatically populated if using the Imperial SEIR
3 | Testing Strategy | 3 | This section allows the user to define and customize the testing strategy and algorithm used in country
Testing strategy for mild/moderate presenting cases: Select either "all suspected cases" or "targeted" testing. Selecting "targeted" quantifies tests for all severe/critical patients and a percent of suspects/mild/moderate cases as defined in the rest of the Testing Strategy section
% suspected/mild/moderate tested (with targeted testing strategy): If the "targeted" testing strategy is selected, here the user will enter the % of mild/moderate/suspected cases that will receive tests (typically those in high-risk populations). All severe/critical patients will still receive tests
Estimated negatives per positive test: Estimate how many suspects will test negative for every positive (if "targeted" strategy chosen, % of suspected/mild/moderate will be applied to this number)
Testing algorithm: The user can build a testing algorithm and decide how many tests to allocate across case severity categories (mild/moderate and severe/critical) and testing entry point (diagnosis, confirmation of negative)
Additional Testing Strategies: This section contains options for additional testing strategies, including healthcare workers, contact tracing, and antigen testing
Test per HCW/staff per week: Input the number of tests per week for HCW and other staff (list defined in the comment). Can input 0 if no testing in this pop.
Testing for contacts of positive cases: Select if the tool will quantify for testing to support contact tracing. If yes, users input average contacts per positive case
as well as the estimated percent of contacts who will actually submit for testing
Antigen testing: Select if antigen testing will be utilized, and if so, what percent of tests will be run via antigen testing (max is 80%)
'Equipment List & Usage' tab
This tab contains the inputs/assumptions for the commodities forecasted by the tool. Across care settings (e.g., inpatient, screening/triage, and isolation) and end users (e.g., HCW, patients), tool users can alter the assumptions around commodity use that will flow through to the outputs on the 'User Dashboard' tab. For example, the user can keep the default assumption around respirators per HCW in the inpatient setting, or change to fit a specific context. This tab also lists any "add-ons" that are supplied with certain commodities (e.g., cuffs with a patient monitor), and contains editable price estimates for each commodity.
Care Setting Descriptions:
Inpatient: Inpatient care for severe and critical patients
Screening/triage: Screening and triaging all suspected COVID-19 patients at first point of contact with the health care system (including those who ultimately test negative)
Isolation: Typically care provided at home or in a community facility (e.g., stadiums, gymnasiums, hotels) for mild/moderate patients
Laboratories: Labs where testing is conducted/processed
Personnel Descriptions (these definitions and ILO ISCO codes are in use in all tabs of the tool):
HCW: medical practitioners, including physicians, nursing professionals, and paramedical practitioners (ILO ISCO codes 2240, 2211, 2212, 2221, 3221, 5321, 3256)
Cleaners: cleaners and helpers (ILO ISCO code 9112)
Caregiver: patient carers such as parent, spouse, partner, etc.
Ambulancier: emergency paramedics and drivers (ILO ISCO codes 8322, 3258)
Patient: suspected case or person diagnosed with COVID-19 (can be further defined as a severe or critical or applicable to both)
Bed: equipment needed per patient bed (can be further defined as a severe or critical or applicable to both)
'Pharmaceuticals' tab
This tab contains the master list of pharmaceutical commodities that are included in the forecast. The items included are based on bundles recommended by the WHO and volume estimates are generated based on the forecasted scenario and separated by case severity category (critical, severe, or moderate). While a number of pharmaceuticals are included on the list, ones specifically indicated for COVID-19 supportive care are highlighted in yellow (corticosteroids and anticoagulants). The quantification only requires users to input estimated prices for each pharmaceutical product.
'Non-COVID Essential Services' tab
This tab allows users to quantify for hygiene products and PPE required for non-COVID essential health services. Nine cadres of health care workers, based on the WHO Global Health Observatory, are available as options.
Users indicate whether or not to include each cadre, input the estimated number of people within each cadre, and the number of days worked per week. Reference values have been provided to help estimate the number of HCWs.
Users can then adjust the baseline assumptions on commodity use by cadre, and the tool quantifies the commodity need across the length of the forecast scenario.
Please Note: the output of this tab does not flow into the aggregated tool outputs on the 'User Dashboard' tab, and must be added separately.
Brief Descriptions of Other Tabs
Summary Tabs
Commodities by Week: Breaks down total quantified need into weekly requirements
Weekly Summary: Summarizes HCW, staff, patient, and testing needs over time
Patient Calcs
Patient Calcs: Shows the patient numbers each week depending on the case estimation method selected on the 'User Dashboard'. It also is where users will manually enter the number of cases if the manual option is selected.
SIR Model Patient Calcs: For interested users, this tab shows the backend of the SIR model calculations.
Manual Imperial Import Instruc: This tab contains instructions for how to manually import the Imperial SEIR model data if it does not automatically import.
Country Imperial Manual Import: This is where Imperial SEIR model data are added if downloaded manually by the user.
Reference Data
HCW, Staff, Beds Summary: Summarizes staffing and bed data from the World Bank, WHO, and UNDP by country.
WHO GHO Data: Contains staffing data by country for each country from the WHO Global Health Observatory datasets.
WB Beds: Contains World Bank estimates of hospital beds in each country.
UNDP Population Data: Contains UNDP population data for each country.
Blank Sheets
The tool contains four blank unlocked sheets that can be used for various purposes while forecasting.
© World Health Organization 2021. Some rights reserved. This work is available under the CC BY-NC-SA 3.0 IGO licence.
WHO reference number: WHO/2019-nCoV/Tools/Essential_forecasting/2021.1

## Inputs
WHO COVID-19 Essential Supplies Forecasting Tool (COVID-ESFT) v4.1
User Inputs
This tab contains the majority of the modifiable user inputs that are used to shape and constrain the forecast. The links on the right can be used to quickly navigate to various sub-sections within this tab. Forecast scenario selectors relating to case estimation, forecast period, and testing strategy/algorithm are on the 'User Dashboard' tab. Users can input their own assumptions in the blue cells, and reference assumptions are pre-populated to the right of each blue cell in a grey cell. If an input is 0, do not leave the cell blank: enter in the number 0. If the blue cells are left blank, the tool will use the reference value for calculations. When "Manual Entry" is selected, the reference WB and WHO data will be based on global averages. If users would rather use all the reference values rather than populate their own information they may select the box in cell D34. The model will then use all the reference data from the gray cells that will then be light yellow. The 'User Dashboard' tab contains additional inputs for running scenarios, and is where the user can alter the way the tool estimates cases, the country's testing strategy, and the length of the forecast period. |  |  |  |  | Input Quick Navigation
Country/Territory Selection
Current Cumulative Case Count
Patients and Case Severity
Health Care Workers (HCW) and Staff
Hospital Infrastructure
Labs and Testing
Oxygen Use
Equipment Use (separate tab)
Country/Territory Selection
Select Country or Manual Entry
Country/Territory | Afghanistan |  | 1
Estimated population (2020): | 38054941
Manual Population Entry | 100000
Current Cumulative Case Count |  | Back to Top
Known Cumulative Cases (#)
Select box to use reference values for all inputs below (deselect to manually enter inputs in all blue cells) → |  | Inputs will use reference values |  | TRUE | TRUE
|  | Reference values for: | Afghanistan
Patients and Case Severity |  | Back to Top
Case Severity | % of Cases |  | Reference values
% Mild (isolation) |  |  | 40% | Mild cases are considered to be isolating to minimize onward transmission |  | 40%
% Moderate (isolation) |  |  | 40% | Moderate cases are considered to be isolating to minimize onward transmission |  | 40%
% Severe (inpatient, needs O2) |  |  | 15% | Severe patients, dependent on severe bed availability, admitted to hospital and requiring oxygen |  | 15%
% Critical (inpatient, ventilation) | 100% |  | 5% | Critical cases, dependent on critical bed availability, admitted to hospital and requiring ventilation |  | 5%
Length of Stay by Case Severity | # of Weeks |  | Note that length of stay must be entered in terms of weeks, not days
Mild case (isolation) |  |  | 2 | WHO recommendation based on incubation period of COVID-19 and case management guidelines |  | 2
Moderate case (isolation) |  |  | 2 | WHO recommendation based on incubation period of COVID-19 and case management guidelines |  | 2
Severe case (hospitalized duration) |  |  | 1 | Based on studies of case severity |  | 1
Critical case (hospitalized duration) |  |  | 2 | Based on studies of case severity |  | 2
Case Fatality Rates
Severe fatality rate (%) |  |  | 13.4% | Based on WHO China Joint Mission Report |  | 13.4%
Critical fatality rate (%) |  |  | 50% | Based on Imperial College paper |  | 50%
Note: HCW estimates are primarily used to estimate PPE and other equipment, not to differentiate tasks by cadre or to cap admitted patients. If the number of available HCWs and other staff is reached in the course of the forecast, the numbers of required staff stop growing and PPE is not forecasted for them given the assumption that they do not exist. However, this is not used to cap the number of patients seen. Users are encouraged to use this section to plan for any required surge capacity. Throughout the tool, HCWs refers to all medical practitioners, including doctors, nursing professionals, and paramedical practitioners (ILO ISCO codes 2240, 2211, 2212, 2221, 3221, 5321, 3256)
Health Care Workers (HCW) and Staff |  | Back to Top
Notes
Health workforce
# HCWs in the country/region |  |  | 10611 | Estimate based on total # of doctors (from World Bank dataset) and nurses (from WHO Global Health Observatory dataset) only. To add more staff, increase the total staff available in C62. |  | 10611
Of these 10611 HCWs, what % are available for each care setting: |  | Absolute # of HCW | Note that %s are capped to sum to 100% - to add more staff please increase total staff quantity in C62
% HCW not activated for COVID-19 care |  | 4244.4 | 40% | Reference will assume 40% not working on COVID (i.e., 60% allocation to COVID-19); with other references based on staff ratios and patient severity ratios |  | 40%
% treating hospitalized COVID-19 inpatients |  | 5447.834 | 51.34% | HCW performing mostly inpatient tasks with severe and critical patients (e.g., management of respiratory failure and critical care monitoring) |  | 51.34%
% HCWs screening and triaging suspected COVID-19 cases | 100% | 918.766 | 8.659% | HCWs screening and triaging suspected COVID cases at all points of access to the health system, including primary health centres, clinics, hospital emergency units, and ad hoc community settings |  | 8.659%
HCW and cleaner values are based on 8 hour shifts and the latest workforce estimates for time required to perform activities related to caring for severe/critical patients, based on HWFE methodology. If 1 HCW covered 1.9 beds during an 8-hour shift, and there were 3 shifts in a 24-hour day, there would be 3 HCWs per 1.9 beds per day, or 3/1.9. The user would enter 1.6 in the input cell). Reference values will vary depending on entered case severity split, due to different care requirements for severe vs. critical patients.
HCW and Other Staff Ratios
Hospitalized inpatient care | # per Bed
# HCWs per bed |  |  | 2.3718 | HCW ratio based on 8-hour shifts per bed per day |  | 2.3718
# Cleaners per bed |  |  | 0.64121 | Cleaner ratio based on 8-hour shifts per bed per day |  | 0.64121
# Ambulance Personnel per bed |  |  | 0.06 | Ambulance personnel ratio assumes 1 ambulance per 100 bed hospital with 2 operators (paramedic + driver) at all times (3x 8 hour shifts) so 6/100 beds |  | 0.06
# Biomedical Engineers per bed |  |  | 0.02 | Biomedical engineer ratio assumes 2 biomedical engineers (on 8-hour shifts) per 100 bed hospital |  | 0.02
Screening and triage
Cases screened/triaged per HCW per day |  |  | 10 | Screening/triage ratio is based on the assumption that each screening/triage takes approximately 48 minutes, which is 10 consultations per 8-hour shift ((8*60)/48). |  | 10
Informal Caregiver Ratios
| # per patient |  | # per patient
# of informal caregivers for severe/critical patients treated in hospital |  |  | 0 | Reference assumption of zero is based on current guidance that no family members or other caretakers should be in hospitals. |  | 0
# of informal caregivers for mild/moderate patients isolating |  |  | 1 | Reference is based on management of home care guidance, with estimates of 1 caregiver per patient for the duration of the roughly 2-week isolation. This calculation estimates the quantity of PPE required (e.g., masks and gloves) for the patient and caregiver |  | 1
Staff Ratios for Community Care for moderate patients | # per Bed
HCWs |  |  | 1.4062 | Based on LMIC-specific HRH modelling |  | 1.4062
Cleaners |  |  | 0.625 | Based on LMIC-specific HRH modelling |  | 0.625
Points of Entry: Health Care Staff Ratios
# HCWs per POE checkpoint |  |  |  | Placeholder until inputs from WHO |  | 0
Bed capping is used to constrain the number of admitted patients, and the number of patients in a bed receiving treatment at any time. Forecasting of supplies is limited to the number of patients/beds/HCWs etc. that can be treated based on bed caps provided. If no severe/critical beds are entered below, no equipment will be forecasted for those beds/patients.
Hospital and Care Infrastructure |  | Back to Top
Hospitals |  |  |  | Notes
# Hospital beds in-country (all levels of care) |  |  | 14841 | World Bank estimate for total hospital beds (enter 10,000,000 for unconstrained scenario to model needs of treating all severe/critical cases as inpatients) |  | 14841
Of these 14841 beds, what % are available for different settings of care: |  | Absolute # of beds | Note that %s are capped to sum to 100% - to add more beds please increase total bed quantity in C98
% Not allocated for COVID-19 |  | 5936.4 | 40% | Reference will assume 40% not allocated to COVID (e.g., 60% allocation to COVID) |  | 40%
% Available for severe patients |  | 8662.6917 | 58.37% | Calculated from beds used for critical care and those not used for COVID-19 |  | 58.37%
% Available for critical patients |  | 241.9083 | 1.63% | Data estimates 1.63% are beds for critical care |  | 1.63%
# Hospital beds per care unit | 40 |  | 40 | Used to estimate triple packaging boxes. |  | 40
Points of Entry (POE)
# of major international points of entry | 3 |  | 3 | E.g., International airports, rail, and ports |  | 3
# of people passing through each PoE each day | 1000 |  | 1000 | Placeholder |  | 1000
Consultations/triage for patient diagnosis
% of patients that attend consultations/ triage vs. presumptive diagnosis or direct to hospital | 50% |  | 50% | Placeholder |  | 0.5
Community Care: Moderate Patients
# of community care locations for mild patients | 3 |  | 3 | Enter 0 if not quarantining mild patients; Placeholder for now |  | 3
Average # of beds per community care locations for mild patients | 20000 |  | 2000 | Enter 0 if not quarantining mild patients; Placeholder for now |  | 2000
Labs and Testing |  | Back to Top
"Max Tests per Day" Module
High-throughput conventional platforms available for COVID-19 |  |  | Existing lab capacity
# Roche 6800 platforms |  |  | 0 |  |  | 0
# Roche 8800 platforms |  |  | 0 |  |  | 0
# Abbott m2000 platforms |  |  | 0 |  |  | 0
# Hologic Panther platforms |  |  | 0 |  |  | 0
# Hologic Panther Fusion platforms |  |  | 0 |  |  | 0
Shifts/day (high-throughput conventional) |  |  | 1 (8 hours) | 1 shift per day |  | 1 (8 hours)
Days/week (high-throughput conventional) |  |  | 5 | 5 working days per week |  | 5
% High-throughput capacity for COVID-19 |  |  | Split evenly - 50% |  |  | Split evenly - 50%
Near-patient PCR machines available for COVID-19
# Cepheid GeneXpert modules |  |  | 309 | Enter number of modules, not platforms (e.g., if you have 3 systems with a 2-module configuration and 5 systems with a 4-module configuration, enter "26") |  | 309
Shifts/day (near-patient) |  |  | 1 (8 hours) | 1 shift per day |  | 1 (8 hours)
Days/week (near-patient) |  |  | 5 | 5 working days per week |  | 5
% Near-patient capacity for COVID-19 |  |  | Split evenly - 50% |  |  | Split evenly - 50%
Manual platforms available for COVID-19
# Manual real-time PCR platforms |  |  | 3 |  |  | 3
Shifts/day (Manual) |  |  | 1 (8 hours) | 1 shift per day |  | 1 (8 hours)
Days/week (Manual) |  |  | 5 | 5 working days per week |  | 5
% Manual capacity for COVID-19 |  |  | Fully dedicated - 100% |  |  | Fully dedicated - 100%
Calculated Max Testing Capacity/Day | 1506.4286 |  | 1506.4286 | Based on reference footprint and capacity assumptions
Based on existing platforms as entered above ↑
User Input Maximum # Tests per Day |  |  | 1506.4286 | Use 100,000,000,000 for 'unlimited', or 1506 for the calculated maximum |  | 1506.4286
"Additional Capacity per Day" Module
Near-patient PCR machines to add for COVID-19 (platforms not modules)
# Additional Cepheid GeneXpert 2-module systems
# Additional Cepheid GeneXpert 4-module systems
Manual platforms to add for COVID-19
# Additional thermocyclers needed
Additional daily capacity from new platforms | 0
Based on additional platforms as entered above ↑
Lab Staff |  |  | 401.25 | Calculated staff needed based on existing platforms: represents 11% of estimated lab staff in-country
# Lab Staff In Country |  |  | 3708 | Estimate from WHO GHO datasets - Refers to Medical and Pathology Laboratory Technicians (ILO ISCO code 3212) |  | 3708
Of these 3708 lab staff, % available for COVID-19 response |  |  | 66.67% | Reference assumes the % available lab staff will match the average % capacity for COVID-19 of the three types of lab platforms (high-throughput, near-patient, and manual) as entered above in the existing lab capacity section. |  | 66.67%
Lab Operations and Transport
# Labs conducting COVID-19 testing |  |  | 78.25 | Reference value assumes 1 lab for every 3 high-throughput, manual, or other platforms and 1 lab for every 4 GeneXpert modules |  | 78.25
# Lab staff per lab |  |  | 3 | Calculates PPE for lab staff based on number of labs |  | 3
# Cleaners per lab |  |  | 1 | Calculates PPE for lab cleaners based on number of labs |  | 1
# Safety boxes per hospital care unit per week |  |  | 8 | WHO recommendation for safe sharp disposal |  | 8
# Triple packaging per hospital care unit |  |  | 4 | WHO recommendation for sample transport |  | 4
% Wastage of manual testing kits |  |  | 10% | Only for manual test kits and commodities |  | 10%
Oxygen Use |  | Back to Top
Critical Patient Ventilation Split
% Critical patients with invasive mechanical ventilation | 67% |  | 66.67% | WHO recommendation |  | 66.67%
% Critical patients with non-invasive ventilation | 33% |  | 33.33% | WHO recommendation |  | 33.33%
O2 Flow Rate per Bed (LPM) | Liters per Minute (LPM)
Severe Patients |  |  | 10 | Severe patients require 5-15 LPM. Median taken. |  | 10
Critical Patients (invasive mechanical ventilation) |  |  | 30 | Invasive mechanical ventilation – proportion of flow that is O2 over course of treatment |  | 30
Critical Patients (non-invasive ventilation) |  |  | 30 | Non-invasive ventilation – proportion of flow that is O2 over course of treatment |  | 30
Equipment Use |  | Back to Top
Jump to Equipment Assumption Inputs
© World Health Organization 2021. Some rights reserved. This work is available under the CC BY-NC-SA 3.0 IGO licence.
WHO reference number: WHO/2019-nCoV/Tools/Essential_forecasting/2021.1
Note on B62: Refers to all medical practitioners, including physicians, nursing professionals, and paramedical practitioners (ILO ISCO codes 2240, 2211, 2212, 2221, 3221, 5321, 3256)
Note on B72: Refers to all medical practitioners, including physicians, nursing professionals, and paramedical practitioners (ILO ISCO codes 2240, 2211, 2212, 2221, 3221, 5321, 3256)
Note on B73: ILO ISCO code 9112
Note on B74: ILO ISCO codes 8322, 3258
Note on B138: Real-time PCR systems (Applied Biosystems 7500 FAST, QuantStudio 5, Bio-Rad CFX 96, Qiagen RotorQ, etc.)
Note on B153: Real-time PCR systems (Applied Biosystems 7500 FAST, QuantStudio 5, Bio-Rad CFX 96, Qiagen RotorQ, etc.)
Note on B158: (ILO ISCO code 3212)
● Select whether you are conducting a country forecast
or manual user-defined option. Select "Manual" for
sub-national or sub-population level forecasting
● Next, select Country/Territory from drop down menu
or enter your population size manually if applicable
● Enter the diagnosed number of cumulative cases currently in-country
● Input value must be at least '1'
Country
Manual Entry
The equipment and commodity lists and usage assumptions (hygiene, PPE, diagnostics, and biomedical equipment) can be found on the 'Equipment List & Usage' tab. Navigate there using the link below.
Max Tests per Day Module - Instructions
● The "Max Tests per Day Module" is a standalone module that assists countries in estimating the total number of
tests they can run each day based on existing lab infrastructure (i.e., absorption capacity)
● The "Calculated Max Testing Capacity/Day" below the blue arrow is the output of this module, and can be used to
"cap" the testing capacity in the given scenario based on likely absorption capacity
● To model unlimited testing capacity (i.e., no capacity constraints), enter 100,000,000,000 as the "User Input
Maximum # Tests per Day"
● The module also calculates the estimated lab staff needed based on the existing platforms in the country. This can
be used as an additional reference point (along with the World Bank data on lab staff) when filling in the "# of Lab
Staff In Country" cell
Additional Capacity per Day Module - Instructions
● The "Additional Capacity per Day Module" allows users to input needs for additional near-
patient and manual platforms to increase COVID-19 testing capacity
● Additional systems entered here will be quantified and costed in the outputs of the tool
● The module will also calculate the estimated increase in capacity per day given the
additional systems entered here (based on shifts and operating days entered in the "Max
Tests per Day" module and assuming these platforms will be 100% dedicated to COVID-19)
● Leave this section blank if you do not want to procure additional platforms

## User Dashboard
WHO COVID-19 Essential Supplies Forecasting Tool (COVID-ESFT) v4.1
Introduction: this tab will be used to run scenarios based on changing epidemic models, testing strategies, and the forecast period. Basic definitions are given next to each cell or in a comment within the cell. If further information is required, see the 'Tool Overview' tab or the associated FAQ and technical documents. Please pay close attention to any notices in red to ensure a valid forecast.
| User Dashboard | [64 empty] | Transmission Scenarios for Imperial SEIR Model Projections: Infections, Clinical Cases, and Deaths
[14 empty] | SIR Model Step 1: |  | Define rate of infection in your epidemic (note you can use reference values if unknown) | [8 empty] | SIR Model Step 2: |  | Define various stages of response that impact infection rates such as social distancing | [6 empty] | SIR Model Step 3: Define 1 stages of response | [31 empty] | The below graphs display projected infections, clinical cases and deaths from the Imperial SEIR model. If this case estimation method was not selected, please disregard these graphs.
[9 empty] | Dashboard Quick Navigation | [15 empty] | The model can be specified by stage - discrete time periods with varying Reproduction Number(R0) or Contacts per Person per Day. The average contact frequency or reproduction number might be expected to change if population interventions are introduced to delay or limit the spread of Covid-19. The relative reduction in reproduction number and contacts per person per day for common interventions such as social distancing and lockdown have been estimated based on their implementation in 11 European countries here: https://www.imperial.ac.uk/mrc-global-infectious-disease-analysis/covid-19/report-13-europe-npi-impact/. | [40 empty] | The data displayed is projected for Afghanistan. If forecasting for a different country, please return to the User Dashboard and ensure projection data has been imported correctly.
[9 empty] | High-Level Summary | [6 empty] | Select box to use reference values for inputs: (deselect to manually enter inputs) → |  |  | Inputs will use reference values (Hover over cells to view reference citation) |  |  | TRUE | [43 empty] | [Click here to return to User Dashboard]
[9 empty] | Staff & Patient Summary | [24 empty] | Specify the parameter selected in Step 2 for each stage of the outbreak. | [33 empty] | Low Transmission: R(0) = 0 | [5 empty] | Medium Transmission: R(0) = 0 | [5 empty] | High Transmission: R(0) = 0
|  |  | Edit SIR Model | [5 empty] | Commodity Quantification | [9 empty] | Reference values for: | Afghanistan |  |  |  |  | How many stages would you like to specify? (Minimum: 1, Maximum: 5) | [8 empty] | Stage 1 is generated from the parameters provided in Step 1 and no further input is needed.
| Cumulative Case Estimation Method | Imperial SEIR Model | [Click here to view Methods and Source Data for Imperial SEIR Model] | Manual Entry Calculations |  | Number of weeks to forecast equipment for (#) - Max is: 12 | 12 | 12 | 12 |  |  |  |  | Infectious Period (days): |  |  |  |  | 7 | The Infectious Period is the average number of days during which an infected person is likely to transmit the virus to susceptible persons. From a review of available literature, a period of 5-7 days may be a reasonable estimate for Covid-19. Specifying a period outside of this range may have a large impact on the forecasted epidemiologic curve.(sources in cell T12 comments) |  |  | 7 |  | 1
| Clinical Attack Rate | Low |  |  |  | Delivery lead time until shipments received (weeks) (0-1) | 0 | Note if this is set to 1, this pushes the forecast period out 1 week to factor in delivery time | [5 empty] | Current cumulative cases no longer infectious (Recovered or Dead Cases): | [5 empty] | The number of cases no longer infectious is used to estimate the initial number of infectious cases in the SIR model by subtracting those no longer infectious from the total cumulative cases. If unknown, the cumulative case count one infectious period prior to today can be used. Reference calculated under exponential growth assumptions with 4 day doubling time and the specified current cumulative cases. |  |  |  |  | Specify SIR model using which parameter? (select only one) Note: If only one stage will be used, parameter selection will have no impact on case estimation. | [8 empty] | Stage | Stage Start Day | User Input Effective Reproduction Number | User Input Contacts per Person per Day | Reproduction Number | Contacts per Person per Day
[6 empty] | Forecast week 0 (quantification starts after this week) in 'MM-DD-YY' format | 2022-01-01 | Imperial SEIR Model Forecast week 0 is: 02-Jan-2022 | [5 empty] | Current Average Contacts per Person per Day: |  |  |  |  | 13.9734 | Per day contacts is defined as “either skin-to-skin contact such as a kiss or handshake (a physical contact), or a two-way conversation with three or more words in the physical presence of another person but no skin-to-skin contact (a nonphysical contact)”. Social contact data used country-specific age distributions from World Bank data. Reference values are based on the POLYMOD study, source found in T14 comments | [13 empty] | 1 | 0 |  |  | 2.35 | 13.9734
| Imperial SEIR Model Scenario | Medium Transmission | Imperial SEIR model not fit to Covid-19 surveillance data for selected country as no recent deaths have been reported to the WHO. | [5 empty] | Testing Algorithm - enter # of tests per case severity for diagnosis and release |  |  |  |  | Probability of infection per contact between susceptible and infected persons: |  |  |  |  | 2.403% | Calculation: from a selected infectious time of 7 days, 14 contacts per person per day, and basic reproduction number of 2.35. (i.e. 2.35 persons infected per case / (14 contacts per day * 7 days)). To use a different reproduction number, it is suggested to use multiple 'stages' in Step 3 - if the current reproduction number is estimated to be different than the basic reproduction number of 2.35, it can be specified in the 2nd stage if the 2nd stage is set to start on day 0. |  |  | 13.9734 |  | Reproduction Number (Number of persons infected by each case) | [9 empty] | 35 | 2 | 4 | 2 | 11.8923
| [Click here to view projected infections, cases, and deaths under each scenario] |  | Automatic import of SEIR model outputs is not available on non-Windows operating systems. Please click here for manual import instructions. | [10 empty] | An "SIR Model" is a compartmental model commonly used in infectious disease forecasting The population is divided into three compartments, Susceptible, Infectious, and Removed. The SIR model here has a simple deterministic structure and can be viewed in the "SIR Model Patient Calcs" tab. If choosing to use the SIR option, it is advised to consult with someone who is familiar with this type of model to assist with assumptions. | [8 empty] | 2.403% |  | Contacts per Person per Day |  |  |  |  | 1 |  |  |  |  | 70 | 2.35 | 12 | 2.35 | 13.9734
| Imperial SEIR Model Scenario | Transmission Parameter |  |  |  | Testing Strategy for mild/moderate presenting cases (see comment) | All Suspected Cases | Case Severity | For diagnosis | For release | Total tests/case | [23 empty] | 600 | 2.35 | 12 | 2.35 | 13.9734
| Low Transmission | R(0) = 0 |  |  |  | % suspected/mild/moderate tested (if targeted testing) | 10% | Mild/Moderate | 1 | N/A | 1 | [13 empty] | Jump back to Dashboard Inputs | [9 empty] | 700 | 2 | 12 | 2 | 11.8923
| Medium Transmission | R(0) = 0 |  |  |  | Estimated # of negatives per positive test | 10 | Severe/Critical | 1 | 1 | 2
| High Transmission | R(0) = 0
[6 empty] | Additional Testing Options | [60 empty] | Additional 50% Reduction | [5 empty] | Maintain Status Quo | [5 empty] | Relax Interventions 50%
[6 empty] | Tests per HCW/staff per week (can be 0) | 1 |  | Antigen testing? | Yes | [55 empty] | Date | Infections | Mild Cases | Moderate Cases | Severe Cases | Critical Cases | Deaths | Infections | Mild Cases | Moderate Cases | Severe Cases | Critical Cases | Deaths | Infections | Mild Cases | Moderate Cases | Severe Cases | Critical Cases | Deaths
[6 empty] | Testing for contacts of positive cases? | Yes |  | % of testing done via antigen (max 80%) | 20% | 137688 | Current estimated total tests needed (all modalities) | [53 empty] | 2022-01-03 | 25281.59 | 393.72 | 393.72 | 170.82 | 26.04 | 0 | 25281.59 | 393.72 | 393.72 | 170.82 | 26.04 | 0 | 25281.59 | 393.72 | 393.72 | 170.82 | 26.04 | 0
[6 empty] | Average contacts per positive case | 10: Medium/Weak social distancing, e.g. travel restrictions |  | 0 |  | 27537.6 | Antigen tests (based on percent antigen tests above) | [53 empty] | 2022-01-04 | 26140.88 | 400.62 | 400.62 | 174.39 | 25.92 | 0 | 26140.88 | 400.62 | 400.62 | 174.39 | 25.92 | 0 | 26140.88 | 400.62 | 400.62 | 174.39 | 25.92 | 0
[6 empty] | Percent of contacts who get tested | 60% | 80% | WHO assumption | 10 | [55 empty] | 2022-01-05 | 27035.89 | 407.62 | 407.62 | 178.02 | 25.79 | 0 | 27035.89 | 407.62 | 407.62 | 178.02 | 25.79 | 0 | 27035.89 | 407.62 | 407.62 | 178.02 | 25.79 | 0
[66 empty] | 2022-01-06 | 27967.83 | 414.76 | 414.76 | 181.73 | 25.65 | 0 | 27967.83 | 414.76 | 414.76 | 181.73 | 25.65 | 0 | 27967.83 | 414.76 | 414.76 | 181.73 | 25.65 | 0
[66 empty] | 2022-01-07 | 29323.95 | 422.06 | 422.06 | 185.53 | 25.5 | 0 | 29323.95 | 422.06 | 422.06 | 185.53 | 25.5 | 0 | 29323.95 | 422.06 | 422.06 | 185.53 | 25.5 | 0
[66 empty] | 2022-01-08 | 31152.31 | 430.32 | 430.32 | 189.78 | 25.38 | 0 | 31152.31 | 430.32 | 430.32 | 189.78 | 25.38 | 0 | 31152.31 | 430.32 | 430.32 | 189.78 | 25.38 | 0
|  | Afghanistan - High-Level COVID-19 Outputs | [63 empty] | 2022-01-09 | 33178.61 | 440.46 | 440.46 | 194.88 | 25.35 | 0 | 33178.61 | 440.46 | 440.46 | 194.88 | 25.35 | 0 | 33178.61 | 440.46 | 440.46 | 194.88 | 25.35 | 0
[66 empty] | 2022-01-10 | 35312.16 | 452.94 | 452.94 | 201.04 | 25.43 | 0 | 35312.16 | 452.94 | 452.94 | 201.04 | 25.43 | 0 | 35312.16 | 452.94 | 452.94 | 201.04 | 25.43 | 0
[66 empty] | 2022-01-11 | 37541.68 | 467.64 | 467.64 | 208.23 | 25.59 | 0 | 37541.68 | 467.64 | 467.64 | 208.23 | 25.59 | 0 | 37541.68 | 467.64 | 467.64 | 208.23 | 25.59 | 0
| Total number of cases (based on epi curves) | 212095 | [63 empty] | 2022-01-12 | 39882.18 | 484.24 | 484.24 | 216.31 | 25.81 | 0 | 39882.18 | 484.24 | 484.24 | 216.31 | 25.81 | 0 | 39882.18 | 484.24 | 484.24 | 216.31 | 25.81 | 0
| of which, total # of mild cases | 84838 | [63 empty] | 2022-01-13 | 42352.71 | 502.44 | 502.44 | 225.15 | 26.07 | 0 | 42352.71 | 502.44 | 502.44 | 225.15 | 26.07 | 0 | 42352.71 | 502.44 | 502.44 | 225.15 | 26.07 | 0
| of which, total # of moderate cases | 84838 | [63 empty] | 2022-01-14 | 44969.68 | 521.94 | 521.94 | 234.63 | 26.34 | 0 | 44969.68 | 521.94 | 521.94 | 234.63 | 26.34 | 0 | 44969.68 | 521.94 | 521.94 | 234.63 | 26.34 | 0
| of which, total # of severe hospitalized patients | 38627 | [8 empty] | 1 | 2 | 3 | 4 | 5 | 6 | 7 | 8 | 9 | 10 | 11 | 12 | [43 empty] | 2022-01-15 | 47746.13 | 542.54 | 542.54 | 244.66 | 26.61 | 0 | 47746.13 | 542.54 | 542.54 | 244.66 | 26.61 | 0 | 47746.13 | 542.54 | 542.54 | 244.66 | 26.61 | 0
| of which, total # of critical hospitalized patients | 3792 | [7 empty] | All Cases | 7273.9 | 8839.45 | 11582.7 | 16615.3 | 25026.7 | 30840 | 30098.05 | 25931.85 | 19800.7 | 14848.4 | 11304.15 | 9933.65 | 0 | 0 | 0 | 0 | 0 | 0 | 0 | 0 | 0 | 0 | 0 | 0 | 0 | 0 | 0 | 0 | 0 | 0 | 0 | 0 | 0 | 0 | 0 | 0 | 0 | 0 | 0 | 0 | 0 | 0 | 0 | 0 | 0 | 0 | 0 | 0 | 0 | 0 | 0 | 0 |  |  |  | 2022-01-16 | 50692.92 | 564.04 | 564.04 | 255.16 | 26.86 | 0 | 50692.92 | 564.04 | 564.04 | 255.16 | 26.86 | 0 | 50692.92 | 564.04 | 564.04 | 255.16 | 26.86 | 0
[10 empty] | Mild Cases | 2909.56 | 3535.78 | 4633.08 | 6646.12 | 10010.68 | 12336 | 12039.22 | 10372.74 | 7920.28 | 5939.36 | 4521.66 | 3973.46 | [43 empty] | 2022-01-17 | 53819.72 | 586.36 | 586.36 | 266.09 | 27.09 | 0 | 53819.72 | 586.36 | 586.36 | 266.09 | 27.09 | 0 | 53819.72 | 586.36 | 586.36 | 266.09 | 27.09 | 0
[10 empty] | Moderate Cases | 2909.56 | 3535.78 | 4633.08 | 6646.12 | 10010.68 | 12336 | 12039.22 | 10372.74 | 7920.28 | 5939.36 | 4521.66 | 3973.46 | [43 empty] | 2022-01-18 | 57135.83 | 609.4 | 609.4 | 277.42 | 27.28 | 0 | 57135.83 | 609.4 | 609.4 | 277.42 | 27.28 | 0 | 57135.83 | 609.4 | 609.4 | 277.42 | 27.28 | 0
[10 empty] | Severe Cases | 1275.15 | 1585.18 | 2113.37 | 3035.98 | 4572.13 | 5631.45 | 5491.95 | 4728.17 | 3608.89 | 2706.75 | 2062.95 | 1814.53 | [43 empty] | 2022-01-19 | 60650.49 | 633.08 | 633.08 | 289.11 | 27.43 | 0 | 60650.49 | 633.08 | 633.08 | 289.11 | 27.43 | 0 | 60650.49 | 633.08 | 633.08 | 289.11 | 27.43 | 0
[10 empty] | Critical Cases | 179.63 | 182.71 | 203.17 | 287.08 | 433.21 | 536.55 | 527.66 | 458.2 | 351.25 | 262.93 | 197.88 | 172.2 | [43 empty] | 2022-01-20 | 64369.79 | 657.34 | 657.34 | 300.2 | 28.47 | 0 | 64369.79 | 657.34 | 657.34 | 300.2 | 28.47 | 0 | 64369.79 | 657.34 | 657.34 | 300.2 | 28.47 | 0
[66 empty] | 2022-01-21 | 68550.77 | 683.6 | 683.6 | 312.21 | 29.59 | 0 | 68550.77 | 683.6 | 683.6 | 312.21 | 29.59 | 0 | 68550.77 | 683.6 | 683.6 | 312.21 | 29.59 | 0
[66 empty] | 2022-01-22 | 73228.72 | 713.96 | 713.96 | 326.08 | 30.9 | 0 | 73228.72 | 713.96 | 713.96 | 326.08 | 30.9 | 0 | 73228.72 | 713.96 | 713.96 | 326.08 | 30.9 | 0
[66 empty] | 2022-01-23 | 78224.14 | 749.34 | 749.34 | 342.26 | 32.41 | 0 | 78224.14 | 749.34 | 749.34 | 342.26 | 32.41 | 0 | 78224.14 | 749.34 | 749.34 | 342.26 | 32.41 | 0
[66 empty] | 2022-01-24 | 83481.31 | 790.04 | 790.04 | 360.86 | 34.16 | 0 | 83481.31 | 790.04 | 790.04 | 360.86 | 34.16 | 0 | 83481.31 | 790.04 | 790.04 | 360.86 | 34.16 | 0
[66 empty] | 2022-01-25 | 88996.42 | 835.82 | 835.82 | 381.79 | 36.12 | 0 | 88996.42 | 835.82 | 835.82 | 381.79 | 36.12 | 0 | 88996.42 | 835.82 | 835.82 | 381.79 | 36.12 | 0
| Forecast Cases | 212095 | [63 empty] | 2022-01-26 | 94781.34 | 886.36 | 886.36 | 404.89 | 38.29 | 0 | 94781.34 | 886.36 | 886.36 | 404.89 | 38.29 | 0 | 94781.34 | 886.36 | 886.36 | 404.89 | 38.29 | 0
[66 empty] | 2022-01-27 | 100848.63 | 941.26 | 941.26 | 429.98 | 40.65 | 0 | 100848.63 | 941.26 | 941.26 | 429.98 | 40.65 | 0 | 100848.63 | 941.26 | 941.26 | 429.98 | 40.65 | 0
| hospital bed capacity limitations and independent of diagnostic capacity | [64 empty] | 2022-01-28 | 107206.99 | 1000.22 | 1000.22 | 456.92 | 43.19 | 0 | 107206.99 | 1000.22 | 1000.22 | 456.92 | 43.19 | 0 | 107206.99 | 1000.22 | 1000.22 | 456.92 | 43.19 | 0
[66 empty] | 2022-01-29 | 113860.76 | 1063 | 1063 | 485.6 | 45.9 | 0 | 113860.76 | 1063 | 1063 | 485.6 | 45.9 | 0 | 113860.76 | 1063 | 1063 | 485.6 | 45.9 | 0
[66 empty] | 2022-01-30 | 120810.49 | 1129.42 | 1129.42 | 515.94 | 48.77 | 0 | 120810.49 | 1129.42 | 1129.42 | 515.94 | 48.77 | 0 | 120810.49 | 1129.42 | 1129.42 | 515.94 | 48.77 | 0
[66 empty] | 2022-01-31 | 128053.39 | 1199.38 | 1199.38 | 547.89 | 51.8 | 0 | 128053.39 | 1199.38 | 1199.38 | 547.89 | 51.8 | 0 | 128053.39 | 1199.38 | 1199.38 | 547.89 | 51.8 | 0
[66 empty] | 2022-02-01 | 135583.68 | 1272.78 | 1272.78 | 581.4 | 54.99 | 0 | 135583.68 | 1272.78 | 1272.78 | 581.4 | 54.99 | 0 | 135583.68 | 1272.78 | 1272.78 | 581.4 | 54.99 | 0
[66 empty] | 2022-02-02 | 143392.53 | 1349.52 | 1349.52 | 616.43 | 58.33 | 0 | 143392.53 | 1349.52 | 1349.52 | 616.43 | 58.33 | 0 | 143392.53 | 1349.52 | 1349.52 | 616.43 | 58.33 | 0
[66 empty] | 2022-02-03 | 151467.94 | 1429.5 | 1429.5 | 652.92 | 61.83 | 0 | 151467.94 | 1429.5 | 1429.5 | 652.92 | 61.83 | 0 | 151467.94 | 1429.5 | 1429.5 | 652.92 | 61.83 | 0
| Total number of cases (based on epi curves) | 209389 | [63 empty] | 2022-02-04 | 155809.06 | 1511.92 | 1511.92 | 690.5 | 65.46 | 0 | 155809.06 | 1511.92 | 1511.92 | 690.5 | 65.46 | 0 | 155809.06 | 1511.92 | 1511.92 | 690.5 | 65.46 | 0
| of which, total # of mild cases | 84838 | [8 empty] | 1 | 2 | 3 | 4 | 5 | 6 | 7 | 8 | 9 | 10 | 11 | 12 | [43 empty] | 2022-02-05 | 155906.71 | 1590.44 | 1590.44 | 726.3 | 68.92 | 0 | 155906.71 | 1590.44 | 1590.44 | 726.3 | 68.92 | 0 | 155906.71 | 1590.44 | 1590.44 | 726.3 | 68.92 | 0
| of which, total # of moderate cases | 84838 | [7 empty] | Critical Beds | 242 | 242 | 242 | 242 | 242 | 242 | 242 | 242 | 242 | 242 | 242 | 242 | [43 empty] | 2022-02-06 | 154713.9 | 1657.14 | 1657.14 | 756.69 | 71.88 | 0 | 154713.9 | 1657.14 | 1657.14 | 756.69 | 71.88 | 0 | 154713.9 | 1657.14 | 1657.14 | 756.69 | 71.88 | 0
| of which, total # of severe hospitalized patients | 38627 | [7 empty] | Severe Beds | 1553.86 | 1874.53 | 2424.58 | 3375.96 | 4988.34 | 6497.98 | 6942.5 | 6930.59 | 6313.31 | 5140.85 | 3984.02 | 3059.27 | [43 empty] | 2022-02-07 | 153361.87 | 1708.2 | 1708.2 | 779.95 | 74.15 | 0 | 153361.87 | 1708.2 | 1708.2 | 779.95 | 74.15 | 0 | 153361.87 | 1708.2 | 1708.2 | 779.95 | 74.15 | 0
| of which, total # of critical hospitalized patients | 1086 | [7 empty] | Severe Bed Cap | 8663 | 8663 | 8663 | 8663 | 8663 | 8663 | 8663 | 8663 | 8663 | 8663 | 8663 | 8663 | [43 empty] | 2022-02-08 | 152152.53 | 1743.84 | 1743.84 | 796.18 | 75.74 | 0 | 152152.53 | 1743.84 | 1743.84 | 796.18 | 75.74 | 0 | 152152.53 | 1743.84 | 1743.84 | 796.18 | 75.74 | 0
[10 empty] | Critical Bed Cap | 242 | 242 | 242 | 242 | 242 | 242 | 242 | 242 | 242 | 242 | 242 | 242 | [43 empty] | 2022-02-09 | 151077.83 | 1766.28 | 1766.28 | 806.38 | 76.76 | 0 | 151077.83 | 1766.28 | 1766.28 | 806.38 | 76.76 | 0 | 151077.83 | 1766.28 | 1766.28 | 806.38 | 76.76 | 0
[11 empty] | 1 | 2 | 3 | 4 | 5 | 6 | 7 | 8 | 9 | 10 | 11 | 12 | [43 empty] | 2022-02-10 | 150052.64 | 1778.38 | 1778.38 | 811.85 | 77.34 | 0 | 150052.64 | 1778.38 | 1778.38 | 811.85 | 77.34 | 0 | 150052.64 | 1778.38 | 1778.38 | 811.85 | 77.34 | 0
[66 empty] | 2022-02-11 | 148999.53 | 1782.68 | 1782.68 | 813.76 | 77.58 | 0 | 148999.53 | 1782.68 | 1782.68 | 813.76 | 77.58 | 0 | 148999.53 | 1782.68 | 1782.68 | 813.76 | 77.58 | 0
[66 empty] | 2022-02-12 | 147868.66 | 1781.2 | 1781.2 | 813.02 | 77.58 | 0 | 147868.66 | 1781.2 | 1781.2 | 813.02 | 77.58 | 0 | 147868.66 | 1781.2 | 1781.2 | 813.02 | 77.58 | 0
[66 empty] | 2022-02-13 | 146634.36 | 1775.42 | 1775.42 | 810.31 | 77.4 | 0 | 146634.36 | 1775.42 | 1775.42 | 810.31 | 77.4 | 0 | 146634.36 | 1775.42 | 1775.42 | 810.31 | 77.4 | 0
| Inpatient Admissions | 39713 |  | Forecast Week When Bed Caps Hit: | Severe: | Cap not reached | Critical: | 1 | [57 empty] | 2022-02-14 | 145286.89 | 1766.36 | 1766.36 | 806.09 | 77.09 | 0 | 145286.89 | 1766.36 | 1766.36 | 806.09 | 77.09 | 0 | 145286.89 | 1766.36 | 1766.36 | 806.09 | 77.09 | 0
[66 empty] | 2022-02-15 | 143825.45 | 1754.66 | 1754.66 | 800.66 | 76.67 | 0 | 143825.45 | 1754.66 | 1754.66 | 800.66 | 76.67 | 0 | 143825.45 | 1754.66 | 1754.66 | 800.66 | 76.67 | 0
[66 empty] | 2022-02-16 | 142253.59 | 1740.84 | 1740.84 | 794.25 | 76.17 | 0 | 142253.59 | 1740.84 | 1740.84 | 794.25 | 76.17 | 0 | 142253.59 | 1740.84 | 1740.84 | 794.25 | 76.17 | 0
[66 empty] | 2022-02-17 | 140576.78 | 1725.16 | 1725.16 | 786.98 | 75.6 | 0 | 140576.78 | 1725.16 | 1725.16 | 786.98 | 75.6 | 0 | 140576.78 | 1725.16 | 1725.16 | 786.98 | 75.6 | 0
[66 empty] | 2022-02-18 | 137354.92 | 1707.64 | 1707.64 | 778.86 | 74.96 | 0 | 137354.92 | 1707.64 | 1707.64 | 778.86 | 74.96 | 0 | 137354.92 | 1707.64 | 1707.64 | 778.86 | 74.96 | 0
[66 empty] | 2022-02-19 | 132543.97 | 1686.18 | 1686.18 | 768.95 | 74.14 | 0 | 132543.97 | 1686.18 | 1686.18 | 768.95 | 74.14 | 0 | 132543.97 | 1686.18 | 1686.18 | 768.95 | 74.14 | 0
[66 empty] | 2022-02-20 | 127334.84 | 1658.38 | 1658.38 | 756.16 | 73.03 | 0 | 127334.84 | 1658.38 | 1658.38 | 756.16 | 73.03 | 0 | 127334.84 | 1658.38 | 1658.38 | 756.16 | 73.03 | 0
|  |  |  | Mild/Mod Diag | Suspect but neg | [60 empty] | 2022-02-21 | 122199.54 | 1623.38 | 1623.38 | 740.12 | 71.57 | 0 | 122199.54 | 1623.38 | 1623.38 | 740.12 | 71.57 | 0 | 122199.54 | 1623.38 | 1623.38 | 740.12 | 71.57 | 0
|  |  |  | 169676 | 2120949 | [60 empty] | 2022-02-22 | 117277.74 | 1581.98 | 1581.98 | 721.18 | 69.81 | 0 | 117277.74 | 1581.98 | 1581.98 | 721.18 | 69.81 | 0 | 117277.74 | 1581.98 | 1581.98 | 721.18 | 69.81 | 0
|  |  |  | Sev/Crit Diag | Sev/Crit Release | [12 empty] | 1 | 2 | 3 | 4 | 5 | 6 | 7 | 8 | 9 | 10 | 11 | 12 | [36 empty] | 2022-02-23 | 112578.94 | 1535.64 | 1535.64 | 700.01 | 67.81 | 0 | 112578.94 | 1535.64 | 1535.64 | 700.01 | 67.81 | 0 | 112578.94 | 1535.64 | 1535.64 | 700.01 | 67.81 | 0
|  |  |  | 42419 | 35291 | [11 empty] | O2 for Severe | 22375.584 | 26993.232 | 34913.952 | 48613.824 | 71832.096 | 93570.912 | 99972 | 99800.496 | 90911.664 | 74028.24 | 57369.888 | 44053.488 | [36 empty] | 2022-02-24 | 108075.32 | 1485.94 | 1485.94 | 677.32 | 65.65 | 0 | 108075.32 | 1485.94 | 1485.94 | 677.32 | 65.65 | 0 | 108075.32 | 1485.94 | 1485.94 | 677.32 | 65.65 | 0
|  |  |  | HCW & Staff | Contacts of positive cases | [11 empty] | O2 for Critical | 10454.4 | 10454.4 | 10454.4 | 10454.4 | 10454.4 | 10454.4 | 10454.4 | 10454.4 | 10454.4 | 10454.4 | 10454.4 | 10454.4 | [36 empty] | 2022-02-25 | 103737.55 | 1434.36 | 1434.36 | 653.77 | 63.41 | 0 | 103737.55 | 1434.36 | 1434.36 | 653.77 | 63.41 | 0 | 103737.55 | 1434.36 | 1434.36 | 653.77 | 63.41 | 0
|  |  |  | 118936 | 1486363 | [11 empty] | Total O2 | 32829.984 | 37447.632 | 45368.352 | 59068.224 | 82286.496 | 104025.312 | 110426.4 | 110254.896 | 101366.064 | 84482.64 | 67824.288 | 54507.888 | [36 empty] | 2022-02-26 | 99544.84 | 1381.94 | 1381.94 | 629.85 | 61.12 | 0 | 99544.84 | 1381.94 | 1381.94 | 629.85 | 61.12 | 0 | 99544.84 | 1381.94 | 1381.94 | 629.85 | 61.12 | 0
[66 empty] | 2022-02-27 | 95485 | 1329.5 | 1329.5 | 605.92 | 58.83 | 0 | 95485 | 1329.5 | 1329.5 | 605.92 | 58.83 | 0 | 95485 | 1329.5 | 1329.5 | 605.92 | 58.83 | 0
[66 empty] | 2022-02-28 | 91551.79 | 1277.6 | 1277.6 | 582.24 | 56.56 | 0 | 91551.79 | 1277.6 | 1277.6 | 582.24 | 56.56 | 0 | 91551.79 | 1277.6 | 1277.6 | 582.24 | 56.56 | 0
[66 empty] | 2022-03-01 | 87742.31 | 1226.64 | 1226.64 | 558.99 | 54.33 | 0 | 87742.31 | 1226.64 | 1226.64 | 558.99 | 54.33 | 0 | 87742.31 | 1226.64 | 1226.64 | 558.99 | 54.33 | 0
[66 empty] | 2022-03-02 | 84055.29 | 1176.84 | 1176.84 | 536.26 | 52.16 | 0 | 84055.29 | 1176.84 | 1176.84 | 536.26 | 52.16 | 0 | 84055.29 | 1176.84 | 1176.84 | 536.26 | 52.16 | 0
[66 empty] | 2022-03-03 | 80489.99 | 1128.34 | 1128.34 | 514.12 | 50.05 | 0 | 80489.99 | 1128.34 | 1128.34 | 514.12 | 50.05 | 0 | 80489.99 | 1128.34 | 1128.34 | 514.12 | 50.05 | 0
[66 empty] | 2022-03-04 | 77319.11 | 1081.32 | 1081.32 | 492.66 | 48 | 0 | 77319.11 | 1081.32 | 1081.32 | 492.66 | 48 | 0 | 77319.11 | 1081.32 | 1081.32 | 492.66 | 48 | 0
[66 empty] | 2022-03-05 | 74538.45 | 1036.16 | 1036.16 | 472.06 | 46.02 | 0 | 74538.45 | 1036.16 | 1036.16 | 472.06 | 46.02 | 0 | 74538.45 | 1036.16 | 1036.16 | 472.06 | 46.02 | 0
| Total Tests (capped by testing capacity) | 137688 |  | Total Tests (unlimited testing capacity) | 3973634 | [60 empty] | 2022-03-06 | 71918.38 | 993.38 | 993.38 | 452.56 | 44.13 | 0 | 71918.38 | 993.38 | 993.38 | 452.56 | 44.13 | 0 | 71918.38 | 993.38 | 993.38 | 452.56 | 44.13 | 0
[66 empty] | 2022-03-07 | 69371.5 | 953.12 | 953.12 | 434.22 | 42.34 | 0 | 69371.5 | 953.12 | 953.12 | 434.22 | 42.34 | 0 | 69371.5 | 953.12 | 953.12 | 434.22 | 42.34 | 0
[66 empty] | 2022-03-08 | 66874.58 | 915.18 | 915.18 | 416.97 | 40.62 | 0 | 66874.58 | 915.18 | 915.18 | 416.97 | 40.62 | 0 | 66874.58 | 915.18 | 915.18 | 416.97 | 40.62 | 0
[66 empty] | 2022-03-09 | 64428.43 | 879.36 | 879.36 | 400.69 | 38.99 | 0 | 64428.43 | 879.36 | 879.36 | 400.69 | 38.99 | 0 | 64428.43 | 879.36 | 879.36 | 400.69 | 38.99 | 0
[66 empty] | 2022-03-10 | 62039.81 | 845.34 | 845.34 | 385.24 | 37.43 | 0 | 62039.81 | 845.34 | 845.34 | 385.24 | 37.43 | 0 | 62039.81 | 845.34 | 845.34 | 385.24 | 37.43 | 0
[10 empty] | Keeping below for now so it doesn't get overwritten but will hide before release | [55 empty] | 2022-03-11 | 59714.85 | 812.84 | 812.84 | 370.49 | 35.93 | 0 | 59714.85 | 812.84 | 812.84 | 370.49 | 35.93 | 0 | 59714.85 | 812.84 | 812.84 | 370.49 | 35.93 | 0
| Hygiene | 1427119.0582 | [8 empty] | 1 | 2 | 3 | 4 | 5 | 6 | 7 | 8 | 9 | 10 | 11 | 12 | [43 empty] | 2022-03-12 | 57457.38 | 781.72 | 781.72 | 356.36 | 34.5 | 0 | 57457.38 | 781.72 | 781.72 | 356.36 | 34.5 | 0 | 57457.38 | 781.72 | 781.72 | 356.36 | 34.5 | 0
| PPE | 1427119.0582 | 5217546.68 | [6 empty] | Inpatient HCW | 4259.4296 | 5019.9963 | 5448 | 5448 | 5448 | 5448 | 5448 | 5448 | 5448 | 5448 | 5448 | 5448 | [43 empty] | 2022-03-13 | 55269.19 | 751.8 | 751.8 | 342.78 | 33.12 | 0 | 55269.19 | 751.8 | 751.8 | 342.78 | 33.12 | 0 | 55269.19 | 751.8 | 751.8 | 342.78 | 33.12 | 0
| Diagnostics | 6644665.7382 | 2189275.2615 | [6 empty] | Community Care HCW | 4091.5688 | 4972.1906 | 6515.2688 | 9346.1063 | 14077.5187 | 17347.5 | 16930.1531 | 14586.6656 | 11137.8937 | 8352.225 | 6358.5844 | 5587.6781 | [43 empty] | 2022-03-14 | 53150.67 | 722.96 | 722.96 | 329.69 | 31.79 | 0 | 53150.67 | 722.96 | 722.96 | 329.69 | 31.79 | 0 | 53150.67 | 722.96 | 722.96 | 329.69 | 31.79 | 0
| Drugs and consumables | 8833940.9996 | 75253620.726 | [6 empty] | Screening/triage | 919 | 919 | 919 | 919 | 919 | 919 | 919 | 919 | 919 | 919 | 919 | 919 | [43 empty] | 2022-03-15 | 51101.34 | 695.18 | 695.18 | 317.07 | 30.52 | 0 | 51101.34 | 695.18 | 695.18 | 317.07 | 30.52 | 0 | 51101.34 | 695.18 | 695.18 | 317.07 | 30.52 | 0
| Biomedical Equipment | 84087561.7256 | 25313362.2315 | [62 empty] | 2022-03-16 | 49120.28 | 668.36 | 668.36 | 304.89 | 29.29 | 0 | 49120.28 | 668.36 | 668.36 | 304.89 | 29.29 | 0 | 49120.28 | 668.36 | 668.36 | 304.89 | 29.29 | 0
| Biomedical Consumables & Accessories | 109400923.9571 | 435819.5333 | [62 empty] | 2022-03-17 | 47206.33 | 642.44 | 642.44 | 293.12 | 28.1 | 0 | 47206.33 | 642.44 | 642.44 | 293.12 | 28.1 | 0 | 47206.33 | 642.44 | 642.44 | 293.12 | 28.1 | 0
| Total | 109836743.4904 | [63 empty] | 2022-03-18 | 46644 | 617.68 | 617.68 | 281.86 | 26.98 | 0 | 46644 | 617.68 | 617.68 | 281.86 | 26.98 | 0 | 46644 | 617.68 | 617.68 | 281.86 | 26.98 | 0
[66 empty] | 2022-03-19 | 47450.59 | 595.86 | 595.86 | 271.95 | 25.98 | 0 | 47450.59 | 595.86 | 595.86 | 271.95 | 25.98 | 0 | 47450.59 | 595.86 | 595.86 | 271.95 | 25.98 | 0
[66 empty] | 2022-03-20 | 48581.96 | 579.18 | 579.18 | 264.37 | 25.22 | 0 | 48581.96 | 579.18 | 579.18 | 264.37 | 25.22 | 0 | 48581.96 | 579.18 | 579.18 | 264.37 | 25.22 | 0
[66 empty] | 2022-03-21 | 49663.34 | 568.3 | 568.3 | 259.44 | 24.71 | 0 | 49663.34 | 568.3 | 568.3 | 259.44 | 24.71 | 0 | 49663.34 | 568.3 | 568.3 | 259.44 | 24.71 | 0
[66 empty] | 2022-03-22 | 50612.61 | 562.76 | 562.76 | 256.94 | 24.44 | 0 | 50612.61 | 562.76 | 562.76 | 256.94 | 24.44 | 0 | 50612.61 | 562.76 | 562.76 | 256.94 | 24.44 | 0
| Total Estimated Cost | 109836743.4904 | [63 empty] | 2022-03-23 | 51449 | 561.42 | 561.42 | 256.36 | 24.35 | 0 | 51449 | 561.42 | 561.42 | 256.36 | 24.35 | 0 | 51449 | 561.42 | 561.42 | 256.36 | 24.35 | 0
[66 empty] | 2022-03-24 | 52211.17 | 563.18 | 563.18 | 257.19 | 24.4 | 0 | 52211.17 | 563.18 | 563.18 | 257.19 | 24.4 | 0 | 52211.17 | 563.18 | 563.18 | 257.19 | 24.4 | 0
| Detailed Equipment Quantification |  | Back to top
|  | Grouping | Item |  | Unit | Total quantity | Amount already available | Remaining qty. needed | Unit $ | Estimated total price
|  | Hygiene | Chlorine, HTH 70% |  | Kg | 10652.88 |  | 10652.88 | 3.5 | 37285.08
|  | Hygiene | Alcohol-based hand rub |  | Lt | 154097.6733 |  | 154097.6733 | 8.3 | 1279010.6887
|  | Hygiene | Liquid soap |  | Lt | 37975.63 |  | 37975.63 | 0.9 | 34178.067
|  | Hygiene | Bio-hazardous bag |  | Each | 414298.5 |  | 414298.5 | 0.185 | 76645.2225
|  | PPE | Gown, protective |  | Each | 929481 |  | 929481 | 1.549 | 1439766.069
|  | PPE | Scrubs, tops |  | Each | 11118 |  | 11118 | 2.6 | 28906.8
|  | PPE | Scrubs, pants |  | Each | 11118 |  | 11118 | 2.6 | 28906.8
|  | PPE | Apron, disposable |  | Each | 446313 |  | 446313 | 0.216 | 96403.608
|  | PPE | Gloves, examination |  | Pair | 21098588 |  | 21098588 | 0.114 | 2405239.032
|  | PPE | Gloves, surgical |  | Pair | 446313 |  | 446313 | 0.352 | 157102.176
|  | PPE | Goggles, protective |  | Each | 11640 |  | 11640 | 1.955 | 22756.2
|  | PPE | Face shield |  | Each | 744940 |  | 744940 | 0.647 | 481976.18
|  | PPE | Respirator |  | Each | 446313 |  | 446313 | 0.335 | 149514.855
|  | PPE | Mask, medical / surgical for healthworker |  | Each | 8031044 |  | 8031044 | 0.03 | 240931.32
|  | PPE | Mask, medical / surgical for patient |  | Each | 5534788 |  | 5534788 | 0.03 | 166043.64
|  | Diagnostics | Triple packaging boxes |  | Unit | 720 |  | 720 | 30 | 21600
|  | Diagnostics | Swab and Viral transport medium |  | Unit | 137688 |  | 137688 | 1.2 | 165225.6
|  | Diagnostics | Test kit - manual PCR (complete kit) |  | 1T/kit | 29457.006 |  | 29457.006 | 10 | 294570.0597
|  | Diagnostics | Test kits - high-throughput PCR (complete kit) |  | 1T/kit | 0 |  | 0 | 15 | 0
|  | Diagnostics | For near patient PCR machine - RT-PCR cartridge |  | 1T/kit | 80693.394 |  | 80693.394 | 19.8 | 1597729.2017
|  | Diagnostics | Antigen Rapid Diagnostic Tests |  | 1T/kit | 27537.6 |  | 27537.6 | 4 | 110150.4
|  | Diagnostics | Thermocyclers for RT-PCR |  | Each | 0 |  | 0 | 25000 | 0
|  | Diagnostics | Near patient PCR machine, 2 modules instrument |  | Each | 0 |  | 0 | 12500 | 0
|  | Diagnostics | Near patient PCR machine, 4 modules instrument |  | Each | 0 |  | 0 | 18000 | 0
|  | Grouping | Item | Concentration/ formulation | Unit | Total quantity | Amount already available | Remaining qty. needed | Unit $ | Estimated total price | 7: Enoxaparin 40mg/0.4ml Syringe
|  | Pharmaceuticals | Enoxaparin | 40mg/0.4ml | Syringe | 959762 |  | 959762 | 2.4 | 2303428.8 | 8: Unfractionated heparin 5000 IU/mL, 5 mL, amp. Ampoule
|  | Pharmaceuticals | Unfractionated heparin | 5000 IU/mL, 5 mL, amp. | Ampoule | 429653 |  | 429653 | 3.5 | 1503785.5
|  | Pharmaceuticals | Casirivimab/Imdevimab (severe/critical indication) | 1332mg/11.1ml - 20ml vials | Units | 21210 |  | 21210 | 900 | 19089000
|  | Pharmaceuticals | Casirivimab/Imdevimab (mild/moderate indication) | 300mg/2.5ml - 6ml vials | Units | 21210 |  | 21210 | 450 | 9544500
|  | Pharmaceuticals | Baracitanib | 4mg | Tablet | 445400 |  | 445400 | 0 | 0 | 1: Reminder: please enter a unit price in the 'Pharmaceuticals' tab. No price currently entered
|  | Pharmaceuticals | Tocilizumab | 400mg per 20ml vial | Vial | 47721 |  | 47721 | 180 | 8589780
|  | Pharmaceuticals | Dexamethasone phosphate | 4mg/ml, 1ml, amp. | Ampoule | 288642 |  | 288642 | 0.35 | 101024.7
|  | Pharmaceuticals | Dexamethasone phosphate | 4mg tab. | Tablet | 173822 |  | 173822 | 0.153 | 26594.766
|  | Pharmaceuticals | Hydrocortisone sodium succinate | eq.100mg base, powder, vial | Vial | 17329 |  | 17329 | 0.5 | 8664.5
|  | Pharmaceuticals | Prednisolone | 5 mg, tab. | Tablet | 237546 |  | 237546 | 0.01 | 2375.46
|  | Pharmaceuticals | Sotrovimab (mild/moderate indication) | 500mg per 8ml vial | Vial | 16968 |  | 16968 | 2000 | 33936000
|  | Pharmaceuticals | 0.2 micron PES filter (add-on) | 1 filter | filter(s) | 148467 |  | 148467 | 1 | 148467
Non-consumable
|  | Grouping | Item |  | Unit | Total quantity | Amount already available | Remaining qty. needed | Unit $ | Estimated total price
| Non-consumable | Monitoring | Infrared thermometer |  | Each | 718.5 |  | 718.5 | 39 | 28021.5
| Non-consumable | Monitoring | Pulse oximeter |  | Each | 7185 |  | 7185 | 380 | 2730300
| Non-consumable | Monitoring | Patient monitor, multiparametric with ECG, with accessories |  | Each | 242 |  | 242 | 4005.86 | 969418.12
| Non-consumable | Monitoring | Patient monitor, multiparametric without ECG, with accessories |  | Each | 1735.75 |  | 1735.75 | 996.53 | 1729726.9475
| Non-consumable | Oxygen therapy | Oxygen source (i.e., concentrator, cylinder, or pipe supply) |  | Each | 7185 |  | 7185 | 0 | 0 | 1: Reminder: please enter a unit price in the 'Equipment List & Usage' tab. No price currently entered
| Non-consumable | Airway Management & Intubation | Laryngoscope (direct or video type) |  | Each | 161.3333 |  | 161.3333 | 80 | 12906.6667
| Non-consumable | Mechanical Ventilation | Patient ventilator, intensive care, with breathing circuits and patient interface |  | Each | 162.14 |  | 162.14 | 26644.74 | 4320178.1436
| Non-consumable | Non-Invasive Ventilation | BiPAP, with tubing and patient interfaces, with accessories |  | Each | 41.14 |  | 41.14 | 4990.08 | 205291.8912
| Non-consumable | Non-Invasive Ventilation | High Flow Nasal Cannula, with tubing and patient interfaces |  | Each | 41.14 |  | 41.14 | 4169 | 171512.66
| Non-consumable | IV Infusion | Syringe driver (pump) |  | Each | 726 |  | 726 | 1019.32 | 740026.32
| Non-consumable | IV Infusion | Infusion pump |  | Each | 7185 |  | 7185 | 828.47 | 5952556.95
| Non-consumable | Blood Chemistry | Blood Gas Analyser, portable with cartridges and control solutions |  | Each | 179.625 |  | 179.625 | 480 | 86220
| Non-consumable | Imaging | Ultrasound, portable, w/ transducers and trolley |  | Each | 179.625 |  | 179.625 | 3870.98 | 695324.7825
| Non-consumable | Imaging | X-Ray |  | Each | 179.625 |  | 179.625 | 0 | 0 | 1: Reminder: please enter a unit price in the 'Equipment List & Usage' tab. No price currently entered
| Non-consumable | Intensive Care Management | Drill, for intra-osseous access, w/accessories, w/transport bag |  | Each | 179.625 |  | 179.625 | 850 | 152681.25
| Non-consumable | Intensive Care Management | Electrocardiograph, portable w/accessories |  | Each | 179.625 |  | 179.625 | 1450 | 260456.25
| Non-consumable | Intensive Care Management | Suction pump |  | Each | 3713.5 |  | 3713.5 | 1800 | 6684300
| Non-consumable | Oxygen therapy | Flow splitter, 5 flowmeters 0-2 L/min |  | Each | 179.625 |  | 179.625 | 598 | 107415.75
| Consumable | Oxygen delivery devices | Nasal oxygen cannula, with prongs |  | Each | 25751.3333 |  | 25751.3333 | 0.22 | 5665.2933
| Consumable | Oxygen delivery devices | Mask, oxygen, with connection tube, reservoir bag and valve, high-concentration single use |  | Each | 25751.3333 |  | 25751.3333 | 0.8 | 20601.0667
| Consumable | Oxygen delivery devices | Venturi Mask, with percent O2 Lock and tubing |  | Each | 25751.3333 |  | 25751.3333 | 1.2 | 30901.6
| Non-consumable | Airway Management & Intubation | Compressible self-refilling ventilation bag, capacity > 1500 mL |  | Each | 4790 |  | 4790 | 97.5 | 467025
| Consumable | Airway Management & Intubation | Airway, nasopharyngeal, sterile, single use |  | Each | 724 |  | 724 | 0.41 | 296.84
| Consumable | Airway Management & Intubation | Airway, oropharyngeal, Guedel |  | Each | 26475.3333 |  | 26475.3333 | 0.2 | 5295.0667
| Consumable | Airway Management & Intubation | Colorimetric End Tidal CO2 detector single use |  | Each | 26475.3333 |  | 26475.3333 | 13 | 344179.3333
| Consumable | Airway Management & Intubation | Cricothyrotomy, set, emergency, 6 mm, sterile, single use |  | Each | 40.3333 |  | 40.3333 | 550 | 22183.3333
| Consumable | Airway Management & Intubation | Endotracheal tube introducer |  | Each | 1086 |  | 1086 | 0.74 | 803.64
| Consumable | Airway Management & Intubation | Tube, endotracheal |  | Each | 1448 |  | 1448 | 1.09 | 1578.32
| Consumable | Airway Management & Intubation | Laryngeal mask airway (LMA) |  | Each | 1448 |  | 1448 | 2.98 | 4315.04
[6 empty] | Hygiene | 1427119.0582
[6 empty] | PPE | 5217546.68
[6 empty] | Diagnostics | 2189275.2615
[6 empty] | Pharmaceuticals | 75253620.726
[6 empty] | Biomedical Equipment & Non-consumables | 25313362.2315
[6 empty] | Biomedical Consumables & Accessories | 435819.5333
Total
[6 empty] | Estimated total cost | 109836743.4904
| High-Level Results |  |  |  | Total | Back to top
| Total number of cases (based on patient calculations, unconstrained by hospital bed availability) |  |  |  | 212095
| of which, total # of mild cases |  |  |  | 84838
| of which, total # of moderate cases |  |  |  | 84838
| of which, total # of severe cases |  |  |  | 38627
| of which, total # of critical cases |  |  |  | 3792
| Max # of beds provided for (at peak occupancy) |  |  |  | 7185
| of which severe beds |  |  |  | 6943
| of which critical beds |  |  |  | 242
| Total hospital admissions over forecast period (capped by bed availability) |  |  |  | 39713
| of which severe beds |  |  |  | 38627
| of which critical beds |  |  |  | 1086
| Total number of tests for anticipated cases |  |  |  | 2368335
| Health care worker tests |  |  |  | 118936
| Contact tracing tests |  |  |  | 1486363
| Total number of tests |  |  |  | 137688
| Oxygen need (m3 per day) at max capacity |  |  |  | 110433.6
| Health Care Workers and Staff Required by Setting |  | Back to top
[5 empty] | 1 | 2 | 3 | 4 | 5 | 6 | 7 | 8 | 9 | 10 | 11 | 12
Note that the number of staff required for inpatient, screening/triage, and laboratories are capped at the maximum number in operation in each country and allocated to COVID.
Note that most diagnostic machines will require servicing and maintenance by trained engineer staff, although the number required is not quantified in this version of the tool.
| The estimated number of HCWs required to treat inpatients and test suspected cases, based on the ratio of HCWs/patients is: |  |  |  | 2: 21799; 3: This is 4 times as many HCWs as currently operational in country
[6 empty] | 1 | 2 | 3 | 4 | 5 | 6 | 7 | 8 | 9 | 10 | 11 | 12 | 13 | 14 | 15 | 16 | 17 | 18 | 19 | 20 | 21 | 22 | 23 | 24 | 25 | 26 | 27 | 28 | 29 | 30 | 31 | 32 | 33 | 34 | 35 | 36 | 37 | 38 | 39 | 40 | 41 | 42 | 43 | 44 | 45 | 46 | 47 | 48 | 49 | 50 | 51 | 52 | 53 | 54 | 55 | 56 | 57 | 58 | 59 | 60
| Setting | Number of Staff Required Each Week |  |  | First week of forecast | Week 2 of forecast | Week 3 of forecast | Week 4 of forecast | Week 5 of forecast | Week 6 of forecast | Week 7 of forecast | Week 8 of forecast | Week 9 of forecast | Week 10 of forecast | Week 11 of forecast | Week 12 of forecast | Week 13 of forecast | Week 14 of forecast | Week 15 of forecast | Week 16 of forecast | Week 17 of forecast | Week 18 of forecast | Week 19 of forecast | Week 20 of forecast | Week 21 of forecast | Week 22 of forecast | Week 23 of forecast | Week 24 of forecast | Week 25 of forecast | Week 26 of forecast | Week 27 of forecast | Week 28 of forecast | Week 29 of forecast | Week 30 of forecast | Week 31 of forecast | Week 32 of forecast | Week 33 of forecast | Week 34 of forecast | Week 35 of forecast | Week 36 of forecast | Week 37 of forecast | Week 38 of forecast | Week 39 of forecast | Week 40 of forecast | Week 41 of forecast | Week 42 of forecast | Week 43 of forecast | Week 44 of forecast | Week 45 of forecast | Week 46 of forecast | Week 47 of forecast | Week 48 of forecast | Week 49 of forecast | Week 50 of forecast | Week 51 of forecast | Week 52 of forecast | Week 53 of forecast | Week 54 of forecast | Week 55 of forecast | Week 56 of forecast | Week 57 of forecast | Week 58 of forecast | Week 59 of forecast | Week 60 of forecast | Week 61 of forecast
| Inpatient | Total number of health care workers |  |  | 4259.4296 | 21799 1: 5019.9963; This is 4 times as many HCWs as currently operational in country 2: 5448; This is 4 times as many HCWs as currently operational in country 3: 5448; This is 4 times as many HCWs as currently operational in country 4: 5448; This is 4 times as many HCWs as currently operational in country 5: 5448; This is 4 times as many HCWs as currently operational in country 6: 5448; This is 4 times as many HCWs as currently operational in country 7: 5448; This is 4 times as many HCWs as currently operational in country 8: 5448; This is 4 times as many HCWs as currently operational in country 9: 5448; This is 4 times as many HCWs as currently operational in country 10: 5448; This is 4 times as many HCWs as currently operational in country 11: 5448
|  | Total number of cleaners |  |  | 1151.5203 | 21799 1: 1357.1365; This is 4 times as many HCWs as currently operational in country 2: 1709.8331; This is 4 times as many HCWs as currently operational in country 3: 2319.8658; This is 4 times as many HCWs as currently operational in country 4: 3353.7372; This is 4 times as many HCWs as currently operational in country 5: 4321.7308; This is 4 times as many HCWs as currently operational in country 6: 4606.7607; This is 4 times as many HCWs as currently operational in country 7: 4599.1239; This is 4 times as many HCWs as currently operational in country 8: 4203.3189; This is 4 times as many HCWs as currently operational in country 9: 3451.5278; This is 4 times as many HCWs as currently operational in country 10: 2709.7589; This is 4 times as many HCWs as currently operational in country 11: 2116.8016
|  | Total number of informal caregivers |  |  | 0 | 21799 1: 0; This is 4 times as many HCWs as currently operational in country 2: 0; This is 4 times as many HCWs as currently operational in country 3: 0; This is 4 times as many HCWs as currently operational in country 4: 0; This is 4 times as many HCWs as currently operational in country 5: 0; This is 4 times as many HCWs as currently operational in country 6: 0; This is 4 times as many HCWs as currently operational in country 7: 0; This is 4 times as many HCWs as currently operational in country 8: 0; This is 4 times as many HCWs as currently operational in country 9: 0; This is 4 times as many HCWs as currently operational in country 10: 0; This is 4 times as many HCWs as currently operational in country 11: 0
|  | Total number of ambulance personnel |  |  | 107.7516 | 21799 1: 126.9918; This is 4 times as many HCWs as currently operational in country 2: 159.9948; This is 4 times as many HCWs as currently operational in country 3: 217.0776; This is 4 times as many HCWs as currently operational in country 4: 313.8204; This is 4 times as many HCWs as currently operational in country 5: 404.3988; This is 4 times as many HCWs as currently operational in country 6: 431.07; This is 4 times as many HCWs as currently operational in country 7: 430.3554; This is 4 times as many HCWs as currently operational in country 8: 393.3186; This is 4 times as many HCWs as currently operational in country 9: 322.971; This is 4 times as many HCWs as currently operational in country 10: 253.5612; This is 4 times as many HCWs as currently operational in country 11: 198.0762
|  | Total number of biomedical engineers |  |  | 35.9172 | 21799 1: 42.3306; This is 4 times as many HCWs as currently operational in country 2: 53.3316; This is 4 times as many HCWs as currently operational in country 3: 72.3592; This is 4 times as many HCWs as currently operational in country 4: 104.6068; This is 4 times as many HCWs as currently operational in country 5: 134.7996; This is 4 times as many HCWs as currently operational in country 6: 143.69; This is 4 times as many HCWs as currently operational in country 7: 143.4518; This is 4 times as many HCWs as currently operational in country 8: 131.1062; This is 4 times as many HCWs as currently operational in country 9: 107.657; This is 4 times as many HCWs as currently operational in country 10: 84.5204; This is 4 times as many HCWs as currently operational in country 11: 66.0254
v2 hide | Community Care | Total number of medical practitioners |  |  | 4091.5688 | 21799 1: 4972.1906; This is 4 times as many HCWs as currently operational in country 2: 6515.2688; This is 4 times as many HCWs as currently operational in country 3: 9346.1063; This is 4 times as many HCWs as currently operational in country 4: 14077.5187; This is 4 times as many HCWs as currently operational in country 5: 17347.5; This is 4 times as many HCWs as currently operational in country 6: 16930.1531; This is 4 times as many HCWs as currently operational in country 7: 14586.6656; This is 4 times as many HCWs as currently operational in country 8: 11137.8937; This is 4 times as many HCWs as currently operational in country 9: 8352.225; This is 4 times as many HCWs as currently operational in country 10: 6358.5844; This is 4 times as many HCWs as currently operational in country 11: 5587.6781
v2 hide |  | Total number of Cleaners and Helpers |  |  | 1818.475 | 21799 1: 2209.8625; This is 4 times as many HCWs as currently operational in country 2: 2895.675; This is 4 times as many HCWs as currently operational in country 3: 4153.825; This is 4 times as many HCWs as currently operational in country 4: 6256.675; This is 4 times as many HCWs as currently operational in country 5: 7710; This is 4 times as many HCWs as currently operational in country 6: 7524.5125; This is 4 times as many HCWs as currently operational in country 7: 6482.9625; This is 4 times as many HCWs as currently operational in country 8: 4950.175; This is 4 times as many HCWs as currently operational in country 9: 3712.1; This is 4 times as many HCWs as currently operational in country 10: 2826.0375; This is 4 times as many HCWs as currently operational in country 11: 2483.4125
v2 hide |  | Total number of caretakers required |  |  | 0 | 21799 1: 0; This is 4 times as many HCWs as currently operational in country 2: 0; This is 4 times as many HCWs as currently operational in country 3: 0; This is 4 times as many HCWs as currently operational in country 4: 0; This is 4 times as many HCWs as currently operational in country 5: 0; This is 4 times as many HCWs as currently operational in country 6: 0; This is 4 times as many HCWs as currently operational in country 7: 0; This is 4 times as many HCWs as currently operational in country 8: 0; This is 4 times as many HCWs as currently operational in country 9: 0; This is 4 times as many HCWs as currently operational in country 10: 0; This is 4 times as many HCWs as currently operational in country 11: 0
| Screening/Triage | Total number of health care workers |  |  | 919 | 21799 1: 919; This is 4 times as many HCWs as currently operational in country 2: 919; This is 4 times as many HCWs as currently operational in country 3: 919; This is 4 times as many HCWs as currently operational in country 4: 919; This is 4 times as many HCWs as currently operational in country 5: 919; This is 4 times as many HCWs as currently operational in country 6: 919; This is 4 times as many HCWs as currently operational in country 7: 919; This is 4 times as many HCWs as currently operational in country 8: 919; This is 4 times as many HCWs as currently operational in country 9: 919; This is 4 times as many HCWs as currently operational in country 10: 919; This is 4 times as many HCWs as currently operational in country 11: 919
| Laboratories | Total number of lab staff required |  |  | 235 | 21799 1: 235; This is 4 times as many HCWs as currently operational in country 2: 235; This is 4 times as many HCWs as currently operational in country 3: 235; This is 4 times as many HCWs as currently operational in country 4: 235; This is 4 times as many HCWs as currently operational in country 5: 235; This is 4 times as many HCWs as currently operational in country 6: 235; This is 4 times as many HCWs as currently operational in country 7: 235; This is 4 times as many HCWs as currently operational in country 8: 235; This is 4 times as many HCWs as currently operational in country 9: 235; This is 4 times as many HCWs as currently operational in country 10: 235; This is 4 times as many HCWs as currently operational in country 11: 235
|  | Total number of cleaners |  |  | 79 | 21799 1: 79; This is 4 times as many HCWs as currently operational in country 2: 79; This is 4 times as many HCWs as currently operational in country 3: 79; This is 4 times as many HCWs as currently operational in country 4: 79; This is 4 times as many HCWs as currently operational in country 5: 79; This is 4 times as many HCWs as currently operational in country 6: 79; This is 4 times as many HCWs as currently operational in country 7: 79; This is 4 times as many HCWs as currently operational in country 8: 79; This is 4 times as many HCWs as currently operational in country 9: 79; This is 4 times as many HCWs as currently operational in country 10: 79; This is 4 times as many HCWs as currently operational in country 11: 79
Patient Numbers and Bed Availability | bar: This is 4 times as many HCWs as currently operational in country 18
Note that the number of patients presented below refer to active cases requiring a hospital bed (i.e., they have not recovered or died)
| Setting | Severe and Critical Patients Each Week |  |  | First week of forecast | Week 2 of forecast | Week 3 of forecast | Week 4 of forecast | Week 5 of forecast | Week 6 of forecast | Week 7 of forecast | Week 8 of forecast | Week 9 of forecast | Week 10 of forecast | Week 11 of forecast | Week 12 of forecast | Week 13 of forecast | Week 14 of forecast | Week 15 of forecast | Week 16 of forecast | Week 17 of forecast | Week 18 of forecast | Week 19 of forecast | Week 20 of forecast | Week 21 of forecast | Week 22 of forecast | Week 23 of forecast | Week 24 of forecast | Week 25 of forecast | Week 26 of forecast | Week 27 of forecast | Week 28 of forecast | Week 29 of forecast | Week 30 of forecast | Week 31 of forecast | Week 32 of forecast | Week 33 of forecast | Week 34 of forecast | Week 35 of forecast | Week 36 of forecast | Week 37 of forecast | Week 38 of forecast | Week 39 of forecast | Week 40 of forecast | Week 41 of forecast | Week 42 of forecast | Week 43 of forecast | Week 44 of forecast | Week 45 of forecast | Week 46 of forecast | Week 47 of forecast | Week 48 of forecast | Week 49 of forecast | Week 50 of forecast | Week 51 of forecast
| Inpatient | Total number of severe cases needing beds (unconstrained by bed availability) |  |  | 1553.86 | 21799 1: 1874.53; This is 4 times as many HCWs as currently operational in country 2: 2424.58; This is 4 times as many HCWs as currently operational in country 3: 3375.96; This is 4 times as many HCWs as currently operational in country 4: 4988.34; This is 4 times as many HCWs as currently operational in country 5: 6497.98; This is 4 times as many HCWs as currently operational in country 6: 6942.5; This is 4 times as many HCWs as currently operational in country 7: 6930.59; This is 4 times as many HCWs as currently operational in country 8: 6313.31; This is 4 times as many HCWs as currently operational in country 9: 5140.85; This is 4 times as many HCWs as currently operational in country 10: 3984.02; This is 4 times as many HCWs as currently operational in country 11: 3059.27
|  | Total number of severe patients admitted and in a bed (capped by bed availability) |  |  | 1553.86 | 21799 1: 1874.53; This is 4 times as many HCWs as currently operational in country 2: 2424.58; This is 4 times as many HCWs as currently operational in country 3: 3375.96; This is 4 times as many HCWs as currently operational in country 4: 4988.34; This is 4 times as many HCWs as currently operational in country 5: 6497.98; This is 4 times as many HCWs as currently operational in country 6: 6942.5; This is 4 times as many HCWs as currently operational in country 7: 6930.59; This is 4 times as many HCWs as currently operational in country 8: 6313.31; This is 4 times as many HCWs as currently operational in country 9: 5140.85; This is 4 times as many HCWs as currently operational in country 10: 3984.02; This is 4 times as many HCWs as currently operational in country 11: 3059.27
|  | % Available beds for severe patients that are currently occupied |  |  | 17.94% | 21799 1: 21.64%; This is 4 times as many HCWs as currently operational in country 2: 27.99%; This is 4 times as many HCWs as currently operational in country 3: 38.97%; This is 4 times as many HCWs as currently operational in country 4: 57.58%; This is 4 times as many HCWs as currently operational in country 5: 75.01%; This is 4 times as many HCWs as currently operational in country 6: 80.14%; This is 4 times as many HCWs as currently operational in country 7: 80%; This is 4 times as many HCWs as currently operational in country 8: 72.88%; This is 4 times as many HCWs as currently operational in country 9: 59.34%; This is 4 times as many HCWs as currently operational in country 10: 45.99%; This is 4 times as many HCWs as currently operational in country 11: 35.31%
|  | Number of additional beds needed to treat all severe patients who need them |  |  | 0 | 21799 1: 0; This is 4 times as many HCWs as currently operational in country 2: 0; This is 4 times as many HCWs as currently operational in country 3: 0; This is 4 times as many HCWs as currently operational in country 4: 0; This is 4 times as many HCWs as currently operational in country 5: 0; This is 4 times as many HCWs as currently operational in country 6: 0; This is 4 times as many HCWs as currently operational in country 7: 0; This is 4 times as many HCWs as currently operational in country 8: 0; This is 4 times as many HCWs as currently operational in country 9: 0; This is 4 times as many HCWs as currently operational in country 10: 0; This is 4 times as many HCWs as currently operational in country 11: 0
|  | Total number of critical cases needing beds (unconstrained by bed availability) |  |  | 267.69 | 21799 1: 264.33; This is 4 times as many HCWs as currently operational in country 2: 273.89; This is 4 times as many HCWs as currently operational in country 3: 305.19; This is 4 times as many HCWs as currently operational in country 4: 341.17; This is 4 times as many HCWs as currently operational in country 5: 355.47; This is 4 times as many HCWs as currently operational in country 6: 355.71; This is 4 times as many HCWs as currently operational in country 7: 352.01; This is 4 times as many HCWs as currently operational in country 8: 335.23; This is 4 times as many HCWs as currently operational in country 9: 313.49; This is 4 times as many HCWs as currently operational in country 10: 291.74; This is 4 times as many HCWs as currently operational in country 11: 268.87
|  | Total number of critical patients admitted and in a bed (capped by bed availability) |  |  | 242 | 21799 1: 242; This is 4 times as many HCWs as currently operational in country 2: 242; This is 4 times as many HCWs as currently operational in country 3: 242; This is 4 times as many HCWs as currently operational in country 4: 242; This is 4 times as many HCWs as currently operational in country 5: 242; This is 4 times as many HCWs as currently operational in country 6: 242; This is 4 times as many HCWs as currently operational in country 7: 242; This is 4 times as many HCWs as currently operational in country 8: 242; This is 4 times as many HCWs as currently operational in country 9: 242; This is 4 times as many HCWs as currently operational in country 10: 242; This is 4 times as many HCWs as currently operational in country 11: 242
|  | % Available beds for critical patients that are currently occupied |  |  | 100% | 21799 1: 100%; This is 4 times as many HCWs as currently operational in country 2: 100%; This is 4 times as many HCWs as currently operational in country 3: 100%; This is 4 times as many HCWs as currently operational in country 4: 100%; This is 4 times as many HCWs as currently operational in country 5: 100%; This is 4 times as many HCWs as currently operational in country 6: 100%; This is 4 times as many HCWs as currently operational in country 7: 100%; This is 4 times as many HCWs as currently operational in country 8: 100%; This is 4 times as many HCWs as currently operational in country 9: 100%; This is 4 times as many HCWs as currently operational in country 10: 100%; This is 4 times as many HCWs as currently operational in country 11: 100%
|  | Number of additional beds needed to treat all critical patients who need them |  |  | 25.69 | 21799 1: 22.33; This is 4 times as many HCWs as currently operational in country 2: 31.89; This is 4 times as many HCWs as currently operational in country 3: 63.19; This is 4 times as many HCWs as currently operational in country 4: 99.17; This is 4 times as many HCWs as currently operational in country 5: 113.47; This is 4 times as many HCWs as currently operational in country 6: 113.71; This is 4 times as many HCWs as currently operational in country 7: 110.01; This is 4 times as many HCWs as currently operational in country 8: 93.23; This is 4 times as many HCWs as currently operational in country 9: 71.49; This is 4 times as many HCWs as currently operational in country 10: 49.74; This is 4 times as many HCWs as currently operational in country 11: 26.87
Note that the number of moderate and mild patients presented below refers to those that were diagnosed according to the selected testing strategy selected above. These numbers refer to active cases (i.e., they have not recovered)
| Setting | Moderate and Mild Patients Each Week |  |  | First week of forecast | Week 2 of forecast | Week 3 of forecast | Week 4 of forecast | Week 5 of forecast | Week 6 of forecast | Week 7 of forecast | Week 8 of forecast | Week 9 of forecast | Week 10 of forecast | Week 11 of forecast | Week 12 of forecast | Week 13 of forecast | Week 14 of forecast | Week 15 of forecast | Week 16 of forecast | Week 17 of forecast | Week 18 of forecast | Week 19 of forecast | Week 20 of forecast | Week 21 of forecast | Week 22 of forecast | Week 23 of forecast | Week 24 of forecast | Week 25 of forecast | Week 26 of forecast | Week 27 of forecast | Week 28 of forecast | Week 29 of forecast | Week 30 of forecast | Week 31 of forecast | Week 32 of forecast | Week 33 of forecast | Week 34 of forecast | Week 35 of forecast | Week 36 of forecast | Week 37 of forecast | Week 38 of forecast | Week 39 of forecast | Week 40 of forecast | Week 41 of forecast | Week 42 of forecast | Week 43 of forecast | Week 44 of forecast | Week 45 of forecast | Week 46 of forecast | Week 47 of forecast | Week 48 of forecast | Week 49 of forecast | Week 50 of forecast | Week 51 of forecast
| Isolation | Total number of diagnosed moderate patients |  |  | 2909.56 | 21799 1: 3535.78; This is 4 times as many HCWs as currently operational in country 2: 4633.08; This is 4 times as many HCWs as currently operational in country 3: 6646.12; This is 4 times as many HCWs as currently operational in country 4: 10010.68; This is 4 times as many HCWs as currently operational in country 5: 12336; This is 4 times as many HCWs as currently operational in country 6: 12039.22; This is 4 times as many HCWs as currently operational in country 7: 10372.74; This is 4 times as many HCWs as currently operational in country 8: 7920.28; This is 4 times as many HCWs as currently operational in country 9: 5939.36; This is 4 times as many HCWs as currently operational in country 10: 4521.66; This is 4 times as many HCWs as currently operational in country 11: 3973.46
|  | Total number of diagnosed mild patients |  |  | 2909.56 | 21799 1: 3535.78; This is 4 times as many HCWs as currently operational in country 2: 4633.08; This is 4 times as many HCWs as currently operational in country 3: 6646.12; This is 4 times as many HCWs as currently operational in country 4: 10010.68; This is 4 times as many HCWs as currently operational in country 5: 12336; This is 4 times as many HCWs as currently operational in country 6: 12039.22; This is 4 times as many HCWs as currently operational in country 7: 10372.74; This is 4 times as many HCWs as currently operational in country 8: 7920.28; This is 4 times as many HCWs as currently operational in country 9: 5939.36; This is 4 times as many HCWs as currently operational in country 10: 4521.66; This is 4 times as many HCWs as currently operational in country 11: 3973.46
Oxygen Need (expressed in total flow rate of m3/day) | bar: This is 4 times as many HCWs as currently operational in country 18
| Setting | Oxygen Needed (flow rate of m3/day) Each Week by Patient Severity Category |  |  | First week of forecast | Week 2 of forecast | Week 3 of forecast | Week 4 of forecast | Week 5 of forecast | Week 6 of forecast | Week 7 of forecast | Week 8 of forecast | Week 9 of forecast | Week 10 of forecast | Week 11 of forecast | Week 12 of forecast | Week 13 of forecast | Week 14 of forecast | Week 15 of forecast | Week 16 of forecast | Week 17 of forecast | Week 18 of forecast | Week 19 of forecast | Week 20 of forecast | Week 21 of forecast | Week 22 of forecast | Week 23 of forecast | Week 24 of forecast | Week 25 of forecast | Week 26 of forecast | Week 27 of forecast | Week 28 of forecast | Week 29 of forecast | Week 30 of forecast | Week 31 of forecast | Week 32 of forecast | Week 33 of forecast | Week 34 of forecast | Week 35 of forecast | Week 36 of forecast | Week 37 of forecast | Week 38 of forecast | Week 39 of forecast | Week 40 of forecast | Week 41 of forecast | Week 42 of forecast | Week 43 of forecast | Week 44 of forecast | Week 45 of forecast | Week 46 of forecast | Week 47 of forecast | Week 48 of forecast | Week 49 of forecast | Week 50 of forecast | Week 51 of forecast
| Inpatient | Oxygen needed for severe patients in beds |  |  | 22375.584 | 21799 1: 26993.232; This is 4 times as many HCWs as currently operational in country 2: 34913.952; This is 4 times as many HCWs as currently operational in country 3: 48613.824; This is 4 times as many HCWs as currently operational in country 4: 71832.096; This is 4 times as many HCWs as currently operational in country 5: 93570.912; This is 4 times as many HCWs as currently operational in country 6: 99972; This is 4 times as many HCWs as currently operational in country 7: 99800.496; This is 4 times as many HCWs as currently operational in country 8: 90911.664; This is 4 times as many HCWs as currently operational in country 9: 74028.24; This is 4 times as many HCWs as currently operational in country 10: 57369.888; This is 4 times as many HCWs as currently operational in country 11: 44053.488
|  | Oxygen needed for critical patients in beds (invasive mechanical ventilation) |  |  | 6969.6 | 21799 1: 6969.6; This is 4 times as many HCWs as currently operational in country 2: 6969.6; This is 4 times as many HCWs as currently operational in country 3: 6969.6; This is 4 times as many HCWs as currently operational in country 4: 6969.6; This is 4 times as many HCWs as currently operational in country 5: 6969.6; This is 4 times as many HCWs as currently operational in country 6: 6969.6; This is 4 times as many HCWs as currently operational in country 7: 6969.6; This is 4 times as many HCWs as currently operational in country 8: 6969.6; This is 4 times as many HCWs as currently operational in country 9: 6969.6; This is 4 times as many HCWs as currently operational in country 10: 6969.6; This is 4 times as many HCWs as currently operational in country 11: 6969.6
|  | Oxygen needed for critical patients in beds (non-invasive ventilation) |  |  | 3484.8 | 21799 1: 3484.8; This is 4 times as many HCWs as currently operational in country 2: 3484.8; This is 4 times as many HCWs as currently operational in country 3: 3484.8; This is 4 times as many HCWs as currently operational in country 4: 3484.8; This is 4 times as many HCWs as currently operational in country 5: 3484.8; This is 4 times as many HCWs as currently operational in country 6: 3484.8; This is 4 times as many HCWs as currently operational in country 7: 3484.8; This is 4 times as many HCWs as currently operational in country 8: 3484.8; This is 4 times as many HCWs as currently operational in country 9: 3484.8; This is 4 times as many HCWs as currently operational in country 10: 3484.8; This is 4 times as many HCWs as currently operational in country 11: 3484.8
|  | Total oxygen needed for all patients in beds (severe + critical) |  |  | 32829.984 | 37447.632 | 45368.352 | 59068.224 | 82286.496 | 104025.312 | 110426.4 | 110254.896 | 101366.064 | 84482.64 | 67824.288 | 54507.888 | 0 | 0 | 0 | 0 | 0 | 0 | 0 | 0 | 0 | 0 | 0 | 0 | 0 | 0 | 0 | 0 | 0 | 0 | 0 | 0 | 0 | 0 | 0 | 0 | 0 | 0 | 0 | 0 | 0 | 0 | 0 | 0 | 0 | 0 | 0 | 0 | 0 | 0 | 0
| For more information on oxygen, see this resource: Oxygen sources and distribution for COVID-19 treatment centres |  |  |  | https://www.who.int/publications-detail/oxygen-sources-and-distribution-for-covid-19-treatment-centres
Formulas:
Date = [Date, row above]+1
Note on B12: Administrator: The selection of this cell determines the strategy for estimating the number of infections. Most users will choose 'Exponential Growth' and this is what is recommended. If you select 'Manual Entry', the 'Manual Patient Calcs' tab must be filled in.
Note on T12: Source: Prem K, et al. The effect of control strategies to reduce social mixing on outcomes of the COVID-19 epidemic in Wuhan, China: a modelling study. Lancet Public Health. 2020 Mar 25. pii: S2468-2667(20)30073-6. doi: 10.1016/S2468-2667(20)30073-6. [Epub ahead of print]: Woelfel R, et al. Clinical presentation and virological assessment of hospitalized cases of coronavirus disease 2019 in a travel-associated transmission cluster. medRxiv. 2020; (published online March 5.) (preprint). DOI: 10.1101/2020.03.05.20030502.
Note on B13: Administrator: This determines the estimated proportion of your population that will become infected your country. The estimated rates are based on empirical findings and academic modelling groups. Select 'manual' to enter a custom rate.
Note on T14: Sources: Prem K, Cook AR, Jit M. Projecting social contact matrices in 152 countries using contact surveys and demographic data. PLoS Comput Biol. 2017;13(9):e1005697. Published 2017 Sep 12. doi:10.1371/journal.pcbi.1005697 Mossong J, Hens N, Jit M, et al. Social contacts and mixing patterns relevant to the spread of infectious diseases. PLoS Med. 2008;5(3):e74. doi:10.1371/journal.pmed.0050074 (POLYMOD) For countries not estimated for in the Prem paper, the average contacts per person per day for countries in that country's World Bank Income Group was used.
Note on T15: Source for 2.35 basic reproduction number: Kucharski AJ, Russell TW, Diamond C, et al. Early dynamics of transmission and control of COVID-19: a mathematical modelling study. Lancet Infect Dis 2020; published online March 11. https://doi.org/10.1016/S1473-3099(20)30144-4)
Note on G17: All suspected cases: all cases that present, regardless of severity, and number of negatives per positive as input below Targeted: restricted testing of mild/moderate presenting cases may be employed if limited tests available. All required severe and critical cases will still be tested
Note on G18: If "Targeted" testing strategy, only the percent of suspected/mild/moderate cases input here will be tested (typically high-risk patients)
Note on G22: Includes tests for inpatient HCW, screening/triage HCW, ambulance personnel, cleaners, lab techs, and biomedical engineers. Input can also be 0 (for no tests) or a decimal (e.g., 0.5 to represent tests every other week)
Note on G86: [Threaded comment] Your version of Excel allows you to read this threaded comment; however, any edits to it will get removed if the file is opened in a newer version of Excel. Learn more: https://go.microsoft.com/fwlink/?linkid=870924 Comment: Add Sotrovimab to this chart Reply: Added - but color scheme needs to be fixed
Note on C146: [Threaded comment] Your version of Excel allows you to read this threaded comment; however, any edits to it will get removed if the file is opened in a newer version of Excel. Learn more: https://go.microsoft.com/fwlink/?linkid=870924 Comment: Sotrovimab added here as well. Needs review
Please note that these are reference prices and can be modified either in the "Equipment List & Usage" and "Pharmaceuticals" tabs, or directly in the boxes below.
Determine Forecast Period
Define Infections & Growth Rate
Testing Strategy
Hygiene
PPE
Diagnostics
Biomedical Equipment
Total
Anticoagulants & Corticosteroids
Biomedical Consumables & Accessories
Daily New Infections
Daily New Cases
Daily Deaths
Critical
Severe
Moderate
Mild
[Notice vertical axis may differ between scenario visualizations]
User can input value from "Total quantity" to zero out drugs that are not relevant to their conext.
Please find the COVID-19 Clinical management: living guidance document here: COVID-19 Clinical Management: Living Guidance
Below are multiple formulations of corticosteroids - delete or adjust according to local protocol or availability
Please note that supplies forecast for biomedical equipment, consumables and accessories do not take into consideration requisite infrastructure capacity or personnel for use and maintenance. This includes but is not limited to: existing available oxygen sources, electrical power, health workforce capabilities, biomedical engineers, technicians etc.. As a result, this forecast may be an overestimate.
Casirivimab/Imdevimab if a combination monoclonal antibody - each unit contains a vial of each antibody
Cost breakdown can be found starting in cell K107
See row 136-147 for therapeutics details
Curves appear to flatten if max number of HCWs or inpatient hospital beds are in use
Adjust bed capacity on 'Input' tab to explore impact of more beds on hospitalizations and concomitant PPE and resource needs
Above reflects total hospitalizations constrained by hospital bed capacity limitations
See 'Infrastructure Outputs' table below for bed needs unconstrained by current bed capacity
Above reflects total expected caseload over forecast period with no hospital bed capacity limiation and indepdent of diagnostic capacity
Above reflects new cases over forecast period with no hospital bed capacity limitations and independent of diagnostic capacity
Note: lines may overlap if the same percentage is applied to multiple case severity types (e.g., both mild and moderate at 40%)
Curves appear to flatten when max bed capacity is reached (and thus max oxygen delivery capacity)

## Equipment List & Usage
Equipment List & Usage
Back to Inputs
This tab contains the master list of commodities that are included in the forecast. In cases where the commodity comes with or should include other equipment, those items are listed as well. The list also includes packages of drugs and consumables used to treat 40 severe/critical patients. Use the provided links to see what items are included in both of those packages. Items are listed vertically; and settings of care are listed horizontally. All cells in blue are editable. |  |  |  |  | Links to equipment sections |  | Links to care settings
[5 empty] | Hygiene |  | Inpatient care
[5 empty] | PPE |  | Isolation
[5 empty] | Diagnostics |  | Screening/triage
[5 empty] | Biomedical Equipment |  | Laboratories
Commodities and Equipment
[29 empty] | v2 Hide | v2 Hide | v2 Hide | v2 Hide | v2 Hide | v2 Hide | v2 Hide | v2 Hide | v2 Hide | v2 Hide | v2 Hide | v2 Hide | v2 Hide | v2 Hide | v2 Hide | v2 Hide | v2 Hide | v2 Hide | v2 Hide | v2 Hide | v2 Hide
[8 empty] | INPATIENT CARE (Severe and Critical cases) - Quantity per person (or bed) per day | [11 empty] | ISOLATION (mild and moderate cases) - Quantity/Person/Day |  |  | SCREENING/TRIAGE- Quantity/Person/Day |  |  | LABORATORIES - Quantity/Person/Day |  |  | Moderate Patients - Community Care - Qty/Person/Day | [6 empty] | Points of entry - Qty/Person/Day | [6 empty] | Mild or Presumptive Patients (Quarantine Centers) | [6 empty] | Totals
Category | Grouping | Item | Unit | Reusable | Supplied With? | Price |  | HCW | Cleaner | Informal caregiver | Ambulance personnel | Biomedical engineer | Severe Patient | Critical Patient | Both Patient | Severe Bed | Critical Bed | Both Bed | Totals | Informal caregiver | Patient | Totals | HCW | Patient | Totals | Laboratory technician | Cleaner | Totals | HCW | Hygienist | Caretaker | Patient | Bed | Totals |  | HCW | Hygienist | Caretaker | Patient | Bed | Totals |  | HCW | Hygienist | Caretaker | Ambulancier | Patient | Bed | Totals | Quantity | Cost
IPC | Hygiene | Chlorine, HTH 70% | Kg | No | N/A | 3.5 |  |  | 0.03 |  | 0.03 | 0.03 | [6 empty] | 8479.8 |  |  | 0 |  |  | 0 | 0.1 | 0.03 | 2173.08 |  | 0.03 | [6 empty] | 0.03 | [12 empty] | 10652.88 | 37285.08
IPC | Hygiene | Alcohol-based hand rub | Lt | No | N/A | 8.3 |  | 0.033333 | 0.033333 |  | 0.033333 | 0.033333 | [6 empty] | 24299.1 | 0.033333 | 0.01 | 102936.7733 | 0.03 | 0.01 | 26070.52 | 0.03 | 0.03 | 791.28 | 0.033333 | 0.033333 | 0.01 | 0.01 |  |  |  | 0.03 | 0.033333 |  | 0.01 | [10 empty] | 154097.6733 | 1279010.6887
IPC | Hygiene | Liquid soap | Lt | No | N/A | 0.9 |  | 0.016667 | 0.016667 | 0.01 | 0.016667 | 0.016667 | [6 empty] | 12149.55 |  |  | 0 | 0.02 | 0.01 | 25298.56 | 0.02 | 0.02 | 527.52 | 0.016667 | 0.016667 | 0.01 | 0.01 |  |  |  | 0.03 | 0.016667 |  | 0.01 | [10 empty] | 37975.63 | 34178.067
IPC | Hygiene | Bio-hazardous bag | Each | No | N/A | 0.185 |  | 0.5 | 0.5 |  | 0.5 | 0.5 | [6 empty] | 364486.5 |  |  | 0 | 0.5 |  | 38598 | 0.4 | 0.5 | 11214 | 0.5 | 0.5 | [5 empty] | 0.5 | 0.5 | [12 empty] | 414298.5 | 76645.2225
IPC | PPE | Gown, protective | Each | No | N/A | 1.549 |  | 1 | 1 | 1 | 1 | 1 | [6 empty] | 728973 |  |  | 0 | 2 |  | 154392 | 2 | 1 | 46116 | 1 | 1 | 1 |  |  |  |  | 1 | 1 | [12 empty] | 929481 | 1439766.069
IPC | PPE | Scrubs, tops | Each | Yes | N/A | 2.6 |  | 0.033333 | 0.033333 |  |  | 0.03 | [6 empty] | 10199 |  |  | 0 | 0.03 |  | 919 |  |  | 0 | 0.033333 | 0.033333 | [19 empty] | 11118 | 28906.8
IPC | PPE | Scrubs, pants | Each | Yes | N/A | 2.6 |  | 0.033333 | 0.033333 |  |  | 0.03 | [6 empty] | 10199 |  |  | 0 | 0.03 |  | 919 |  |  | 0 | 0.033333 | 0.033333 | [19 empty] | 11118 | 28906.8
IPC | PPE | Apron, disposable | Each | No | N/A | 0.216 |  | 1 | [10 empty] | 446313 |  |  | 0 |  |  | 0 |  |  | 0 | [21 empty] | 446313 | 96403.608
IPC | PPE | Gloves, examination | Pair | No | N/A | 0.114 |  | 24 |  | 4 | 4 | 2 | [6 empty] | 10821244 | 4 |  | 9501856 | 8 |  | 617568 | 8 |  | 157920 | 12 |  | 2 |  |  |  |  | 6 | [13 empty] | 21098588 | 2405239.032
IPC | PPE | Gloves, surgical | Pair | No | N/A | 0.352 |  | 1 | [10 empty] | 446313 |  |  | 0 |  |  | 0 |  |  | 0 | [21 empty] | 446313 | 157102.176
IPC | PPE | Goggles, protective | Each | Yes | N/A | 1.955 |  | 0.1 | 0.1 |  | 0.1 | [7 empty] | 10486 |  |  | 0 | 0.1 |  | 919 | 0.066667 |  | 235 | 0.1 | 0.1 | [5 empty] | 0.1 | 0.1 | [12 empty] | 11640 | 22756.2
IPC | PPE | Face shield | Each | No | N/A | 0.647 |  | 1 | 1 |  |  | 1 | [6 empty] | 705460 |  |  | 0 |  |  | 0 | 2 |  | 39480 | 1 | 1 | [5 empty] | 1 | 1 | [12 empty] | 744940 | 481976.18
IPC | PPE | Respirator | Each | No | N/A | 0.335 |  | 1 | [10 empty] | 446313 |  |  | 0 |  |  | 0 |  |  | 0 |  | 0 | [19 empty] | 446313 | 149514.855
IPC | PPE | Mask, medical / surgical for healthworker | Each | No | N/A | 0.03 |  | 4 | 4 | 2 | 4 | 1 | [6 empty] | 2892372 | 2 |  | 4750928 | 4 |  | 308784 | 4 |  | 78960 | 2 | 2 | [5 empty] | 2 | 2 | [12 empty] | 8031044 | 240931.32
IPC | PPE | Mask, medical / surgical for patient | Each | No | N/A | 0.03 | [8 empty] | 2 |  |  |  | 783860 |  | 1 | 2375464 |  | 1 | 2375464 |  |  | 0 |  |  | 1 | 1 | [6 empty] | 1 | [10 empty] | 5534788 | 166043.64
[50 empty] | Quantity | Cost
Testing | Diagnostics | Triple packaging boxes | Unit | Yes | N/A | 30 |  | This section is based on equipment from Inputs tab, no new inputs required here | [41 empty] | 720 | 21600
Testing | Diagnostics | Swab and Viral transport medium | Unit | No | N/A | 1.2 | [43 empty] | 137688 | 165225.6
Testing | Diagnostics | Test kit - manual PCR (complete kit) | 1T/kit | No | N/A | 10 | [43 empty] | 29457.006 | 294570.0597
Testing | Diagnostics | Test kits - high-throughput PCR (complete kit) | 1T/kit | No | N/A | 15 | [43 empty] | 0 | 0
Testing | Diagnostics | For near patient PCR machine - RT-PCR cartridge | 1T/kit | No | N/A | 19.8 | [43 empty] | 80693.394 | 1597729.2017
Testing | Diagnostics | Antigen Rapid Diagnostic Tests | 1T/kit | No | N/A | 4 | [43 empty] | 27537.6 | 110150.4
Testing | Diagnostics | Thermocyclers for RT-PCR | Each | Yes | N/A | 25000 | [43 empty] | 0 | 0
Testing | Diagnostics | Near patient PCR machine, 2 modules instrument | Each | Yes | N/A | 12500 | [43 empty] | 0 | 0
Testing | Diagnostics | Near patient PCR machine, 4 modules instrument | Each | Yes | N/A | 18000 | [43 empty] | 0 | 0
[13 empty] | Severe Patient | Critical Patient | Both Patient | Severe Bed | Critical Bed | Both Bed | Totals | [30 empty] | Quantity | Cost
Case management - biomedical equipment | Monitoring | Infrared thermometer | Each | Yes | N/A | 39 | Non-consumable | [10 empty] | 0.1 | 718.5 | [30 empty] | 718.5 | 28021.5
Case management - biomedical equipment | Monitoring | Pulse oximeter | Each | Yes | Adult, paediatric and neonatal according to clinical needs. | 380 | Non-consumable | [10 empty] | 1 | 7185 | [30 empty] | 7185 | 2730300
Case management - biomedical equipment | Monitoring | Patient monitor, multiparametric with ECG, with accessories | Each | Yes | Minimum parameters to be measured: ECG, NIBP, SpO2, RR For high-end ICU: IBP, CO2, TEMP Used for ICU and HDI. IBP only for Intravascular Pressure Monitoring. | 4005.86 | Non-consumable | [9 empty] | 1 |  | 242 | [30 empty] | 242 | 969418.12
Case management - biomedical equipment | Monitoring | Patient monitor, multiparametric without ECG, with accessories | Each | Yes | Minimum vital signs to be measured: NIBP, SpO2, PR Used for nurse multipatient observation arounds. | 996.53 | Non-consumable | [8 empty] | 0.25 |  |  | 1735.75 | [30 empty] | 1735.75 | 1729726.9475
Case management - biomedical equipment | Oxygen therapy | Oxygen source (i.e., concentrator, cylinder, or pipe supply) | Each | Yes | Supplied with: Flow and pressure regulator, outlet connector, non-heated bubble humidifier, as applicable. Consumables would vary according to clinical needs. |  | Non-consumable | [10 empty] | 1 | 7185 | [30 empty] | 7185 | 0
Case management - biomedical equipment | Airway Management & Intubation | Laryngoscope (direct or video type) | Each | Yes | Blades of different sizes and according to type of laryngoscope (video vs. direct). Consumption would vary if the device is single use or reusable. | 80 | Non-consumable | [9 empty] | 0.66667 |  | 161.3333 | [30 empty] | 161.3333 | 12906.6667
Case management - biomedical equipment | Mechanical Ventilation | Patient ventilator, intensive care, with breathing circuits and patient interface | Each | Yes | It includes all accessories and consumables. Consumption would vary if devices are single use or reusable. | 26644.74 | Non-consumable | [9 empty] | 0.67 |  | 162.14 | [30 empty] | 162.14 | 4320178.1436
Case management - biomedical equipment | Non-Invasive Ventilation | BiPAP, with tubing and patient interfaces, with accessories | Each | Yes | It includes all accessories and consumables. Consumption would vary if devices are single use or reusable. | 4990.08 | Non-consumable | [9 empty] | 0.17 |  | 41.14 | [30 empty] | 41.14 | 205291.8912
Case management - biomedical equipment | Non-Invasive Ventilation | High Flow Nasal Cannula, with tubing and patient interfaces | Each | Yes | It includes all accessories and consumables. Consumption would vary if devices are single use or reusable. | 4169 | Non-consumable | [9 empty] | 0.17 |  | 41.14 | [30 empty] | 41.14 | 171512.66
Case management - biomedical equipment | IV Infusion | Syringe driver (pump) | Each | Yes | Accessories according to equipment. | 1019.32 | Non-consumable | [9 empty] | 3 |  | 726 | [30 empty] | 726 | 740026.32
Case management - biomedical equipment | IV Infusion | Infusion pump | Each | Yes | Accessories according to equipment. Number of channels vary according to clinical needs. | 828.47 | Non-consumable | [10 empty] | 1 | 7185 | [30 empty] | 7185 | 5952556.95
Case management - biomedical equipment | Blood Chemistry | Blood Gas Analyser, portable with cartridges and control solutions | Each | Yes | Consumption would vary according to the clinical needs. Supplied with spare rechargeable battery. | 480 | Non-consumable | [10 empty] | 0.025 | 179.625 | [30 empty] | 179.625 | 86220
Case management - biomedical equipment | Imaging | Ultrasound, portable, w/ transducers and trolley | Each | Yes | Supplied with: Linear transducer 5.0-7.5 MHz; Phased array cardiac transducer 5.0-7.5 MHz; Conductive gel. | 3870.98 | Non-consumable | [10 empty] | 0.025 | 179.625 | [30 empty] | 179.625 | 695324.7825
Case management - biomedical equipment | Imaging | X-Ray | Each | Yes | Specifications would be according local requirements. Preferably mobile for ICU. Ancillary equipment for viewing and printing images should be supplied according to local requirements. |  | Non-consumable | [10 empty] | 0.025 | 179.625 | [30 empty] | 179.625 | 0
Case management - biomedical equipment | Intensive Care Management | Drill, for intra-osseous access, w/accessories, w/transport bag | Each | Yes | Supplied with: Accessories for adults and paediatrics; training kit. | 850 | Non-consumable | [10 empty] | 0.025 | 179.625 | [30 empty] | 179.625 | 152681.25
Case management - biomedical equipment | Intensive Care Management | Electrocardiograph, portable w/accessories | Each | Yes | Supplied with patient cables and electrodes according to the no. of channels. | 1450 | Non-consumable | [10 empty] | 0.025 | 179.625 | [30 empty] | 179.625 | 260456.25
Case management - biomedical equipment | Intensive Care Management | Suction pump | Each | Yes | Collection bottles, tubing and filters according to type of pump (mechanical or electric). | 1800 | Non-consumable | [8 empty] | 0.5 | 1 |  | 3713.5 | [30 empty] | 3713.5 | 6684300
Case management - accessories & consumables | Oxygen therapy | Flow splitter, 5 flowmeters 0-2 L/min | Each | Yes | Typically for paediatric use as gives low O2 flows. | 598 | Non-consumable | [10 empty] | 0.025 | 179.625 | [30 empty] | 179.625 | 107415.75
Case management - accessories & consumables | Oxygen delivery devices | Nasal oxygen cannula, with prongs | Each | No | Adult, paediatric and neonatal according to clinical needs. | 0.22 | Consumable | [5 empty] | 0.66667 | [5 empty] | 25751.3333 | [30 empty] | 25751.3333 | 5665.2933
Case management - accessories & consumables | Oxygen delivery devices | Mask, oxygen, with connection tube, reservoir bag and valve, high-concentration single use | Each | No | Adult and paediatric according to clinical needs. | 0.8 | Consumable | [5 empty] | 0.66667 | [5 empty] | 25751.3333 | [30 empty] | 25751.3333 | 20601.0667
Case management - accessories & consumables | Oxygen delivery devices | Venturi Mask, with percent O2 Lock and tubing | Each | No | Adult and paediatric according to clinical needs. | 1.2 | Consumable | [5 empty] | 0.66667 | [5 empty] | 25751.3333 | [30 empty] | 25751.3333 | 30901.6
Case management - accessories & consumables | Airway Management & Intubation | Compressible self-refilling ventilation bag, capacity > 1500 mL | Each | Yes | Compressible bag capacity: 1475 to 2000 mL, with reservoir bag. Non-rebreathing patient valve with pressure limiting valve, patient connector outside/inside diameter: 22/15 mm. Masks, silicon, in 3 sizes (adult small, adult medium and adult large). | 97.5 | Non-consumable | [10 empty] | 0.66667 | 4790 | [30 empty] | 4790 | 467025
Case management - accessories & consumables | Airway Management & Intubation | Airway, nasopharyngeal, sterile, single use | Each | No | Different sizes according to clinical needs: 20 Fr, 22 Fr, 24 Fr, 26 Fr, 28 Fr, 30 Fr, 32 Fr, 34 Fr, 36 Fr | 0.41 | Consumable | [6 empty] | 0.66667 |  |  |  |  | 724 | [30 empty] | 724 | 296.84
Case management - accessories & consumables | Airway Management & Intubation | Airway, oropharyngeal, Guedel | Each | No | Different sizes according to clinical needs: No. 2 (70 mm), No. 3 (80 mm), No. 4 (90 mm), No. 5 (100 mm) | 0.2 | Consumable | [7 empty] | 0.66667 |  |  |  | 26475.3333 | [30 empty] | 26475.3333 | 5295.0667
Case management - accessories & consumables | Airway Management & Intubation | Colorimetric End Tidal CO2 detector single use | Each | No |  | 13 | Consumable | [7 empty] | 0.66667 |  |  |  | 26475.3333 | [30 empty] | 26475.3333 | 344179.3333
Case management - accessories & consumables | Airway Management & Intubation | Cricothyrotomy, set, emergency, 6 mm, sterile, single use | Each | No | Supplied with: 1 - 6.0 mm, cuffed cricothyroidotomy tube 1 - cricothyroidotomy, tube holder 1 - dilator 1 - scalpel blade, No. 15, for handle No. 3, sterile, single use 1 - suture, surgical, synthetic, non absorbable, monofilament, DEC 3.5 (0), 45 cm, with needle, 3/8 circle, 29.9 mm, cutting point 1 - syringe, 10 mL, two or three pieces, Luer type, sterile, single use 1 - Thermovent T (HME) | 550 | Consumable | [9 empty] | 0.16667 |  | 40.3333 | [30 empty] | 40.3333 | 22183.3333
Case management - accessories & consumables | Airway Management & Intubation | Endotracheal tube introducer | Each | No | Type and sizes according to specifications. | 0.74 | Consumable | [6 empty] | 1 |  |  |  |  | 1086 | [30 empty] | 1086 | 803.64
Case management - accessories & consumables | Airway Management & Intubation | Tube, endotracheal | Each | No | Type and sizes according to specifications. | 1.09 | Consumable | [6 empty] | 1.3333 |  |  |  |  | 1448 | [30 empty] | 1448 | 1578.32
Case management - accessories & consumables | Airway Management & Intubation | Laryngeal mask airway (LMA) | Each | No | Sizes according to specifications. | 2.98 | Consumable | [6 empty] | 1.3333 |  |  |  |  | 1448 | [30 empty] | 1448 | 4315.04
Multiplier for reusable PPE | 100%
Multiplier for non-reusable per-day equipment | 7
© World Health Organization 2021. Some rights reserved. This work is available under the CC BY-NC-SA 3.0 IGO licence.
WHO reference number: WHO/2019-nCoV/Tools/Essential_forecasting/2021.1
Please note that supplies forecast for biomedical equipment, consumables and accessories do not take into consideration requisite infrastructure capacity or personnel for use and maintenance. This includes but is not limited to: existing available oxygen sources, electrical power, health workforce capabilities, biomedical engineers, technicians etc.. As a result, this forecast may be an overestimate.
These prices are estimates only. Prices are rapidly evolving based on market fluctuations. Users can change the price/unit in blue cells ↓
Note on J14: HCWs refers to physicians, nursing professionals, and paramedical practitioners (ILO ISCO codes 2240, 2211, 2212, 2221, 3221, 5321, 3256)
Note on K14: Cleaners and Helpers (ILO ISCO code 9112)
Note on M14: Refers to Ambulance personnel (ILO ISCO codes 8322, 3258)
Note on AA14: HCWs refers to all medical practitioners, including physicians, nursing professionals, and paramedical practitioners (ILO ISCO codes 2240, 2211, 2212, 2221, 3221, 5321, 3253)
Note on AE14: Refers to Medical and Pathology Laboratory Technicians (ILO ISCO code 3212)
Note on AF14: ILO ISCO code 9112
Note on AI14: HCWs refers to all medical practitioners, including physicians, nursing professionals, community health workers and paramedical practitioners (ILO ISCO codes 2240, 2211, 2212, 2221, 3221, 5321, 3256, 3253)
Note on AJ14: Cleaners and Helpers (ILO ISCO codes 9112)
Note on AP14: HCWs refers to all medical practitioners, including physicians, nursing professionals, community health workers and paramedical practitioners (ILO ISCO codes 2240, 2211, 2212, 2221, 3221, 5321, 3256, 3253)
Note on AQ14: Cleaners and Helpers (ILO ISCO codes 9112)
Note on AW14: HCWs refers to all medical practitioners, including physicians, nursing professionals, community health workers and paramedical practitioners (ILO ISCO codes 2240, 2211, 2212, 2221, 3221, 5321, 3256, 3253)
Note on AX14: Cleaners and Helpers (ILO ISCO codes 9112)
Note on AZ14: Refers to Ambulance personnel (ILO ISCO codes 8322, 3258)
Note on H44: Administrator: Please refer to catalogue for pricing, as there are 3 different pulse oximeters (portable handheld, fingertip, and table top) with a range of prices. Users are advised to insert the price, or weighted average price, corresponding to the type used in modelled setting.
Note on H47: Administrator: Oxygen pricing is complex as there are many sources (e.g., liquid plants, pressure swing adsorption plants, concentrators) and storage/delivery mechanisms (e.g., bulk liquid tanks, cylinders). Please refer to your in-country and international experts to get support and guidance on oxygen pricing based on your context.

## Pharmaceuticals
`
Pharmaceutical Drug List
Back to Inputs
This tab contains the master list of pharmaceutical commodities that are included in the forecast. The items included are based on bundles recommended by the WHO and estimates are generated from scenario patient volumes by patient type. Items are listed vertically; and settings of care are listed horizontally. All cells in blue are editable.
User
Back to Equipment List | [7 empty] | Input | Critical patients |  |  |  |  | Severe patients |  |  |  |  | Moderate patients |  |  |  |  | Mild patients | [21 empty] | Assumptions
COVID-specific? | Item # | Drug Product | Classification | Concentration/ formulation | Formulation | Units | Drug form | Price ($) | # of days per treatment course | Daily amount (drug form) | Per Treatment Course (drug form) | Per Treatment Course (volume) | % Patients Receiving Treatment | # of days per treatment course | Daily amount (drug form) | Per Treatment Course (drug form) | Per Treatment Course (volume) | % Patients Receiving Treatment | # of days per treatment course | Daily amount (drug form) | Per Treatment Course (drug form) | Per Treatment Course (volume) | % Patients Receiving Treatment | # of days per treatment course | Daily amount (drug form) | Per Treatment Course (drug form) | Per Treatment Course (volume) | % Patients Receiving Treatment | Drug form | Units | Total (drug form) for All Critical Patients Treated | Total (volume) for All Critical Patients Treated | Cost (USD) | Total (drug form) for All Severe Patients Treated | Total (volume) for All Severe Patients Treated | Cost (USD) | Total (drug form) for All Moderate Patients Treated | Total (volume) for All Moderate Patients Treated | Cost (USD) | Total (drug form) for All Mild Patients Treated | Total (volume) for All Mild Patients Treated | Cost (USD) | Total (drug form) All Cohorts of Patients Treated | Total (volume) All Cohorts of Patients Treated | Total Cost | Critical | Severe | Moderate
No | 1 | Acetylsalicyclic acid | Anti-platelet and anti-inflammatory | 100mg tab. | 100 | mg | tablet(s) |  | 0 | 0 | 0 | 0 |  | 14 | 1 | 14 | 1400 | 40% | 14 | 1 | 14 | 1400 | 40% | 0 | 0 | 0 | 0 |  | tablet(s) | mg | 0 | 0 | 0 | 216311 | 21631100 | 0 | 475093 | 47509300 | 0 | 0 | 0 | 0 | 691404 | 69140400 | 0 | Will not be required in critical patients | 40% of severe patients require 14 tablet(s) during their admission | 40% of moderate patients require 14 tablet(s)s during their admission
No | 2 | Alcohol-based hand rub (ethanol 80% v/v or isopropyl alcohol 75% v/v | Antiseptic/disinfectant | solution, 500mL, bottle | 500 | ml | bottle(s) |  | 21 | 0.576 | 12.096 | 6048 | 100% | 14 | 0.288 | 4.032 | 2016 | 100% | 14 | 0.144 | 2.016 | 1008 | 100% | 0 | 0 | 0 | 0 |  | bottle(s) | ml | 45868 | 22934000 | 0 | 155744 | 77872000 | 0 | 171033 | 85516500 | 0 | 0 | 0 | 0 | 372645 | 186322500 | 0 | 100% of critical patient's will require 48 patient contacts per 24 hours with each contact requiring 6ml (3ml before and 3 ml after) | 100% of severe patients require 2016 ml during their admission (24 contacts per 24 hours, 6ml per contact) | 100% of moderate patients require 1008 ml during their admission (12 patient contacts per 24 hours, 6ml per contact)
No | 3 | Amiodarone hydrochloride | Antiarrhythmic | 50 mg/ml, 3 ml, amp. | 50 | mg | ampoule(s) |  | 2 | 8 | 16 | 800 | 20% | 2 | 8 | 16 | 800 | 10% | 0 | 0 | 0 | 0 |  | 0 | 0 | 0 | 0 |  | ampoule(s) | mg | 12134 | 606700 | 0 | 61803 | 3090150 | 0 | 0 | 0 | 0 | 0 | 0 | 0 | 73937 | 3696850 | 0 | 20% of critical patients will require 16 amps per their admission | 10% of severe patients require 16 amp during their admission | Will not be required in moderate patients
No | 4 | Amlodipine | Antihypertensive - calcium channel blocker | 10mg tab. | 10 | mg | tablet(s) |  | 7 | 1 | 7 | 70 | 40% | 7 | 1 | 7 | 70 | 30% | 4 | 1 | 4 | 40 | 30% | 0 | 0 | 0 | 0 |  | tablet(s) | mg | 10618 | 106180 | 0 | 81117 | 811170 | 0 | 101806 | 1018060 | 0 | 0 | 0 | 0 | 193541 | 1935410 | 0 | 40% of critical patient will need 7 tablet(s)s during their admission | 30% of severe patients require 7 tabs during their admission | 30% of moderate patients require 4 tab during their admission
No | 5 | Amoxicillin | Antibiotic | 250 mg, tab. | 250 | mg | tablet(s) |  | 0 | 0 | 0 | 0 |  | 0 | 0 | 0 | 0 |  | 10 | 3 | 30 | 7500 | 5% | 0 | 0 | 0 | 0 |  | tablet(s) | mg | 0 | 0 | 0 | 0 | 0 | 0 | 127257 | 31814250 | 0 | 0 | 0 | 0 | 127257 | 31814250 | 0 | Will not be required in critical patients | Will not be required in severe patients | 5% of moderate patients require 30 tabs during their admission
No | 6 | Amoxicillin | Antibiotic | 500 mg, tab. | 500 | mg | tablet(s) |  | 0 | 0 | 0 | 0 |  | 0 | 0 | 0 | 0 |  | 10 | 3 | 30 | 15000 | 5% | 0 | 0 | 0 | 0 |  | tablet(s) | mg | 0 | 0 | 0 | 0 | 0 | 0 | 127257 | 63628500 | 0 | 0 | 0 | 0 | 127257 | 63628500 | 0 | Will not be required in critical patients | Will not be required in severe patients | 5% of moderate patients require 30 tabs during their admission
No | 7 | Amoxicillin 125mg/clavulanic ac.31.25mg | Antibiotic | eq.156.25mg/5mL, oral susp., 100mL bottle | 156.25 | mg | bottle(s) |  | 7 | 2 | 14 | 2187.5 | 5% | 7 | 0.28571 | 2 | 312.5 | 5% | 5 | 0.4 | 2 | 312.5 | 0.016% | 0 | 0 | 0 | 0 |  | bottle(s) | mg | 2654 | 414687.5 | 0 | 3863 | 603593.75 | 0 | 27 | 4218.75 | 0 | 0 | 0 | 0 | 6544 | 1022500 | 0 | 5% of critical patients will need 2 bottle(s)s during their admission | 5% of severe patients require 2 bottle(s)s during their admission | 0.016% of moderate patients require 2 bottle(s) during their admission
No | 8 | Amoxicillin 1g / clavulanic acid 200mg, powder | Antibiotic | 1.2g, amp. | 1.2 | g | ampoule(s) |  | 7 | 3 | 21 | 25.2 | 30% | 3 | 3 | 9 | 10.8 | 20% | 0 | 0 | 0 | 0 |  | 0 | 0 | 0 | 0 |  | ampoule(s) | g | 23890 | 28668 | 0 | 69529 | 83434.8 | 0 | 0 | 0 | 0 | 0 | 0 | 0 | 93419 | 112102.8 | 0 | 30% of patients will require 3 amps a day for 7 days | 20% of severe patients require 9 amps during their admission | Will not be required in moderate patients
No | 9 | Amoxicillin 500 mg / clavulanic acid 125 mg | Antibiotic | eq. 625mg/tab, tab. | 625 | mg | tablet(s) |  | 0 | 3 | 0 | 0 | 20% | 10 | 3 | 30 | 18750 | 20% | 5 | 3 | 15 | 9375 | 15% | 0 | 0 | 0 | 0 |  | tablet(s) | mg | 0 | 0 | 0 | 231762 | 144851250 | 0 | 190886 | 119303750 | 0 | 0 | 0 | 0 | 422648 | 264155000 | 0 | Will not be required in critical patients | 20% of severe patients require 30 tabs during their admission | 15% of moderate patients require 15 tab during their admission
No | 10 | Amphotericin b (sodium deoxycholate) | Antifungal | 50mg | 50 | mg | tablet(s) |  | 10 | 2 | 20 | 1000 | 0.01% | 10 | 2 | 20 | 1000 | 0.01% | 0 | 0 | 0 | 0 |  | 0 | 0 | 0 | 0 |  | tablet(s) | mg | 8 | 400 | 0 | 77 | 3850 | 0 | 0 | 0 | 0 | 0 | 0 | 0 | 85 | 4250 | 0 | 0.01% of critical patients will need 20 amps during their admission | 0.01% of severe patients require 20 amps during their admission | Will not be required in moderate patients
No | 11 | Ampicillin | Antibiotic | 1g, powder, vial | 1 | g | vial(s) |  | 7 | 2 | 14 | 14 | 5% | 10 | 2 | 20 | 20 | 5% | 0 | 0 | 0 | 0 |  | 0 | 0 | 0 | 0 |  | vial(s) | g | 2654 | 2654 | 0 | 38627 | 38627 | 0 | 0 | 0 | 0 | 0 | 0 | 0 | 41281 | 41281 | 0 | 5% of critical patients will need 14 vial(s)s during their admission | 5% of severe patients require 20 vial(s)s during their admission | Will not be required in moderate patients
No | 12 | Ampicillin | Antibiotic | 500 mg, powder, vial | 500 | mg | vial(s) |  | 7 | 2 | 14 | 7000 | 10% | 10 | 2 | 20 | 10000 |  | 0 | 0 | 0 | 0 |  | 0 | 0 | 0 | 0 |  | vial(s) | mg | 5309 | 2654500 | 0 | 0 | 0 | 0 | 0 | 0 | 0 | 0 | 0 | 0 | 5309 | 2654500 | 0 | 10% of critical patients will need 14 amps during their admission | Will not be required in severe patients | Will not be required in moderate patients
No | 13 | Artesunate | Antimalarial | 60mg, amp. | 60 | mg | ampoule(s) |  | 2 | 3 | 6 | 360 |  | 0 | 0 | 0 | 0 |  | 0 | 0 | 0 | 0 |  | 0 | 0 | 0 | 0 |  | ampoule(s) | mg | 0 | 0 | 0 | 0 | 0 | 0 | 0 | 0 | 0 | 0 | 0 | 0 | 0 | 0 | 0 | Calculate manually based on your malaria rates. 6 amps per course | Calculate manually based on your malaria rates. 6 amps per course | Calculate manually based on your malaria rates. 6 amps per course
No | 14 | Atracurium besilate | Neuromuscular blocker/paralytic | 10mg/mL, 5mL, amp. | 10 | mg | ampoule(s) |  | 10 | 2 | 20 | 200 | 20% | 0 | 0 | 0 | 0 |  | 0 | 0 | 0 | 0 |  | 0 | 0 | 0 | 0 |  | ampoule(s) | mg | 15168 | 151680 | 0 | 0 | 0 | 0 | 0 | 0 | 0 | 0 | 0 | 0 | 15168 | 151680 | 0 | 20% of critical patients require 20 amp during their admission | Will not be required in severe patients | Will not be required in moderate patients
No | 15 | Atropine sulfate | Anticholinergic antiarrhythmic and secretion management | 1 mg/mL, 1mL, amp. | 1 | mg | ampoule(s) |  | 1 | 4 | 4 | 4 | 5% | 0 | 0 | 0 | 0 |  | 0 | 0 | 0 | 0 |  | 0 | 0 | 0 | 0 |  | ampoule(s) | mg | 758 | 758 | 0 | 0 | 0 | 0 | 0 | 0 | 0 | 0 | 0 | 0 | 758 | 758 | 0 | 5% of critical patients require 4 amps during their admission | Will not be required in severe patients | Will not be required in moderate patients
No | 16 | Azithromycin | Antibiotic | 250mg, tab. | 250 | mg | tablet(s) |  | 5 | 4 | 20 | 5000 | 5% | 5 | 4 | 20 | 5000 | 30% | 3 | 4 | 12 | 3000 | 5% | 0 | 0 | 0 | 0 |  | tablet(s) | mg | 3792 | 948000 | 0 | 231762 | 57940500 | 0 | 50903 | 12725750 | 0 | 0 | 0 | 0 | 286457 | 71614250 | 0 | 5% of critical patients require 20 tabs during their admission | 30% of severe patients require 20 tab during their admission | 5% of moderate patients require 12 tabs during their admission
No | 17 | Azithromycin | Antibiotic | 500mg, tab | 500 | mg | tablet(s) |  | 0 | 0 | 0 | 0 | 0% | 5 | 4 | 20 | 10000 | 30% | 3 | 4 | 12 | 6000 | 30% | 0 | 0 | 0 | 0 |  | tablet(s) | mg | 0 | 0 | 0 | 231762 | 115881000 | 0 | 305417 | 152708500 | 0 | 0 | 0 | 0 | 537179 | 268589500 | 0 | Will not be required in critical patients | 30% of severe patients require 20 tabs during their admission | 30% of moderate patients require 12 tabs during their admission
No | 18 | Azithromycin | Antibiotic | IV 500mg | 500 | mg | vial(s) |  | 5 | 1 | 5 | 2500 | 60% | 0 | 0 | 0 | 0 |  | 0 | 0 | 0 | 0 |  | 0 | 0 | 0 | 0 |  | vial(s) | mg | 11376 | 5688000 | 0 | 0 | 0 | 0 | 0 | 0 | 0 | 0 | 0 | 0 | 11376 | 5688000 | 0 | 60% of critical patients require 5 amp during their admission | Will not be required in severe patients | Will not be required in moderate patients
No | 19 | AZITHROMYCIN | Antibiotic | 200mg/5ml, powder oral susp., 15mL, bottle | 200 | mg | bottle(s) |  | 5 | 2 | 10 | 2000 | 1% | 5 | 1 | 5 | 1000 | 1% | 3 | 1 | 3 | 600 | 1% | 0 | 0 | 0 | 0 |  | bottle(s) | mg | 379 | 75800 | 0 | 1931 | 386200 | 0 | 2545 | 509000 | 0 | 0 | 0 | 0 | 4855 | 971000 | 0 | 1% of critical patients require 10 bottle(s)s during their admission | 1% of severe patients require 5 bottle(s) during their admission | 1% of moderate patients require 1 bottle(s) during their admission
Yes - JAK inhibitor | 20 | Baracitanib | JAK inhibitor | 4mg | 4 | mg | Tablet | 23 | 14 | 1 | 14 | 56 | 75% | 14 | 1 | 14 | 56 | 75% |  |  | 0 |  |  | 0 | 0 | 0 |  |  | Tablet | mg | 39816 | 159264 | 915768 | 405584 | 1622336 | 9328432 | 0 | 0 | 0 | 0 | 0 | 0 | 445400 | 1781600 | 10244200
No | 21 | Barrier cream | Skin protectant | 1 tube(s) per ICU patient | 1 | tube(s) | tube(s) |  | 1 | 1 | 1 | 1 | 100% | 0 | 0 | 0 | 0 |  | 0 | 0 | 0 | 0 |  | 0 | 0 | 0 | 0 |  | tube(s) | tube(s) | 3792 | 3792 | 0 | 0 | 0 | 0 | 0 | 0 | 0 | 0 | 0 | 0 | 3792 | 3792 | 0 | 100% of critical patients require 1 vial(s)s during their admission | Will not be required in severe patients | Will not be required in moderate patients
No | 22 | Bisoprolol | Antihypertensive - beta blocker | 5mg | 5 | mg | tablet(s) |  | 21 | 1 | 21 | 105 | 6% | 14 | 1 | 14 | 70 | 6% | 4 | 1 | 4 | 20 | 6% | 0 | 0 | 0 | 0 |  | tablet(s) | mg | 4778 | 23890 | 0 | 32447 | 162235 | 0 | 20361 | 101805 | 0 | 0 | 0 | 0 | 57586 | 287930 | 0 | 6% of critical patients require 21 tabs during their admission | 6% of severe patients require 14 tabs during their admission | 6% of moderate patients require 4 tabs during their admission
No | 23 | Bisoprolol | Antihypertensive - beta blocker | 1.25mg | 1.25 | mg | tablet(s) |  | 21 | 2 | 42 | 52.5 | 4% | 14 | 2 | 28 | 35 | 4% | 4 | 2 | 8 | 10 | 4% | 0 | 0 | 0 | 0 |  | tablet(s) | mg | 6371 | 7963.75 | 0 | 43262 | 54077.5 | 0 | 27148 | 33935 | 0 | 0 | 0 | 0 | 76781 | 95976.25 | 0 | 4% of critical patients require 42 tabs during their admission | 4% of severe patients require 28 tabs during their admission | 4% of moderate patients require 8 tabs during their admission
No | 24 | Calcium gluconate | Mineral supplement/antidote | 100 mg/mL, 10mL, amp. | 100 | mg | ampoule(s) |  | 2 | 3 | 6 | 600 | 5% | 2 | 5 | 10 | 1000 | 5% | 0 | 0 | 0 | 0 |  | 0 | 0 | 0 | 0 |  | ampoule(s) | mg | 1138 | 113800 | 0 | 19314 | 1931400 | 0 | 0 | 0 | 0 | 0 | 0 | 0 | 20452 | 2045200 | 0 | 5% of critical patients require 6 amps during their admission | 5% of severe patients require 10 amps during their admission | Will not be required in moderate patients
No | 25 | Carbamazepine 200mg | Anticonvulsant/antiepileptic | 200mg tab. | 200 | mg | tablet(s) |  | 21 | 8 | 168 | 33600 | 0.27% | 7 | 8 | 56 | 11200 | 0.27% | 4 | 8 | 32 | 6400 | 0.27% | 0 | 0 | 0 | 0 |  | tablet(s) | mg | 1720 | 344000 | 0 | 5840 | 1168000 | 0 | 7330 | 1466000 | 0 | 0 | 0 | 0 | 14890 | 2978000 | 0 | 0.27% of critical patients require 168 tablet(s)s during their admission | 0.27% of severe patients require 56 tablet(s)s during their admission | 0.27% of moderate patients require 32 tablet(s)s during their admission
No | 26 | Carbamazepine oral liquid | Anticonvulsant/antiepileptic | 100mg/5ml | 100 | mg | bottle(s) |  | 21 | 1 | 21 | 2100 | 0.27% | 21 | 1 | 21 | 2100 | 0.27% | 4 | 1 | 4 | 400 | 0.27% | 0 | 0 | 0 | 0 |  | bottle(s) | mg | 215 | 21500 | 0 | 2190 | 219000 | 0 | 916 | 91600 | 0 | 0 | 0 | 0 | 3321 | 332100 | 0 | 0.27% of critical patients require 1 bottle(s) during their admission | 0.27% of severe patients require 1 bottle(s) during their admission | 0.27% of moderate patients require 1 bottle(s) during their admission
Yes - monoclonal antibody | 27 | Casirivimab/Imdevimab (severe/critical indication) | Monoclonal antibody | 1332mg/11.1ml - 20ml vials | 2400 | mg | Units | 900 | 1 | 1 | 1 | 2400 | 50% | 1 | 1 | 1 | 2400 | 50% | 0 | 0 | 0 | 0 | 0% | 0 | 0 | 0 | 0 |  | Units | mg | 1896 | 4550400 | 1706400 | 19314 | 46353600 | 17382600 | 0 | 0 | 0 | 0 | 0 | 0 | 21210 | 50904000 | 19089000
Yes - monoclonal antibody | 28 | Casirivimab/Imdevimab (mild/moderate indication) | Monoclonal antibody | 300mg/2.5ml - 6ml vials | 1200 | mg | Units | 450 |  |  | 0 |  | 0% |  |  | 0 |  | 0% | 1 | 1 | 1 | 1200 | 25% | 0 | 0 | 0 | 0 |  | Units | mg | 0 | 0 | 0 | 0 | 0 | 0 | 21210 | 25452000 | 9544500 | 0 | 0 | 0 | 21210 | 25452000 | 9544500
No | 29 | Cefotaxime | Antibiotic | 250mg vial | 250 | mg | vial(s) |  | 5 | 3 | 15 | 3750 | 0.1% | 5 | 3 | 15 | 3750 | 0.1% | 0 | 0 | 0 | 0 |  | 0 | 0 | 0 | 0 |  | vial(s) | mg | 57 | 14250 | 0 | 579 | 144750 | 0 | 0 | 0 | 0 | 0 | 0 | 0 | 636 | 159000 | 0 | 0.1% of critical patients require 15 vial(s)s during their admission | 0.1% of severe patients require 15 vial(s)s during their admission | Will not be required in moderate patients
No | 30 | Ceftriaxone sodium | Antibiotic | 250mg, powder, vial | 250 | mg | vial(s) |  | 7 | 2 | 14 | 3500 | 5% | 7 | 4 | 28 | 7000 | 5% | 0 | 0 | 0 | 0 |  | 0 | 0 | 0 | 0 |  | vial(s) | mg | 2654 | 663500 | 0 | 54078 | 13519500 | 0 | 0 | 0 | 0 | 0 | 0 | 0 | 56732 | 14183000 | 0 | 5% of critical patients require 14 vial(s) during their admission | 5% of severe patients require 28 vial(s)s during their admission | Will not be required in moderate patients
No | 31 | Ceftriaxone sodium | Antibiotic | eq. 1 g base, powder for inject., vial | 1 | g | vial(s) |  | 7 | 2 | 14 | 14 | 75% | 7 | 8 | 56 | 56 | 25% | 0 | 0 | 0 | 0 |  | 0 | 0 | 0 | 0 |  | vial(s) | g | 39816 | 39816 | 0 | 540778 | 540778 | 0 | 0 | 0 | 0 | 0 | 0 | 0 | 580594 | 580594 | 0 | 75% of critical patients require 14 vial(s) during their admission | 25% of severe patients require 56 vial(s)s during their admission | Will not be required in moderate patients
No | 32 | Chlorhexidine digluconate 5% | Antiseptic | solution, 1000ml, bottle | 1000 | ml | bottle(s) |  | 1 | 20 | 20 | 20000 | 100% | 1 | 20 | 20 | 20000 | 100% | 0 | 0 | 0 | 0 |  | 0 | 0 | 0 | 0 |  | bottle(s) | ml | 75840 | 75840000 | 0 | 772540 | 772540000 | 0 | 0 | 0 | 0 | 0 | 0 | 0 | 848380 | 848380000 | 0 | 100% of critical patients require 20 ml during their admission | 100% of severe patients require 20 ml during their admission | Will not be required in moderate patients
No | 33 | Chlorpromazine hydrochloride | Antipsychotic | eq.25mg base, tab. | 25 | mg | tablet(s) |  | 5 | 2 | 10 | 250 | 10% | 5 | 2 | 10 | 250 | 5% | 0 | 0 | 0 | 0 |  | 0 | 0 | 0 | 0 |  | tablet(s) | mg | 3792 | 94800 | 0 | 19314 | 482850 | 0 | 0 | 0 | 0 | 0 | 0 | 0 | 23106 | 577650 | 0 | 10% of critical patients require 10 tabs during their admission | 5% of severe patients require 10 tabs during their admission | Will not be required in moderate patients
No | 34 | Ciprofloxacin | Antibiotic | eq. 2mg/ml base,100ml,semi-r.bot PVCfree | 2 | mg | ampoule(s) |  | 3 | 5 | 15 | 30 | 0.5% | 0 | 0 | 0 | 0 | 0.5% | 0 | 0 | 0 | 0 | 0.5% | 0 | 0 | 0 | 0 |  | ampoule(s) | mg | 284 | 568 | 0 | 0 | 0 | 0 | 0 | 0 | 0 | 0 | 0 | 0 | 284 | 568 | 0 | 0.5% of critical patients require 15 amps during their admission | 0.5% of severe patients require 0 amp during their admission | 0.5% of moderate patients require 0 amps during their admission
No | 35 | Ciprofloxacin hydrochloride | Antibiotic | eq. 250 mg base, tab. | 250 | mg | tablet(s) |  | 0 | 4 | 0 | 0 | 0.5% | 3 | 4 | 12 | 3000 | 0.5% | 3 | 4 | 12 | 3000 | 0.5% | 0 | 0 | 0 | 0 |  | tablet(s) | mg | 0 | 0 | 0 | 2318 | 579500 | 0 | 5090 | 1272500 | 0 | 0 | 0 | 0 | 7408 | 1852000 | 0 | 0.5% of critical patients require 0 tablet(s)s during their admission | 0.5% of severe patients require 12 tablet(s)s during their admission | 0.5% of moderate patients require 12 tablet(s)s during their admission
No | 36 | Clindamycin hydrochloride | Antibiotic | eq. 300 mg base, caps. | 300 | mg | tablet(s) |  | 0 | 0 | 0 | 0 |  | 10 | 6 | 60 | 18000 | 0.08% | 10 | 6 | 60 | 18000 | 0.08% | 0 | 0 | 0 | 0 |  | tablet(s) | mg | 0 | 0 | 0 | 1854 | 556200 | 0 | 4072 | 1221600 | 0 | 0 | 0 | 0 | 5926 | 1777800 | 0 | Will not be required in critical patients | 0.08% of severe patients require 60 caps during their admission | 0.08% of moderate patients require 60 caps during their admission
No | 37 | Clindamycin phosphate | Antibiotic | eq. 150mg base/ml, 2ml, amp. | 150 | mg | ampoule(s) |  | 10 | 6 | 60 | 9000 | 0.5% | 0 | 0 | 0 | 0 |  | 0 | 0 | 0 | 0 |  | 0 | 0 | 0 | 0 |  | ampoule(s) | mg | 1138 | 170700 | 0 | 0 | 0 | 0 | 0 | 0 | 0 | 0 | 0 | 0 | 1138 | 170700 | 0 | 0.5% of critical patients require 60 amps during their admission | Will not be required in severe patients | Will not be required in moderate patients
No | 38 | Clotrimazole | Antifungal | 500mg | 500 | mg | tablet(s) |  | 1 | 1 | 1 | 500 | 0.5% | 1 | 1 | 1 | 500 | 0.5% | 1 | 1 | 1 | 500 | 0.5% | 0 | 0 | 0 | 0 |  | tablet(s) | mg | 19 | 9500 | 0 | 193 | 96500 | 0 | 424 | 212000 | 0 | 0 | 0 | 0 | 636 | 318000 | 0 | 0.5% of critical patients require 1 pessary during their admission | 0.5% of severe patients require 1 pessary during their admission | 0.5% of moderate patients require 1 pessary during their admission
No | 39 | Cloxacillin sodium | Antibiotic | eq.250mg base, caps. | 250 | mg | tablet(s) |  | 10 | 4 | 40 | 10000 | 5% | 10 | 4 | 40 | 10000 | 5% | 0 | 0 | 0 | 0 |  | 0 | 0 | 0 | 0 |  | tablet(s) | mg | 7584 | 1896000 | 0 | 77254 | 19313500 | 0 | 0 | 0 | 0 | 0 | 0 | 0 | 84838 | 21209500 | 0 | 5% of critical patients require 40 vial(s)s during their admission | 5% of severe patients require 40 caps during their admission | Will not be required in moderate patients
No | 40 | Cloxacillin sodium salt | Antibiotic | 500mg, powder, vial | 500 | mg | vial(s) |  | 10 | 8 | 80 | 40000 | 5% | 10 | 8 | 80 | 40000 | 5% | 0 | 0 | 0 | 0 |  | 0 | 0 | 0 | 0 |  | vial(s) | mg | 15168 | 7584000 | 0 | 154508 | 77254000 | 0 | 0 | 0 | 0 | 0 | 0 | 0 | 169676 | 84838000 | 0 | 5% of critical patients require 80 vial(s)s during their admission | 5% of severe patients require 80 vial(s)s during their admission | Will not be required in moderate patients
No | 41 | Co- trimoxazole iv 960 tds | Antibiotic | 80 mg + 16 mg/ mL in 10- mL amp. | 96 | mg | ampoule(s) |  | 7 | 4 | 28 | 2688 | 2% | 0 | 0 | 0 | 0 | 2% | 0 | 0 | 0 | 0 |  | 0 | 0 | 0 | 0 |  | ampoule(s) | mg | 2124 | 203904 | 0 | 0 | 0 | 0 | 0 | 0 | 0 | 0 | 0 | 0 | 2124 | 203904 | 0 | 2% of critical patients require 28 vial(s)s during their admission | Will not be required in severe patients | Will not be required in moderate patients
No | 42 | Co-trimoxazole tabs 160/800mg | Antibiotic | 40/200mg/5ml, 100ml | 240 | mg | bottle(s) |  | 7 | 0.5 | 3.5 | 840 | 0.5% | 7 | 0.5 | 3.5 | 840 | 0.5% | 0 | 0 | 0 | 0 |  | 0 | 0 | 0 | 0 |  | bottle(s) | mg | 66 | 15840 | 0 | 676 | 162240 | 0 | 0 | 0 | 0 | 0 | 0 | 0 | 742 | 178080 | 0 | 0.5% of critical patients require 3.5 bottle(s)s during their admission | 0.5% of severe patients require 3.5 bottle(s) during their admission | Will not be required in moderate patients
Yes - corticosteroid | 43 | Dexamethasone phosphate | Corticosteroid anti-inflammatory | 4mg/ml, 1ml, amp. | 4 | mg | Ampoule | 0.35 | 10 | 1.5 | 15 | 60 | 100% | 4 | 1.5 | 6 | 24 | 100% | 0 | 0 | 0 | 0 |  | 0 | 0 | 0 | 0 |  | Ampoule | mg | 56880 | 227520 | 19908 | 231762 | 927048 | 81116.7 | 0 | 0 | 0 | 0 | 0 | 0 | 288642 | 1154568 | 101024.7 | 100% of critical patients require 15 amp during their admission | 100% of severe patients require 6 amps during their admission | Will not be required in moderate patients
Yes - corticosteroid | 44 | Dexamethasone phosphate | Corticosteroid anti-inflammatory | 4mg tab. | 4 | mg | Tablet | 0.153 | 0 | 0 | 0 | 0 |  | 3 | 1.5 | 4.5 | 18 | 100% | 0 | 0 | 0 | 0 |  | 0 | 0 | 0 | 0 |  | Tablet | mg | 0 | 0 | 0 | 173822 | 695288 | 26594.766 | 0 | 0 | 0 | 0 | 0 | 0 | 173822 | 695288 | 26594.766 | Will not be required in critical patients | 100% of severe patients require 4.5 tablet(s) during their admission | Will not be required in moderate patients
No | 45 | Dextrose (glucose) 5% | Intravenous infusion solution | 1L, plastic pouch | 1 | l | pouch(es) |  | 5 | 1 | 5 | 5 | 20% | 4 | 1 | 4 | 4 | 10% | 0 | 0 | 0 | 0 |  | 0 | 0 | 0 | 0 |  | pouch(es) | l | 3792 | 3792 | 0 | 15451 | 15451 | 0 | 0 | 0 | 0 | 0 | 0 | 0 | 19243 | 19243 | 0 | 20% of critical patients require 5 L during their admission | 10% of severe patients require 4 L during their admission | Will not be required in moderate patients
No | 46 | Dextrose (glucose) 5% | Intravenous infusion solution | 500mL, plastic pouch | 500 | ml | pouch(es) |  | 14 | 1 | 14 | 7000 | 100% | 4 | 1 | 4 | 2000 | 50% | 0 | 0 | 0 | 0 |  | 0 | 0 | 0 | 0 |  | pouch(es) | ml | 53088 | 26544000 | 0 | 77254 | 38627000 | 0 | 0 | 0 | 0 | 0 | 0 | 0 | 130342 | 65171000 | 0 | 100% of critical patients require 14 bag during their admission | 50% of severe patients require 4 bag during their admission | Will not be required in moderate patients
No | 47 | Diazepam | Anxiolytic, anticonvulsant | 5mg, tab. | 5 | mg | tablet(s) |  | 0 | 0 | 0 | 0 |  | 2 | 2 | 4 | 20 | 10% | 0 | 0 | 0 | 0 |  | 0 | 0 | 0 | 0 |  | tablet(s) | mg | 0 | 0 | 0 | 15451 | 77255 | 0 | 0 | 0 | 0 | 0 | 0 | 0 | 15451 | 77255 | 0 | Will not be required in critical patients | 10% of severe patients require 4 tab during their admission | Will not be required in moderate patients
No | 48 | Diazepam | Benzodiazepine/anxiolytic, anticonvulsant | 5mg/ml, 2ml, amp. | 5 | mg | ampoule(s) |  | 3 | 4 | 12 | 60 | 5% | 0 | 0 | 0 | 0 |  | 0 | 0 | 0 | 0 |  | 0 | 0 | 0 | 0 |  | ampoule(s) | mg | 2275 | 11375 | 0 | 0 | 0 | 0 | 0 | 0 | 0 | 0 | 0 | 0 | 2275 | 11375 | 0 | 5% of critical patients require 12 amp during their admission | Will not be required in severe patients | Will not be required in moderate patients
No | 49 | Digoxin | Antiarrhythmic | 250µg, tab. | 0.25 | mg | tablet(s) |  | 14 | 0.5 | 7 | 1.75 | 0.1% | 7 | 0.5 | 3.5 | 0.875 | 0.1% | 4 | 0.5 | 2 | 0.5 | 0.01% | 0 | 0 | 0 | 0 |  | tablet(s) | mg | 27 | 6.75 | 0 | 135 | 33.75 | 0 | 17 | 4.25 | 0 | 0 | 0 | 0 | 179 | 44.75 | 0 | 0.1% of critical patients require 7 tablet(s)s during their admission | 0.1% of severe patients require 3.5 tablet(s)s during their admission | 0.01% of moderate patients require 2 tablet(s)s during their admission
No | 50 | Digoxin | Antiarrhythmic | 250 µg/ml, 2 ml, amp. | 0.25 | µg | ampoule(s) |  | 3 | 2 | 6 | 1.5 | 0.1% | 0 | 0 | 0 | 0 |  | 0 | 0 | 0 | 0 |  | 0 | 0 | 0 | 0 |  | ampoule(s) | µg | 23 | 5.75 | 0 | 0 | 0 | 0 | 0 | 0 | 0 | 0 | 0 | 0 | 23 | 5.75 | 0 | 0.1% of critical patients require 6 amps during their admission | Will not be required in severe patients | Will not be required in moderate patients
No | 51 | Docusate | Laxative | 100mg capsule | 100 | mg | tablet(s) |  | 14 | 2 | 28 | 2800 | 50% | 7 | 1 | 7 | 700 | 50% | 4 | 1 | 4 | 400 | 30% | 0 | 0 | 0 | 0 |  | tablet(s) | mg | 53088 | 5308800 | 0 | 135195 | 13519500 | 0 | 101806 | 10180600 | 0 | 0 | 0 | 0 | 290089 | 29008900 | 0 | 50% of critical patients require 28 caps during their admission | 50% of severe patients require 7 caps during their admission | 30% of moderate patients require 4 caps during their admission
No | 52 | Dopamine hydrochloride | Vasopressor | 40 mg/ml, 5ml, amp. | 40 | mg | ampoule(s) |  | 7 | 4 | 28 | 1120 | 5% | 0 | 0 | 0 | 0 |  | 0 | 0 | 0 | 0 |  | 0 | 0 | 0 | 0 |  | ampoule(s) | mg | 5309 | 212360 | 0 | 0 | 0 | 0 | 0 | 0 | 0 | 0 | 0 | 0 | 5309 | 212360 | 0 | 5% of critical patients require 28 amp during their admission | Will not be required in severe patients | Will not be required in moderate patients
No | 53 | Doxycycline salt | Antibiotic | 100mg, tab. | 100 | mg | tablet(s) |  | 0 | 0 | 0 | 0 |  | 10 | 2 | 20 | 2000 | 5% | 10 | 2 | 20 | 2000 | 5% | 0 | 0 | 0 | 0 |  | tablet(s) | mg | 0 | 0 | 0 | 38627 | 3862700 | 0 | 84838 | 8483800 | 0 | 0 | 0 | 0 | 123465 | 12346500 | 0 | Will not be required in critical patients | 5% of severe patients require 20 tabs during their admission | 5% of moderate patients require 20 tablet(s) during their admission
No | 54 | Enalapril | Antihypertensive - ace inhibitor | 5mg | 5 | mg | tablet(s) |  | 0 | 0 | 0 | 0 |  | 7 | 1 | 7 | 35 | 30% | 4 | 1 | 4 | 20 | 20% | 0 | 0 | 0 | 0 |  | tablet(s) | mg | 0 | 0 | 0 | 81117 | 405585 | 0 | 67870 | 339350 | 0 | 0 | 0 | 0 | 148987 | 744935 | 0 | Will not be required in critical patients | 30% of severe patients require 7 tabs during their admission | 20% of moderate patients require 4 tablet(s) during their admission
Yes - anticoagulant | 55 | Enoxaparin | Anticoagulant | 120mg/0.8ml | 120 | mg | syringe(s) | 2.4 | 21 | 1 | 21 | 2520 | 10% | 14 | 2 | 28 | 3360 | 10% | 0 | 0 | 0 | 0 |  | 0 | 0 | 0 | 0 |  | syringe(s) | mg | 7963 | 955560 | 19111.2 | 108156 | 12978720 | 259574.4 | 0 | 0 | 0 | 0 | 0 | 0 | 116119 | 13934280 | 278685.6 | 10% of critical patients require 21 syringe(s) during their admission | 10% of severe patients require 28 syringes during their admission | Will not be required in moderate patients
Yes - anticoagulant | 56 | Enoxaparin | Anticoagulant | 40mg/0.4ml | 40 | mg | Syringe | 2.4 | 21 | 1 | 21 | 840 | 100% | 14 | 1 | 14 | 560 | 100% | 4 | 1 | 4 | 160 | 100% | 0 | 0 | 0 | 0 |  | Syringe | mg | 79632 | 3185280 | 191116.8 | 540778 | 21631120 | 1297867.2 | 339352 | 13574080 | 814444.8 | 0 | 0 | 0 | 959762 | 38390480 | 2303428.8 | 100% of critical patients require 21 syringe during their admission | 100% of severe patients require 14 syringe during their admission | 100% of moderate patients require 4 syringe during their admission
No | 57 | Epinephrine (adrenaline) tartrate | Vasopressor and anti-anaphylaxis | eq.1mg/mL base, 1mL amp. IV | 1 | mg | ampoule(s) |  | 4 | 20 | 80 | 80 | 20% | 0 | 0 | 0 | 0 |  | 0 | 0 | 0 | 0 |  | 0 | 0 | 0 | 0 |  | ampoule(s) | mg | 60672 | 60672 | 0 | 0 | 0 | 0 | 0 | 0 | 0 | 0 | 0 | 0 | 60672 | 60672 | 0 | 20% of critical patients require 80 amps during their admission | Will not be required in severe patients | Will not be required in moderate patients
No | 58 | Ergometrine maleate, injection | Uterotonics | 0.2mg/ml, 1ml amp. | 0.2 | mg | ampoule(s) |  | 1 | 1 | 1 | 0.2 | 0.1% | 1 | 1 | 1 | 0.2 | 0.1% | 1 | 1 | 1 | 0.2 | 0.1% | 0 | 0 | 0 | 0 |  | ampoule(s) | mg | 4 | 0.8 | 0 | 39 | 7.8 | 0 | 85 | 17 | 0 | 0 | 0 | 0 | 128 | 25.6 | 0 | 0.1% of critical patients require 1 amp during their admission | 0.1% of severe patients require 1 AMP during their admission | 0.1% of moderate patients require 1 amp during their admission
No | 59 | Erythromycin lactobionate | Antibiotic | eq. to 1 g base, pdr, vial | 1 | g | vial(s) |  | 3 | 2 | 6 | 6 | 40% | 0 | 0 | 0 | 0 |  | 0 | 0 | 0 | 0 |  | 0 | 0 | 0 | 0 |  | vial(s) | g | 9101 | 9101 | 0 | 0 | 0 | 0 | 0 | 0 | 0 | 0 | 0 | 0 | 9101 | 9101 | 0 | 40% of critical patients require 6 amps during their admission | Will not be required in severe patients | Will not be required in moderate patients
No | 60 | Erythromycin stearate | Antibiotic | eq. 500 mg base, tab. | 500 | mg | tablet(s) |  | 0 | 0 | 0 | 0 |  | 7 | 4 | 28 | 14000 | 2% | 7 | 4 | 28 | 14000 | 2% | 0 | 0 | 0 | 0 |  | tablet(s) | mg | 0 | 0 | 0 | 21631 | 10815500 | 0 | 47509 | 23754500 | 0 | 0 | 0 | 0 | 69140 | 34570000 | 0 | Will not be required in critical patients | 2% of severe patients require 28 tabs during their admission | 2% of moderate patients require 28 tablet(s)s during their admission
No | 61 | Fentanyl | Opioid analgesics | 0.05mg/mL, 10mL amp. | 0.05 | mg | ampoule(s) |  | 14 | 12 | 168 | 8.4 | 20% | 0 | 0 | 0 | 0 |  | 0 | 0 | 0 | 0 |  | 0 | 0 | 0 | 0 |  | ampoule(s) | mg | 127411 | 6370.55 | 0 | 0 | 0 | 0 | 0 | 0 | 0 | 0 | 0 | 0 | 127411 | 6370.55 | 0 | 20% of critical patients require 168 amp during their admission | Will not be required in severe patients | Will not be required in moderate patients
No | 62 | Fluconazole | Antifungal | 50 mg, caps. | 50 | mg | tablet(s) |  | 7 | 24 | 168 | 8400 | 0.1% | 14 | 24 | 336 | 16800 |  | 0 | 0 | 0 | 0 |  | 0 | 0 | 0 | 0 |  | tablet(s) | mg | 637 | 31850 | 0 | 0 | 0 | 0 | 0 | 0 | 0 | 0 | 0 | 0 | 637 | 31850 | 0 | 0.1% of critical patients require 168 capsule during their admission | Will not be required in severe patients | Will not be required in moderate patients
No | 63 | Fluconazole iv | Antifungal | 200mg/100ml | 200 | mg | ampoule(s) |  | 7 | 6 | 42 | 8400 | 0.1% | 0 | 0 | 0 | 0 |  | 0 | 0 | 0 | 0 |  | 0 | 0 | 0 | 0 |  | ampoule(s) | mg | 159 | 31800 | 0 | 0 | 0 | 0 | 0 | 0 | 0 | 0 | 0 | 0 | 159 | 31800 | 0 | 0.1% of critical patients require 42 bag during their admission | Will not be required in severe patients | Will not be required in moderate patients
No | 64 | Fluoxetine | Ssri antidepressant | 20mg capsule | 20 | mg | tablet(s) |  | 21 | 1 | 21 | 420 | 0.5% | 14 | 1 | 14 | 280 | 0.5% | 4 | 1 | 4 | 80 | 0.5% | 0 | 0 | 0 | 0 |  | tablet(s) | mg | 398 | 7960 | 0 | 2704 | 54080 | 0 | 1697 | 33940 | 0 | 0 | 0 | 0 | 4799 | 95980 | 0 | 0.5% of critical patients require 21 capsule during their admission | 0.5% of severe patients require 14 caps during their admission | 0.5% of moderate patients require 4 capsule during their admission
No | 65 | Furosemide | Diuretic | 10mg/mL, 2mL, amp. | 10 | mg | ampoule(s) |  | 7 | 2 | 14 | 140 | 50% | 3 | 2 | 6 | 60 | 10% | 0 | 0 | 0 | 0 |  | 0 | 0 | 0 | 0 |  | ampoule(s) | mg | 26544 | 265440 | 0 | 23176 | 231760 | 0 | 0 | 0 | 0 | 0 | 0 | 0 | 49720 | 497200 | 0 | 50% of critical patients require 14 amps during their admission | 10% of severe patients require 6 amps during their admission | Will not be required in moderate patients
No | 66 | Furosemide | Diuretic | 40 mg, tab. | 40 | mg | tablet(s) |  | 7 | 2 | 14 | 560 | 50% | 7 | 2 | 14 | 560 | 10% | 0 | 0 | 0 | 0 |  | 0 | 0 | 0 | 0 |  | tablet(s) | mg | 26544 | 1061760 | 0 | 54078 | 2163120 | 0 | 0 | 0 | 0 | 0 | 0 | 0 | 80622 | 3224880 | 0 | 50% of critical patients require 14 tabs during their admission | 10% of severe patients require 14 mg during their admission | Will not be required in moderate patients
No | 67 | Gentamicin sulfate | Antibiotic | eq. 40 mg/ml base, 2ml, amp. | 40 | mg | ampoule(s) |  | 5 | 5 | 25 | 1000 | 20% | 5 | 5 | 25 | 1000 | 30% | 0 | 0 | 0 | 0 |  | 0 | 0 | 0 | 0 |  | ampoule(s) | mg | 18960 | 758400 | 0 | 289703 | 11588120 | 0 | 0 | 0 | 0 | 0 | 0 | 0 | 308663 | 12346520 | 0 | 20% of critical patients require 25 amps during their admission | 30% of severe patients require 25 tabs during their admission | Will not be required in moderate patients
No | 68 | Glucose hypertonic, 50% | Intravenous infusion solution/antidote | 50mL, vial | 50 | ml | vial(s) |  | 1 | 2 | 2 | 100 | 100% | 1 | 1 | 1 | 50 | 25% | 0 | 0 | 0 | 0 |  | 0 | 0 | 0 | 0 |  | vial(s) | ml | 7584 | 379200 | 0 | 9657 | 482850 | 0 | 0 | 0 | 0 | 0 | 0 | 0 | 17241 | 862050 | 0 | 100% of critical patients require 2 vial(s)s during their admission | 25% of severe patients require 1 vial(s) during their admission | Will not be required in moderate patients
No | 69 | Glyceryl trinitrate | Antianginal | 0.3mg, sublingual tab. | 0.3 | mg | tablet(s) |  | 0 | 0 | 0 | 0 |  | 2 | 2 | 4 | 1.2 | 5% | 0 | 0 | 0 | 0 |  | 0 | 0 | 0 | 0 |  | tablet(s) | mg | 0 | 0 | 0 | 7725 | 2317.5 | 0 | 0 | 0 | 0 | 0 | 0 | 0 | 7725 | 2317.5 | 0 | Will not be required in critical patients | 5% of severe patients require 4 tabs during their admission | Will not be required in moderate patients
No | 70 | Haloperidol | Antipsychotic | 5mg/mL, sol. for inject., 1mL, amp. | 5 | mg | ampoule(s) |  | 5 | 4 | 20 | 100 | 20% | 0 | 0 | 0 | 0 |  | 0 | 0 | 0 | 0 |  | 0 | 0 | 0 | 0 |  | ampoule(s) | mg | 15168 | 75840 | 0 | 0 | 0 | 0 | 0 | 0 | 0 | 0 | 0 | 0 | 15168 | 75840 | 0 | 20% of critical patients require 20 amp during their admission | Will not be required in severe patients | Will not be required in moderate patients
No | 71 | Hydralazine hydrochloride | Antihypertensive | 20mg, powder, amp. | 20 | mg | ampoule(s) |  | 3 | 6 | 18 | 360 | 10% | 0 | 0 | 0 | 0 |  | 0 | 0 | 0 | 0 |  | 0 | 0 | 0 | 0 |  | ampoule(s) | mg | 6826 | 136520 | 0 | 0 | 0 | 0 | 0 | 0 | 0 | 0 | 0 | 0 | 6826 | 136520 | 0 | 10% of critical patients require 18 amps during their admission | Will not be required in severe patients | Will not be required in moderate patients
No | 72 | Hydrochlorothiazide | Antihypertensive - diuretic | 25 mg, tab. | 25 | mg | tablet(s) |  | 0 | 1 | 0 | 0 | 0% | 10 | 1 | 10 | 250 | 10% | 4 | 1 | 4 | 100 | 10% | 0 | 0 | 0 | 0 |  | tablet(s) | mg | 0 | 0 | 0 | 38627 | 965675 | 0 | 33935 | 848375 | 0 | 0 | 0 | 0 | 72562 | 1814050 | 0 | Will not be required in critical patients | 10% of severe patients require 10 tabs during their admission | 10% of moderate patients require 4 tablet(s) during their admission
Yes - corticosteroid | 73 | Hydrocortisone sodium succinate | Corticosteroid anti-inflammatory | eq.100mg base, powder, vial | 100 | mg | Vial | 0.5 | 5 | 1.5 | 7.5 | 750 | 10% | 5 | 1.5 | 7.5 | 750 | 5% | 0 | 0 | 0 | 0 |  | 0 | 0 | 0 | 0 |  | Vial | mg | 2844 | 284400 | 1422 | 14485 | 1448500 | 7242.5 | 0 | 0 | 0 | 0 | 0 | 0 | 17329 | 1732900 | 8664.5 | 10% of critical patients require 7.5 vial(s) during their admission | 5% of severe patients require 7.5 vial(s) during their admission | Will not be required in moderate patients
No | 74 | Hyoscine butylbromide (scopolamine butylbrom) | Anticholinergic - secretion management and abdominal cramping | 20 mg/1ml, amp. | 20 | mg | ampoule(s) |  | 1 | 6 | 6 | 120 | 30% | 0 | 0 | 0 | 0 |  | 0 | 0 | 0 | 0 |  | 0 | 0 | 0 | 0 |  | ampoule(s) | mg | 6826 | 136520 | 0 | 0 | 0 | 0 | 0 | 0 | 0 | 0 | 0 | 0 | 6826 | 136520 | 0 | 30% of critical patients require 6 amp during their admission | Will not be required in severe patients | Will not be required in moderate patients
No | 75 | Ibuprofen | Nonsteroidal anti-inflammatory | 400 mg, tab. | 400 | mg | tablet(s) |  | 0 | 0 | 0 | 0 |  | 0 | 0 | 0 | 0 |  | 5 | 3 | 15 | 6000 | 10% | 0 | 0 | 0 | 0 |  | tablet(s) | mg | 0 | 0 | 0 | 0 | 0 | 0 | 127257 | 50902800 | 0 | 0 | 0 | 0 | 127257 | 50902800 | 0 | Will not be required in critical patients | Will not be required in severe patients | 10% of moderate patients require 15 tabs during their admission
No | 76 | Insulin isophane | Medicine to lower blood glucose | 100 iU/ml in 10ml | 10 | ml | ampoule(s) |  | 0 | 0 | 0 | 0 | 0.2% | 0 | 0 | 0 | 0 | 0.2% | 0 | 0 | 0 | 0 |  | 0 | 0 | 0 | 0 |  | ampoule(s) | ml | 0 | 0 | 0 | 0 | 0 | 0 | 0 | 0 | 0 | 0 | 0 | 0 | 0 | 0 | 0 | 0.2% of critical patients require 1 vial(s) during their admission | 0.2% of severe patients require 1 vial(s) during their admission | Will not be required in moderate patients
No | 77 | Insulin rapid (actrapid) | Antiglycemic | rDNA insul.,100 IU/mL, 10mL, vial | 10 | ml | vial(s) |  | 3 | 1 | 3 | 30 | 50% | 1 | 1 | 1 | 10 | 5% | 1 | 1 | 1 | 10 | 5% | 0 | 0 | 0 | 0 |  | vial(s) | ml | 5688 | 56880 | 0 | 1931 | 19310 | 0 | 4242 | 42420 | 0 | 0 | 0 | 0 | 11861 | 118610 | 0 | 50% of critical patients require 1 vial(s) during their admission | 5% of severe patients require 1 vial(s) during their admission | 5% of moderate patients require 1 vial(s) during their admission
No | 78 | Ipratropium bromide for nebulize | Bronchodilator - secretion management | 250mcg/ml nebule(s) | 250 | mcg | nebule(s)s |  | 3 | 4 | 12 | 3000 | 20% | 0 | 0 | 0 | 0 |  | 0 | 0 | 0 | 0 |  | 0 | 0 | 0 | 0 |  | nebule(s)s | mcg | 9101 | 2275250 | 0 | 0 | 0 | 0 | 0 | 0 | 0 | 0 | 0 | 0 | 9101 | 2275250 | 0 | 20% of critical patients require 12 nebs during their admission | Will not be required in severe patients | Will not be required in moderate patients
No | 79 | Ketamine hydrochloride | General anesthetic | eq. 50 mg/mL base, 10mL, vial | 50 | mg | vial(s) |  | 5 | 4 | 20 | 1000 | 5% | 0 | 0 | 0 | 0 |  | 0 | 0 | 0 | 0 |  | 0 | 0 | 0 | 0 |  | vial(s) | mg | 3792 | 189600 | 0 | 0 | 0 | 0 | 0 | 0 | 0 | 0 | 0 | 0 | 3792 | 189600 | 0 | 5% of critical patients require 20 amp during their admission | Will not be required in severe patients | Will not be required in moderate patients
No | 80 | Levofloxacin | Antibacterial | 500mg | 500 | mg | tablet(s) |  | 7 | 2 | 14 | 7000 | 30% | 7 | 2 | 14 | 7000 | 30% | 0 | 0 | 0 | 0 |  | 0 | 0 | 0 | 0 |  | tablet(s) | mg | 15926 | 7963000 | 0 | 162233 | 81116500 | 0 | 0 | 0 | 0 | 0 | 0 | 0 | 178159 | 89079500 | 0 | 30% of critical patients require 14 tablet(s)s during their admission | 30% of severe patients require 14 tablet(s)s during their admission | Will not be required in moderate patients
No | 81 | Lidocaine hydrochloride injection, 2%, 20-ml ampoule | Local anaesthetic/antiarrhythmic | for inject., 20mL, vial | 20 | ml | vial(s) |  | 1 | 1 | 1 | 20 | 0.6% | 1 | 1 | 1 | 20 | 0.6% | 1 | 1 | 1 | 20 | 0.6% | 0 | 0 | 0 | 0 |  | vial(s) | ml | 23 | 460 | 0 | 232 | 4640 | 0 | 509 | 10180 | 0 | 0 | 0 | 0 | 764 | 15280 | 0 | 0.6% of critical patients require 1 amps during their admission | 0.6% of severe patients require 1 amp during their admission | 0.6% of moderate patients require 1 amp during their admission
No | 82 | Lidocaine hydrochloride, 1% | Local anaesthetic/antiarrhythmic | for inject., 20mL, vial | 20 | ml | vial(s) |  | 1 | 1 | 1 | 20 | 80% | 0 | 0 | 0 | 0 |  | 0 | 0 | 0 | 0 |  | 0 | 0 | 0 | 0 |  | vial(s) | ml | 3034 | 60680 | 0 | 0 | 0 | 0 | 0 | 0 | 0 | 0 | 0 | 0 | 3034 | 60680 | 0 | 80% of critical patients require 1 vial(s) during their admission | Will not be required in severe patients | Will not be required in moderate patients
No | 83 | Lorazepam | Anxiolytic | 1mg tab. | 1 | mg | tablet(s) |  | 4 | 2 | 8 | 8 | 20% | 4 | 2 | 8 | 8 | 20% | 0 | 0 | 0 | 0 |  | 0 | 0 | 0 | 0 |  | tablet(s) | mg | 6067 | 6067 | 0 | 61803 | 61803 | 0 | 0 | 0 | 0 | 0 | 0 | 0 | 67870 | 67870 | 0 | 20% of critical patients require 8 tab during their admission | 20% of severe patients require 8 tab during their admission | Will not be required in moderate patients
No | 84 | Lubricating eye drops | Topical solution | tube(s) | 1 | tube(s) | tube(s) |  |  | 1 | 0 | 0 | 100% |  | 1 | 0 | 0 | 15% | 0 | 0 | 0 | 0 |  | 0 | 0 | 0 | 0 |  | tube(s) | tube(s) | 0 | 0 | 0 | 0 | 0 | 0 | 0 | 0 | 0 | 0 | 0 | 0 | 0 | 0 | 0 | 100% of critical patients require 1 tube(s) during their admission | 15% of severe patients require 1 tube(s) during their admission | Will not be required in moderate patients
No | 85 | Magnesium sulfate | Pre-eclampsia/electrolyte supplement | 500mg/mL, 10mL, amp. | 500 | mg | ampoule(s) |  | 5 | 2 | 10 | 5000 | 30% | 0 | 0 | 0 | 0 |  | 0 | 0 | 0 | 0 |  | 0 | 0 | 0 | 0 |  | ampoule(s) | mg | 11376 | 5688000 | 0 | 0 | 0 | 0 | 0 | 0 | 0 | 0 | 0 | 0 | 11376 | 5688000 | 0 | 30% of critical patients require 10 vial(s) during their admission | Will not be required in severe patients | Will not be required in moderate patients
No | 86 | Meropenem | Antibiotic | 1g amp. | 1 | g | ampoule(s) |  | 5 | 3 | 15 | 15 | 5% | 0 | 0 | 0 | 0 |  | 0 | 0 | 0 | 0 |  | 0 | 0 | 0 | 0 |  | ampoule(s) | g | 2844 | 2844 | 0 | 0 | 0 | 0 | 0 | 0 | 0 | 0 | 0 | 0 | 2844 | 2844 | 0 | 5% of critical patients require 15 vial(s)s during their admission | Will not be required in severe patients | Will not be required in moderate patients
No | 87 | Metformin | Antihyperglycemic - medicine to lower blood glucose | 500mg tab. | 50000% | mg | tablet(s) |  | 0 | 0 | 0 | 0 |  | 7 | 3 | 21 | 10500 | 5% | 4 | 3 | 12 | 6000 | 5% | 0 | 0 | 0 | 0 |  | tablet(s) | mg | 0 | 0 | 0 | 40558 | 20279000 | 0 | 50903 | 25451500 | 0 | 0 | 0 | 0 | 91461 | 45730500 | 0 | Will not be required in critical patients | 5% of severe patients require 21 tablet(s)s during their admission | 5% of moderate patients require 12 tablet(s)s during their admission
No | 88 | Metoclopramide hydrochloride | Antiemetic | 5mg/mL, 2mL, amp. | 5 | mg | ampoule(s) |  | 7 | 3 | 21 | 105 | 30% | 3 | 3 | 9 | 45 | 20% | 1 | 3 | 3 | 15 | 10% | 0 | 0 | 0 | 0 |  | ampoule(s) | mg | 23890 | 119450 | 0 | 69529 | 347645 | 0 | 25451 | 127255 | 0 | 0 | 0 | 0 | 118870 | 594350 | 0 | 30% of critical patients require 21 amp during their admission | 20% of severe patients require 9 amp during their admission | 10% of moderate patients require 3 amps during their admission
No | 89 | Metronidazole | Antibiotic | 500mg tab. | 500 | mg | tablet(s) |  | 0 | 0 | 0 | 0 |  | 7 | 3 | 21 | 10500 | 2% | 7 | 3 | 21 | 10500 | 2% | 0 | 0 | 0 | 0 |  | tablet(s) | mg | 0 | 0 | 0 | 16223 | 8111500 | 0 | 35632 | 17816000 | 0 | 0 | 0 | 0 | 51855 | 25927500 | 0 | Will not be required in critical patients | 2% of severe patients require 21 tablet(s) during their admission | 2% of moderate patients require 21 tablet(s) during their admission
No | 90 | Metronidazole | Antibiotic | 5mg/mL, 100 ml, semi-rigid bottle | 100 | ml | bottle(s) |  | 5 | 3 | 15 | 1500 | 5% | 0 | 0 | 0 | 0 |  | 0 | 0 | 0 | 0 |  | 0 | 0 | 0 | 0 |  | bottle(s) | ml | 2844 | 284400 | 0 | 0 | 0 | 0 | 0 | 0 | 0 | 0 | 0 | 0 | 2844 | 284400 | 0 | 5% of critical patients require 15 bag during their admission | Will not be required in severe patients | Will not be required in moderate patients
No | 91 | Midazolam | Benzodiazepine/sedative | 5mg/ml, 3ml, amp. | 5 | mg | ampoule(s) |  | 14 | 8 | 112 | 560 | 80% | 0 | 0 | 0 | 0 |  | 0 | 0 | 0 | 0 |  | 0 | 0 | 0 | 0 |  | ampoule(s) | mg | 339763 | 1698815 | 0 | 0 | 0 | 0 | 0 | 0 | 0 | 0 | 0 | 0 | 339763 | 1698815 | 0 | 80% of critical patients require 112 amp during their admission | Will not be required in severe patients | Will not be required in moderate patients
No | 92 | Misoprostol, tablet(s), 0.2 mg (200 mcg) | Uterotonic | 0.2mg | 0.2 | mg | tablet(s) |  | 1 | 1 | 1 | 0.2 | 0.6% | 1 | 1 | 1 | 0.2 | 0.6% | 1 | 1 | 1 | 0.2 | 0.6% | 0 | 0 | 0 | 0 |  | tablet(s) | mg | 23 | 4.6 | 0 | 232 | 46.4 | 0 | 509 | 101.8 | 0 | 0 | 0 | 0 | 764 | 152.8 | 0 | 0.6% of critical patients require 1 tablet(s)s during their admission | 0.6% of severe patients require 1 tablet(s)s during their admission | 0.6% of moderate patients require 1 tablet(s)s during their admission
Yes | 93 | Molnupiravir | Antiviral | 800mg | 800 | mg | tablet(s) |  | 0 | 0 | 0 | 0 | 0% | 0 | 0 | 0 | 0 | 0% | 5 | 2 | 10 | 8000 | 50% | 0 | 0 | 0 | 0 |  | tablet(s) | mg | 0 | 0 | 0 | 0 | 0 | 0 | 424190 | 339352000 | 0 | 0 | 0 | 0 | 424190 | 339352000 | 0 | 80% of critical patients require 360 amp during their admission | Will not be required in severe patients | Will not be required in moderate patients
No | 94 | Morphine sulfate | Opioid analgesics | 10mg/ml, 1ml, amp. | 10 | mg | ampoule(s) |  | 15 | 24 | 360 | 3600 | 80% | 0 | 0 | 0 | 0 |  | 0 | 0 | 0 | 0 |  | 0 | 0 | 0 | 0 |  | ampoule(s) | mg | 1092096 | 10920960 | 0 | 0 | 0 | 0 | 0 | 0 | 0 | 0 | 0 | 0 | 1092096 | 10920960 | 0 | 5% of critical patients require 3 amps during their admission | Will not be required in severe patients | Will not be required in moderate patients
No | 95 | Naloxone hydrochloride | Antidote, opioid antagonist | 0.4mg/ml, 1ml, amp. | 0.4 | mg | ampoule(s) |  | 1 | 3 | 3 | 1.2 | 5% | 0 | 0 | 0 | 0 |  | 0 | 0 | 0 | 0 |  | 0 | 0 | 0 | 0 |  | ampoule(s) | mg | 569 | 227.6 | 0 | 0 | 0 | 0 | 0 | 0 | 0 | 0 | 0 | 0 | 569 | 227.6 | 0 | 50% of critical patients require 1 bottle(s) during their admission | 10% of severe patients require 1 bottle(s)s during their admission | Will not be required in moderate patients
No | 96 | Nystatin | Antifungal - topical | 100 IU/ml, oral susp. | 100 | IU | bottle(s) |  | 14 | 1 | 14 | 1400 | 50% | 14 | 0.071429 | 1 | 100 | 10% | 0 | 0 | 0 | 0 |  | 0 | 0 | 0 | 0 |  | bottle(s) | IU | 26544 | 2654400 | 0 | 3863 | 386300 | 0 | 0 | 0 | 0 | 0 | 0 | 0 | 30407 | 3040700 | 0 | 50% of critical patients require 14 caps during their admission | 25% of severe patients require 28 caps during their admission | Will not be required in moderate patients
No | 97 | Omeprazole | Antacid, proton pump inhibitor | 20 mg, gastro-resistant, caps. | 20 | mg | tablet(s) |  | 7 | 2 | 14 | 280 | 50% | 14 | 2 | 28 | 560 | 25% | 0 | 0 | 0 | 0 |  | 0 | 0 | 0 | 0 |  | tablet(s) | mg | 26544 | 530880 | 0 | 270389 | 5407780 | 0 | 0 | 0 | 0 | 0 | 0 | 0 | 296933 | 5938660 | 0 | 50% of critical patients require 14 amps during their admission | Will not be required in severe patients | Will not be required in moderate patients
No | 98 | Omeprazole | Antacid, proton pump inhibitor | 40mg, powder, vial | 40 | mg | vial(s) |  | 14 | 1 | 14 | 560 | 50% | 0 | 0 | 0 | 0 |  | 0 | 0 | 0 | 0 |  | 0 | 0 | 0 | 0 |  | vial(s) | mg | 26544 | 1061760 | 0 | 0 | 0 | 0 | 0 | 0 | 0 | 0 | 0 | 0 | 26544 | 1061760 | 0 | 15% of critical patients require 42 vial(s) during their admission | 25% of severe patients require 3 vial(s) during their admission | Will not be required in moderate patients
No | 99 | Ondansetron hydrochloride | Antiemetic | 2mg/ml, 2ml, amp. | 2 | mg | ampoule(s) |  | 14 | 3 | 42 | 84 | 15% | 1 | 3 | 3 | 6 | 25% | 0 | 0 | 0 | 0 |  | 0 | 0 | 0 | 0 |  | ampoule(s) | mg | 23890 | 47780 | 0 | 28970 | 57940 | 0 | 0 | 0 | 0 | 0 | 0 | 0 | 52860 | 105720 | 0 | Will not be required in critical patients | 25% of severe patients require 9 tab during their admission | 20% of moderate patients require 3 tab during their admission
No | 100 | Ondansetron hydrochloride | Antiemetic | 4mg, tab. | 4 | mg | tablet(s) |  | 0 | 0 | 0 | 0 |  | 3 | 3 | 9 | 36 | 25% | 1 | 3 | 3 | 12 | 20% | 0 | 0 | 0 | 0 |  | tablet(s) | mg | 0 | 0 | 0 | 86911 | 347644 | 0 | 50903 | 203612 | 0 | 0 | 0 | 0 | 137814 | 551256 | 0 | 0.5% of critical patients require 9 ml during their admission | 0.5% of severe patients require 9 ml during their admission | 0.5% of moderate patients require 9 ml during their admission
No | 101 | Ondansetron hydrochloride | Antiemetic | 4mg/5ml Syrup | 4 | mg | bottle(s) |  | 3 | 3 | 9 | 36 | 0.5% | 3 | 3 | 9 | 36 | 0.5% | 3 | 3 | 9 | 36 | 0.5% | 0 | 0 | 0 | 0 |  | bottle(s) | mg | 171 | 684 | 0 | 1738 | 6952 | 0 | 3818 | 15272 | 0 | 0 | 0 | 0 | 5727 | 22908 | 0 | Will not be required in critical patients | Will not be required in severe patients | 20% of moderate patients require 9 sachet during their admission
No | 102 | Oral rehydration salts (ors) low osmol. | Diarrhoea | sachet 20.5 g/1l | 1 | l | sachet(s) |  | 0 | 0 | 0 | 0 |  | 0 | 0 | 0 | 0 |  | 3 | 3 | 9 | 9 | 20% | 0 | 0 | 0 | 0 |  | sachet(s) | l | 0 | 0 | 0 | 0 | 0 | 0 | 152708 | 152708 | 0 | 0 | 0 | 0 | 152708 | 152708 | 0 | 100% of critical patients require 10 capsules during their admission | 100% of severe patients require 10 capsules during their admission | Will not be required in moderate patients
No | 103 | Oseltamivir caps | Antiviral, influenza | 75mg | 75 | mg | tablet(s) |  | 5 | 2 | 10 | 750 | 100% | 5 | 2 | 10 | 750 | 100% | 0 | 0 | 0 | 0 |  | 0 | 0 | 0 | 0 |  | tablet(s) | mg | 37920 | 2844000 | 0 | 386270 | 28970250 | 0 | 0 | 0 | 0 | 0 | 0 | 0 | 424190 | 31814250 | 0 | 0.01% of critical patients require 1 amps during their admission | Will not be required in severe patients | Will not be required in moderate patients
No | 104 | Oxytocin 10 iu/ml, 1 ml amp | Uterotonic | 10 IU/ml, 1ml | 1 | ml | ampoule(s) |  | 1 | 1 | 1 | 1 | 0.01% | 0 | 0 | 0 | 0 |  | 0 | 0 | 0 | 0 |  | 0 | 0 | 0 | 0 |  | ampoule(s) | ml | 0 | 0 | 0 | 0 | 0 | 0 | 0 | 0 | 0 | 0 | 0 | 0 | 0 | 0 | 0 | Will not be required in critical patients | 2% of severe patients require 21 tabs during their admission | 2% of moderate patients require 12 tabs during their admission
No | 105 | Paracetamol (acetaminophen), 100mg, tab. | Anti-pyretic, analgesic | 100mg, tab. | 100 | mg | tablet(s) |  | 0 | 0 | 0 | 0 |  | 7 | 3 | 21 | 2100 | 2% | 4 | 3 | 12 | 1200 | 2% | 0 | 0 | 0 | 0 |  | tablet(s) | mg | 0 | 0 | 0 | 16223 | 1622300 | 0 | 20361 | 2036100 | 0 | 0 | 0 | 0 | 36584 | 3658400 | 0 | 80% of critical patients require 20 pouch(es)es during their admission | 10% of severe patients require 6 pouch(es)es during their admission | Will not be required in moderate patients
No | 106 | Paracetamol (acetaminophen), 10mg/ml, inject, 50ml, bot. | Anti-pyretic, analgesic | 10mg/ml, inject., 100 ml, plastic pouch | 100 | mg | pouch(es) |  | 5 | 4 | 20 | 2000 | 80% | 2 | 3 | 6 | 600 | 10% | 0 | 0 | 0 | 0 |  | 0 | 0 | 0 | 0 |  | pouch(es) | mg | 60672 | 6067200 | 0 | 23176 | 2317600 | 0 | 0 | 0 | 0 | 0 | 0 | 0 | 83848 | 8384800 | 0 | Will not be required in critical patients | 3% of severe patients require 2 bottle(s) during their admission | 3% of moderate patients require 2 bottle(s)s during their admission
No | 107 | Paracetamol (acetaminophen), 120 mg/5 ml, syrup, 100 ml, bottle(s) | Anti-pyretic, analgesic | 120 mg/5 ml, syrup, 100ml, bottle | 120 | mg | bottle(s) |  | 0 | 0 | 0 | 0 |  | 2 | 1 | 2 | 240 | 3% | 2 | 1 | 2 | 240 | 3% | 0 | 0 | 0 | 0 |  | bottle(s) | mg | 0 | 0 | 0 | 2318 | 278160 | 0 | 5090 | 610800 | 0 | 0 | 0 | 0 | 7408 | 888960 | 0 | Will not be required in critical patients | 50% of severe patients require 112 tabls during their admission | 80% of moderate patients require 56 tabs during their admission
No | 108 | Paracetamol (acetaminophen), 500 mg, tab. | Anti-pyretic, analgesic | 500 mg, tab. | 500 | mg | tablet(s) |  | 0 | 0 | 0 | 0 |  | 14 | 8 | 112 | 56000 | 50% | 7 | 8 | 56 | 28000 | 80% | 0 | 0 | 0 | 0 |  | tablet(s) | mg | 0 | 0 | 0 | 2163112 | 1081556000 | 0 | 3800742 | 1900371000 | 0 | 0 | 0 | 0 | 5963854 | 2981927000 | 0 | 5% of critical patients require 28 tab during their admission | Will not be required in severe patients | Will not be required in moderate patients
No | 109 | Phenobarbital | Anticonvulsants/antiepileptics | 50mg, tab. | 20 | mg | tablet(s) |  | 7 | 4 | 28 | 560 | 5% | 0 | 0 | 0 | 0 |  | 0 | 0 | 0 | 0 |  | 0 | 0 | 0 | 0 |  | tablet(s) | mg | 5309 | 106180 | 0 | 0 | 0 | 0 | 0 | 0 | 0 | 0 | 0 | 0 | 5309 | 106180 | 0 | 5% of critical patients require 42 amp during their admission | Will not be required in severe patients | Will not be required in moderate patients
No | 110 | Phenobarbital (sodium) | Anticonvulsants/antiepileptics | 200mg/mL, 1mL, amp. | 200 | mg | ampoule(s) |  | 7 | 6 | 42 | 8400 | 5% | 0 | 0 | 0 | 0 |  | 0 | 0 | 0 | 0 |  | 0 | 0 | 0 | 0 |  | ampoule(s) | mg | 7963 | 1592600 | 0 | 0 | 0 | 0 | 0 | 0 | 0 | 0 | 0 | 0 | 7963 | 1592600 | 0 | 0.1% of critical patients require 1 bottle(s) during their admission | Will not be required in severe patients | Will not be required in moderate patients
No | 111 | Phenytoin sodium | Anticonvulsant/antiepileptic | 25mg/5ml, oral liquid | 25 | mg | bottle(s) |  | 1 | 1 | 1 | 25 | 0.1% | 0 | 0 | 0 | 0 |  | 0 | 0 | 0 | 0 |  | 0 | 0 | 0 | 0 |  | bottle(s) | mg | 4 | 100 | 0 | 0 | 0 | 0 | 0 | 0 | 0 | 0 | 0 | 0 | 4 | 100 | 0 | 2% of critical patients require 10 caps during their admission | 2% of severe patients require 20 caps during their admission | 1% of moderate patients require 12 capsule during their admission
No | 112 | Phenytoin sodium, 100mg, coated tab. | Anticonvulsant/antiepileptic | 100mg, coated tab. | 100 | mg | tablet(s) |  | 5 | 2 | 10 | 1000 | 2% | 10 | 2 | 20 | 2000 | 2% | 4 | 3 | 12 | 1200 | 1% | 0 | 0 | 0 | 0 |  | tablet(s) | mg | 758 | 75800 | 0 | 15451 | 1545100 | 0 | 10181 | 1018100 | 0 | 0 | 0 | 0 | 26390 | 2639000 | 0 | 2% of critical patients require 15 amps during their admission | 2% of severe patients require 3 amps during their admission | Will not be required in moderate patients
No | 113 | Phenytoin sodium, 50mg/ml, 5ml, vial(s) | Anticonvulsant/antiepileptic | 50mg/mL, 5mL, vial | 50 | mg | vial(s) |  | 5 | 3 | 15 | 750 | 2% | 1 | 3 | 3 | 150 | 2% | 0 | 0 | 0 | 0 |  | 0 | 0 | 0 | 0 |  | vial(s) | mg | 1138 | 56900 | 0 | 2318 | 115900 | 0 | 0 | 0 | 0 | 0 | 0 | 0 | 3456 | 172800 | 0 | 0.12% of critical patients require 1 amp during their admission | 0.12% of severe patients require 1 amp during their admission | 12% of moderate patients require 1 amp during their admission
No | 114 | Phytomenadione (vitamin k1) | Vitamin affecting coagulation | 10mg/ml (2mg/0.2ml), 0.2ml amp. | 10 | mg | ampoule(s) |  | 1 | 1 | 1 | 10 | 0.12% | 1 | 1 | 1 | 10 | 0.12% | 1 | 1 | 1 | 10 | 12% | 0 | 0 | 0 | 0 |  | ampoule(s) | mg | 5 | 50 | 0 | 46 | 460 | 0 | 10181 | 101810 | 0 | 0 | 0 | 0 | 10232 | 102320 | 0 | 0.01% of critical patients require 5 amp during their admission | 0.01% of severe patients require 5 amp during their admission | Will not be required in moderate patients
No | 115 | PHYTOMENADIONE (vitamin K1) | Vitamin affecting coagulation | 1mg/ml amp | 1 | mg | ampoule(s) |  | 1 | 5 | 5 | 5 | 0.01% | 1 | 5 | 5 | 5 | 0.01% | 0 | 0 | 0 | 0 |  | 0 | 0 | 0 | 0 |  | ampoule(s) | mg | 2 | 2 | 0 | 19 | 19 | 0 | 0 | 0 | 0 | 0 | 0 | 0 | 21 | 21 | 0 | 5% of critical patients require 20 vial(s)s during their admission | Will not be required in severe patients | Will not be required in moderate patients
No | 116 | Piperacillin and tazobactam | Antibiotic | 4g/500mg vial | 4.5 | g | vial(s) |  | 5 | 4 | 20 | 90 | 5% | 0 | 0 | 0 | 0 |  | 0 | 0 | 0 | 0 |  | 0 | 0 | 0 | 0 |  | vial(s) | g | 3792 | 17064 | 0 | 0 | 0 | 0 | 0 | 0 | 0 | 0 | 0 | 0 | 3792 | 17064 | 0 | 100% of critical patients require 28 amp during their admission | Will not be required in severe patients | Will not be required in moderate patients
No | 117 | Potassium chloride 15% 2mmol/1ml | Electrolyte | 10 mL, amp. | 10 | ml | ampoule(s) |  | 7 | 4 | 28 | 280 | 100% | 0 | 0 | 0 | 0 |  | 0 | 0 | 0 | 0 |  | 0 | 0 | 0 | 0 |  | ampoule(s) | ml | 106176 | 1061760 | 0 | 0 | 0 | 0 | 0 | 0 | 0 | 0 | 0 | 0 | 106176 | 1061760 | 0 | 5% of critical patients require 112 tab during their admission | 5% of severe patients require 112 tabs during their admission | Will not be required in moderate patients
Yes - corticosteroid | 118 | Prednisolone | Corticosteroid anti-inflammatory | 5 mg, tab. | 5 | mg | Tablet | 0.01 | 14 | 8 | 112 | 560 | 5% | 14 | 8 | 112 | 560 | 5% | 0 | 0 | 0 | 0 |  | 0 | 0 | 0 | 0 |  | Tablet | mg | 21235 | 106175 | 212.35 | 216311 | 1081555 | 2163.11 | 0 | 0 | 0 | 0 | 0 | 0 | 237546 | 1187730 | 2375.46 | 40% of critical patients require 112 vial(s) during their admission | Will not be required in severe patients | Will not be required in moderate patients
No | 119 | Propofol | Sedative/general anesthetic | 10mg/mL, 10mL, amp. | 10 | mg | ampoule(s) |  | 14 | 8 | 112 | 1120 | 40% | 0 | 0 | 0 | 0 |  | 0 | 0 | 0 | 0 |  | 0 | 0 | 0 | 0 |  | ampoule(s) | mg | 169882 | 1698820 | 0 | 0 | 0 | 0 | 0 | 0 | 0 | 0 | 0 | 0 | 169882 | 1698820 | 0 | 95% of critical patients require 42 L during their admission | Will not be required in severe patients | Will not be required in moderate patients
No | 120 | Ringer lactate | Intravenous infusion solution | 1L, plastic pouch | 1 | l | pouch(es) |  | 14 | 3 | 42 | 42 | 95% | 0 | 0 | 0 | 0 |  | 0 | 0 | 0 | 0 |  | 0 | 0 | 0 | 0 |  | pouch(es) | l | 151301 | 151301 | 0 | 0 | 0 | 0 | 0 | 0 | 0 | 0 | 0 | 0 | 151301 | 151301 | 0 | 5% of critical patients require 42 bag during their admission | Will not be required in severe patients | Will not be required in moderate patients
No | 121 | Ringer lactate | Intravenous infusion solution | 500mL, plastic pouch | 500 | ml | pouch(es) |  | 14 | 3 | 42 | 21000 | 5% | 0 | 0 | 0 | 0 |  | 0 | 0 | 0 | 0 |  | 0 | 0 | 0 | 0 |  | pouch(es) | ml | 7963 | 3981500 | 0 | 0 | 0 | 0 | 0 | 0 | 0 | 0 | 0 | 0 | 7963 | 3981500 | 0 | 0.1% of critical patients require 56 tab during their admission | 0.1% of severe patients require 28 tabs during their admission | 0.1% of moderate patients require 16 tabs during their admission
No | 122 | Risperidone | Antipsychotic | 1 mg, tab. | 1 | mg | tablet(s) |  | 14 | 4 | 56 | 56 | 0.1% | 7 | 4 | 28 | 28 | 0.1% | 4 | 4 | 16 | 16 | 0.1% | 0 | 0 | 0 | 0 |  | tablet(s) | mg | 212 | 212 | 0 | 1082 | 1082 | 0 | 1357 | 1357 | 0 | 0 | 0 | 0 | 2651 | 2651 | 0 | 50% of critical patients require 56 nebs during their admission | 30% of severe patients required 20 nebs per admission | Will not be required in moderate patients
No | 123 | Salbutamol sulfate | Bronchodilator | 5mg/ml nebule(s) | 5 | mg | nebule(s) |  | 7 | 6 | 42 | 210 | 50% | 5 | 4 | 20 | 100 | 30% | 0 | 0 | 0 | 0 |  | 0 | 0 | 0 | 0 |  | nebule(s) | mg | 79632 | 398160 | 0 | 231762 | 1158810 | 0 | 0 | 0 | 0 | 0 | 0 | 0 | 311394 | 1556970 | 0 | 20% of critical patients require 1 inhaler(s)s during their admission | 20% of severe patients require 1 inhaler(s)s during their admission | 5% of moderate patients require 1 inhaler(s)s during their admission
No | 124 | Salbutamol sulfate | Bronchodilator | eq.0.1mg base/puff, 200 puffs, inhaler(s) | 0.1 | mg | inhaler(s) |  | 21 | 1 | 21 | 2.1 | 20% | 14 | 1 | 14 | 1.4 | 20% | 14 | 1 | 14 | 1.4 | 5% | 0 | 0 | 0 | 0 |  | inhaler(s) | mg | 15926 | 1592.6 | 0 | 108156 | 10815.6 | 0 | 59387 | 5938.7 | 0 | 0 | 0 | 0 | 183469 | 18346.9 | 0 | 50% of critical patients require 28 tablet(s)s during their admission | 50% of severe patients require 20 tablet(s)s during their admission | 30% of moderate patients require 2 tablet(s)s during their admission
No | 125 | Senna | Laxative | 7.5mg tab | 7.5 | mg | tablet(s) |  | 14 | 2 | 28 | 210 | 50% | 10 | 2 | 20 | 150 | 50% | 2 | 2 | 4 | 30 | 30% | 0 | 0 | 0 | 0 |  | tablet(s) | mg | 53088 | 398160 | 0 | 386270 | 2897025 | 0 | 101806 | 763545 | 0 | 0 | 0 | 0 | 541164 | 4058730 | 0 | 5% of critical patients require 20 amp during their admission | Will not be required in severe patients | Will not be required in moderate patients
No | 126 | Sodium bicarbonate | Acid-base balance | 8.4%, 1 mEq/mL, 20mL amp. | 20 | ml | ampoule(s) |  | 1 | 20 | 20 | 400 | 5% | 0 | 0 | 0 | 0 |  | 0 | 0 | 0 | 0 |  | 0 | 0 | 0 | 0 |  | ampoule(s) | ml | 3792 | 75840 | 0 | 0 | 0 | 0 | 0 | 0 | 0 | 0 | 0 | 0 | 3792 | 75840 | 0 | 50% of critical patients require 14 L during their admission | 50% of severe patients require 7 L during their admission | Will not be required in moderate patients
No | 127 | Sodium chloride | Intravenous infusion solution | 0.9%, 1L, plastic pouch | 1 | l | pouch(es) |  | 14 | 1 | 14 | 14 | 50% | 7 | 1 | 7 | 7 | 50% | 0 | 0 | 0 | 0 |  | 0 | 0 | 0 | 0 |  | pouch(es) | l | 26544 | 26544 | 0 | 135195 | 135195 | 0 | 0 | 0 | 0 | 0 | 0 | 0 | 161739 | 161739 | 0 | 50% of critical patients require 14 bag during their admission | 50% of severe patients require 7 bag(s) during their admission | Will not be required in moderate patients
No | 128 | Sodium chloride | Intravenous infusion solution | 0.9%, 500 ml, plastic pouch | 500 | ml | pouch(es) |  | 14 | 1 | 14 | 7000 | 50% | 7 | 1 | 7 | 3500 | 50% | 0 | 0 | 0 | 0 |  | 0 | 0 | 0 | 0 |  | pouch(es) | ml | 26544 | 13272000 | 0 | 135195 | 67597500 | 0 | 0 | 0 | 0 | 0 | 0 | 0 | 161739 | 80869500 | 0 | 100% of critical patients require 14 amp during their admission | 100% of severe patients require 14 amp during their admission | Will not be required in moderate patients
No | 129 | Sodium chloride | Intravenous infusion solution | 10ml amp. | 10 | ml | ampoule(s) |  | 14 | 1 | 14 | 140 | 100% | 14 | 1 | 14 | 140 | 100% | 0 | 0 | 0 | 0 |  | 0 | 0 | 0 | 0 |  | ampoule(s) | ml | 53088 | 530880 | 0 | 540778 | 5407780 | 0 | 0 | 0 | 0 | 0 | 0 | 0 | 593866 | 5938660 | 0 | 100% of critical patients require 14 bag during their admission | 100% of severe patients require 14 bag during their admission | Will not be required in moderate patients
No | 130 | Sodium chloride | Intravenous infusion solution | 100ml bag | 100 | ml | bag(s) |  | 7 | 2 | 14 | 1400 | 100% | 7 | 2 | 14 | 1400 | 100% | 0 | 0 | 0 | 0 |  | 0 | 0 | 0 | 0 |  | bag(s) | ml | 53088 | 5308800 | 0 | 540778 | 54077800 | 0 | 0 | 0 | 0 | 0 | 0 | 0 | 593866 | 59386600 | 0 | Will not be required in critical patients | 5% of severe patients require 56 tab during their admission | Will not be required in moderate patients
Yes - monoclonal antibody | 131 | Sotrovimab (mild/moderate indication) | Monoclonal antibody | 500mg per 8ml vial | 500 | mg | Vial | 2000 |  |  | 0 |  | 0% |  |  | 0 |  | 0% | 1 | 1 | 1 | 500 | 10% | 1 | 1 | 1 | 500 | 10% | Vial | mg | 0 | 0 | 0 | 0 | 0 | 0 | 8484 | 4242000 | 16968000 | 8484 | 4242000 | 16968000 | 16968 | 4242000 | 33936000
No | 132 | Sulfamethoxazole 400mg/trimethoprim 80mg | Antibacterial | 400/80mg tab. | 480 | mg | tablet(s) |  | 0 | 0 | 0 | 0 |  | 14 | 4 | 56 | 26880 | 5% | 0 | 0 | 0 | 0 |  | 0 | 0 | 0 | 0 |  | tablet(s) | mg | 0 | 0 | 0 | 108156 | 51914880 | 0 | 0 | 0 | 0 | 0 | 0 | 0 | 108156 | 51914880 | 0 | 100% of critical patients require 50 amp during their admission | Will not be required in severe patients | Will not be required in moderate patients
No | 133 | Suxamethonium chloride | Neuromuscular blocker/paralytic - intubation | 50mg/mL, 2mL, amp. | 50 | mg | ampoule(s) |  | 10 | 5 | 50 | 2500 | 100% | 0 | 0 | 0 | 0 |  | 0 | 0 | 0 | 0 |  | 0 | 0 | 0 | 0 |  | ampoule(s) | mg | 189600 | 9480000 | 0 | 0 | 0 | 0 | 0 | 0 | 0 | 0 | 0 | 0 | 189600 | 9480000 | 0 | 0.02% of critical patients require 1 tube(s) during their admission | 0.02% of severe patients require 1 tube(s) during their admission | 0.02% of moderate patients require 1 tube(s) during their admission
No | 134 | Tetracycline eye ointment | Antibiotic - topical | 1% 5g tube(s) | 5 | g | tube(s) |  |  | 1 | 0 | 0 | 0.02% |  | 1 | 0 | 0 | 0.02% |  | 1 | 0 | 0 | 0.02% | 0 | 0 | 0 | 0 |  | tube(s) | g | 0 | 0 | 0 | 0 | 0 | 0 | 0 | 0 | 0 | 0 | 0 | 0 | 0 | 0 | 0
Yes - IL6 receptor blocker | 135 | Tocilizumab | Interleuken blocker | 400mg per 20ml vial | 400 | mg | Vial | 180 | 1 | 1.5 | 1.5 | 600 | 75% | 1 | 1.5 | 1.5 | 600 | 75% |  |  | 0 |  | 0% | 0 | 0 | 0 |  |  | Vial | mg | 4266 | 1706400 | 767880 | 43455 | 17382000 | 7821900 | 0 | 0 | 0 | 0 | 0 | 0 | 47721 | 19088400 | 8589780 | Will not be required in critical patients | 30% of severe patients require 40 tab during their admission | Will not be required in moderate patients
No | 136 | Tramadol hydrochloride | Opioid analgesic | 50 mg, caps. | 50 | mg | tablet(s) |  | 0 | 0 | 0 | 0 |  | 5 | 8 | 40 | 2000 | 30% | 0 | 0 | 0 | 0 |  | 0 | 0 | 0 | 0 |  | tablet(s) | mg | 0 | 0 | 0 | 463524 | 23176200 | 0 | 0 | 0 | 0 | 0 | 0 | 0 | 463524 | 23176200 | 0 | 30% of critical patients require 20 vial(s) during their admission | 0% of severe patients require during their admission | Will not be required in moderate patients
No | 137 | Tramadol hydrochloride | Opioid analgesic | 50 mg/ml, 2ml, amp. | 50 | mg | ampoule(s) |  | 5 | 4 | 20 | 1000 | 30% | 0 | 0 | 0 | 0 |  | 0 | 0 | 0 | 0 |  | 0 | 0 | 0 | 0 |  | ampoule(s) | mg | 22752 | 1137600 | 0 | 0 | 0 | 0 | 0 | 0 | 0 | 0 | 0 | 0 | 22752 | 1137600 | 0
Yes - anticoagulant | 138 | Unfractionated heparin | Anticoagulant | 5000 IU/mL, 5 mL, amp. | 5000 | IU | Ampoule | 3.5 | 21 | 2 | 42 | 210000 | 100% | 14 | 2 | 28 | 140000 | 25% | 0 | 0 | 0 | 0 | 0% | 0 | 0 | 0 | 0 |  | Ampoule | IU | 159264 | 796320000 | 557424 | 270389 | 1351945000 | 946361.5 | 0 | 0 | 0 | 0 | 0 | 0 | 429653 | 2148265000 | 1503785.5 | 0.27% of critical patients require 42 tablet(s)s during their admission | 0.27% of severe patients require 14 tablet(s)s during their admission | 0.27% of moderate patients require 8 tablet(s)s during their admission
No | 139 | Valproic acid | Solutions correcting water | 500mg tab. | 500 | mg | tablet(s) |  | 21 | 2 | 42 | 21000 | 0.27% | 7 | 2 | 14 | 7000 | 0.27% | 4 | 2 | 8 | 4000 | 0.27% | 0 | 0 | 0 | 0 |  | tablet(s) | mg | 430 | 215000 | 0 | 1460 | 730000 | 0 | 1833 | 916500 | 0 | 0 | 0 | 0 | 3723 | 1861500 | 0 | 0.27% of critical patients require 20 vial(s)s during their admission | Will not be required in severe patients | Will not be required in moderate patients
No | 140 | Valproic acid | Diarrhoea | 100 mg/ mL in 4- mL amp.; | 100 | mg | ampoule(s) |  | 10 | 2 | 20 | 2000 | 0.27% | 0 | 0 | 0 | 0 |  | 0 | 0 | 0 | 0 |  | 0 | 0 | 0 | 0 |  | ampoule(s) | mg | 205 | 20500 | 0 | 0 | 0 | 0 | 0 | 0 | 0 | 0 | 0 | 0 | 205 | 20500 | 0 | 0.27% of critical patients require 42 tablet(s)s during their admission | 0.27% of severe patients require 14 tablet(s)s during their admission | 0.27% of moderate patients require 8 tablet(s)s during their admission
No | 141 | Valproic acid | Muscle Relaxants | 200mg tab. | 200 | mg | tablet(s) |  | 21 | 2 | 42 | 8400 | 0.27% | 7 | 2 | 14 | 2800 | 0.27% | 4 | 2 | 8 | 1600 | 0.27% | 0 | 0 | 0 | 0 |  | tablet(s) | mg | 430 | 86000 | 0 | 1460 | 292000 | 0 | 1833 | 366600 | 0 | 0 | 0 | 0 | 3723 | 744600 | 0 | 5% of critical patients require 25 vial(s) during their admission | Will not be required in severe patients | Will not be required in moderate patients
No | 142 | Vancomycin | Medicines for diabetes | 5% x 5 d, 250mg vial | 250 | mg | vial(s) |  | 5 | 5 | 25 | 6250 | 5% | 0 | 0 | 0 | 0 |  | 0 | 0 | 0 | 0 |  | 0 | 0 | 0 | 0 |  | vial(s) | mg | 4740 | 1185000 | 0 | 0 | 0 | 0 | 0 | 0 | 0 | 0 | 0 | 0 | 4740 | 1185000 | 0 | 100% of critical patients require 14 amp during their admission | 100% of severe patients require 14 amp during their admission | Will not be required in moderate patients
No | 143 | Water for injection | Medicines for diabetes | 10 ml, amp. | 10 | ml | ampoule(s) |  | 14 | 1 | 14 | 140 | 100% | 14 | 1 | 14 | 140 | 100% | 0 | 0 | 0 | 0 |  | 0 | 0 | 0 | 0 |  | ampoule(s) | ml | 53088 | 530880 | 0 | 540778 | 5407780 | 0 | 0 | 0 | 0 | 0 | 0 | 0 | 593866 | 5938660 | 0 | 2% of critical patients require 10 tablet(s)s during their admission | 2% of severe patients require 10 mg during their admission | 2% of moderate patients require 10 tab during their admission
No | 144 | Zinc sulfate | Neuromuscular blocker - intubation | eq. to 20 mg zinc mineral, dispersible tab. | 20 | mg | tablet(s) |  | 10 | 1 | 10 | 200 | 2% | 10 | 1 | 10 | 200 | 2% | 10 | 1 | 10 | 200 | 2% | 0 | 0 | 0 | 0 |  | tablet(s) | mg | 758 | 15160 | 0 | 7725 | 154500 | 0 | 16968 | 339360 | 0 | 0 | 0 | 0 | 25451 | 509020 | 0
Yes - medical consumable for monoclonal antibody administration | 145 | 0.2 micron PES filter (add-on) | For administration of monoclonal antibodies | 1 filter | 1 | filter(s) | filter(s) | 1 | 1 | 1 | 1 | 1 | 50% | 1 | 1 | 1 | 1 | 50% | 2 | 2 | 4 | 4 | 35% | 1 | 1 | 1 | 1 | 10% | filter(s) | filter(s) | 1896 | 1896 | 1896 | 19314 | 19314 | 19314 | 118773 | 118773 | 118773 | 8484 | 8484 | 8484 | 148467 | 139983 | 148467
[32 empty] | Total Cost | 4181138.35 |  | Total Cost | 37173166.176 |  | Total Cost | 27445717.8 |  | Total Cost | 16976484 |  | Total Cost | 85776506.326
[32 empty] | Avg. Cost per Critical Patient | 1102.6209 |  | Avg. Cost per Severe Patient | 962.3622 |  | Avg. Cost per Moderate Patient | 323.5074 |  | Avg. Cost per Mild Patient | 200.1047
© World Health Organization 2021. Some rights reserved. This work is available under the CC BY-NC-SA 3.0 IGO licence.
WHO reference number: WHO/2019-nCoV/Tools/Essential_forecasting/2021.1
Note on AR9: [Threaded comment] Your version of Excel allows you to read this threaded comment; however, any edits to it will get removed if the file is opened in a newer version of Excel. Learn more: https://go.microsoft.com/fwlink/?linkid=870924 Comment: Check that 'Total_moderate_outpatient' is the correct var here and not 'Total_moderate_cases_in_period'. For severe and critical, we use 'total_severe_cases_in_period' and 'total_critical_cases_in_period' Reply: Change mild and moderate to be consistent with severe and critical
Note on Y10: [Threaded comment] Your version of Excel allows you to read this threaded comment; however, any edits to it will get removed if the file is opened in a newer version of Excel. Learn more: https://go.microsoft.com/fwlink/?linkid=870924 Comment: Small issue, but this could be an error. If unit is 500mL bottle, then the amount in drug form is not 72 (i.e. not 72 bottles) - seems like the calculation is 72 mL that needs to be converted to 500mL bottle proportions. Reply: correct for now, delete later since Alcohol is in the Equipment list and usage tab
Note on D52: [Threaded comment] Your version of Excel allows you to read this threaded comment; however, any edits to it will get removed if the file is opened in a newer version of Excel. Learn more: https://go.microsoft.com/fwlink/?linkid=870924 Comment: Check that to total $ calculation is correct here - more than one unit per dosage?
Note on B139: [Threaded comment] Your version of Excel allows you to read this threaded comment; however, any edits to it will get removed if the file is opened in a newer version of Excel. Learn more: https://go.microsoft.com/fwlink/?linkid=870924 Comment: Added in Sotrovimab here - needs review
Note on B153: [Threaded comment] Your version of Excel allows you to read this threaded comment; however, any edits to it will get removed if the file is opened in a newer version of Excel. Learn more: https://go.microsoft.com/fwlink/?linkid=870924 Comment: Added in Sotrovimab here - needs review
Note on G153: [Threaded comment] Your version of Excel allows you to read this threaded comment; however, any edits to it will get removed if the file is opened in a newer version of Excel. Learn more: https://go.microsoft.com/fwlink/?linkid=870924 Comment: It appears that PES filters are sold in packs (e.g. a pack of 100 filters for $99 https://www.sterlitech.com/polyethersulfone-membrane-filter-pes0225100.html). Pack size likely varies by supplier. Should we keep the formulation as per filter?

## Non-COVID Essential Services
Essential Health Services Commodities (Non-COVID-19)
This tab calculates PPE and other commodities needed for non-COVID-19 essential health services that need to continue during the pandemic. |  |  |  | Go to Output | PLEASE NOTE: These commodities are not included in the main outputs on the 'User Dashboard' tab
Essential Health Services Cadres
Health Services Cadre | Include in Forecast? | Cadre Size Reference Value | Number of Workers | Working Days per Week
Medical Doctors (non-COVID-19) | Yes | 4335.0313 | 8000 | 5 | 8000
Nurses (non-COVID-19) | Yes | 2738.9625 | 5000 | 5 | 5000
Laboratory Scientists and Techs (non-COVID-19) | Yes | 1236.0232 | 300 | 5 | 300
Midwives | Yes | - | 500 | 5 | 500
Dentists | Yes | 132.1387 | 10 | 5 | 10
Physiotherapists | Yes |  | 50 | 5 | 50
Traditional and Complementary Med. Personnel | Yes | - | 4000 | 5 | 4000
Community Health Workers (CHWs) | Yes | - | 245 | 5 | 245
Pharmacists | Yes | 1844.4364 | 818 | 5 | 818
Commodity Needs for Essential Health Services (per day)
[5 empty] | Commodity Needs per Cadre per Day | [8 empty] | Total Commodity Needs Over Forecast
Category | Grouping | Item | Unit | Reusable | Medical Doctors (non-COVID-19) | Nurses (non-COVID-19) | Laboratory Scientists and Techs (non-COVID-19) | Midwives | Dentists | Physiotherapists | Traditional and Complementary Med. Personnel | Community Health Workers (CHWs) | Pharmacists | Medical Doctors (non-COVID-19) | Nurses (non-COVID-19) | Laboratory Scientists and Techs (non-COVID-19) | Midwives | Dentists | Physiotherapists | Traditional and Complementary Med. Personnel | Community Health Workers (CHWs) | Pharmacists | Total (All Cadres)
IPC | Hygiene | Chlorine, HTH 70% | Kg | No | [9 empty] | 0 | 0 | 0 | 0 | 0 | 0 | 0 | 0 | 0 | 0
IPC | Hygiene | Alcohol-based hand rub | Lt | No | 0.03 | 0.03 | 0.03 | 0.03 | 0.03 | 0.03 | 0.03 | 0.03 | 0.03 | 14400 | 9000 | 540 | 900 | 18 | 90 | 7200 | 441 | 1472.4 | 34061.4
IPC | Hygiene | Liquid soap | Lt | No | 0.02 | 0.02 | 0.02 | 0.02 | 0.02 | 0.02 | 0.02 | 0.02 | 0.02 | 9600 | 6000 | 360 | 600 | 12 | 60 | 4800 | 294 | 981.6 | 22707.6
IPC | Hygiene | Bio-hazardous bag | Each | No | 0.5 | 0.5 | 0.5 | 0.5 | 0.5 | 0.5 | 0.5 | 0.5 | 0.5 | 240000 | 150000 | 9000 | 15000 | 300 | 1500 | 120000 | 7350 | 24540 | 567690
IPC | PPE | Gown, protective | Each | No | 2 | 2 | 2 | 2 | 2 | 2 | 2 | 2 | 2 | 960000 | 600000 | 36000 | 60000 | 1200 | 6000 | 480000 | 29400 | 98160 | 2270760
IPC | PPE | Scrubs, tops | Each | Yes | 0.03 | 0.03 | 0.03 | 0.03 | 0.03 | 0.03 | 0.03 | 0.03 | 0.03 | 8000 | 5000 | 300 | 500 | 10 | 50 | 4000 | 245 | 818 | 18923
IPC | PPE | Scrubs, pants | Each | Yes | 0.03 | 0.03 | 0.03 | 0.03 | 0.03 | 0.03 | 0.03 | 0.03 | 0.03 | 8000 | 5000 | 300 | 500 | 10 | 50 | 4000 | 245 | 818 | 18923
IPC | PPE | Apron, disposable | Each | No | [9 empty] | 0 | 0 | 0 | 0 | 0 | 0 | 0 | 0 | 0 | 0
IPC | PPE | Gloves, examination | Pair | No | 8 | 8 | 8 | 8 | 8 | 8 | 8 | 8 | 8 | 3840000 | 2400000 | 144000 | 240000 | 4800 | 24000 | 1920000 | 117600 | 392640 | 9083040
IPC | PPE | Gloves, surgical | Pair | No | [9 empty] | 0 | 0 | 0 | 0 | 0 | 0 | 0 | 0 | 0 | 0
IPC | PPE | Goggles, protective | Each | Yes | 0.1 | 0.1 | 0.1 | 0.1 | 0.1 | 0.1 | 0.1 | 0.1 | 0.1 | 8000 | 5000 | 300 | 500 | 10 | 50 | 4000 | 245 | 818 | 18923
IPC | PPE | Face shield | Each | No | [9 empty] | 0 | 0 | 0 | 0 | 0 | 0 | 0 | 0 | 0 | 0
IPC | PPE | Respirator | Each | No | [9 empty] | 0 | 0 | 0 | 0 | 0 | 0 | 0 | 0 | 0 | 0
IPC | PPE | Mask, medical / surgical for healthworker | Each | No | 4 | 4 | 4 | 4 | 4 | 4 | 4 | 4 | 4 | 1920000 | 1200000 | 72000 | 120000 | 2400 | 12000 | 960000 | 58800 | 196320 | 4541520
PLEASE NOTE: These commodities are not included in the main outputs on the 'User Dashboard' tab
© World Health Organization 2021. Some rights reserved. This work is available under the CC BY-NC-SA 3.0 IGO licence.
WHO reference number: WHO/2019-nCoV/Tools/Essential_forecasting/2021.1
Note on D9: From WHO Global Health Observatory (GHO)
Note on F23: If item is reusable, 1 will be allotted for every non-COVID health are worker included in quantification. If item is not reusable, daily ratio from table on right will be applied to days worked across total forecast period

## SUMMARY TABS ->
Intentionally blank

## Diagnostics Module
Diagnostics: Country Absorption Capacity (Max Tests Run) per Week
|  | By Week |  |  | Type | COVID-19 Capacity per Week | Ratio | Allocated Test Kits
| Platforms | Total Test Capacity | Capacity Available for COVID |  | HTP | 0 | 0% | 0
Roche 6800 | 0 | 0 | 0 |  | GX | 7725 | 58.61% | 80693.394
Roche 8800 | 0 | 0 | 0 |  | Manual | 2820 | 21.39% | 29457.006
Abbott m2000 | 0 | 0 | 0 |  | Antigen |  | 20% | 27537.6
Hologic Panther | 0 | 0 | 0
Hologic Panther Fusion | 0 | 0 | 0 |  | Tests Needed | 137688
GeneXpert | 309 | 15450 | 7725 | 50% |  | Capped by capacity from model
Manual rt-PRC | 3 | 2820 | 2820 | 100%
| Max Tests per Week | 18270 | 10545 |  | Additional Capacity calcs
| Max Tests per Day | 2610 | 1506.4286 | 57.72% | Additional Platforms/Modules |  | Daily capa
[5 empty] | GX mods | 0 | 0
[5 empty] | Manual plats | 0 | 0
Estimated Platform Mapping
Country | Region | Income Status | Roche 6800 | Roche 8800 | Abbott m2000 | Hologic Panther | GeneXpert | Manual
Afghanistan | EMRO | Low income | 0 | 0 | 0 | 0 | 309 | 3
Albania | EURO | Upper middle income | 0 | 0 | 0 | 0 | 8 | 3
Algeria | AFRO | Upper middle income | 0 | 0 | 0 | 0 | 24 | 15
American Samoa | WPRO | Upper middle income | 0 | 0 | 0 | 0 | 0 | 0
Andorra | EURO | High income | 0 | 0 | 1 | 0 | 1 | 0
Angola | AFRO | Lower middle income | 0 | 0 | 1 | 0 | 180 | 5
Antigua And Barbuda | PAHO | High income | 0 | 0 | 1 | 0 | 3 | 0
Argentina | PAHO | Upper middle income | 1 | 0 | 11 | 0 | 18 | 63
Armenia | EURO | Upper middle income | 0 | 0 | 1 | 0 | 52 | 3
Aruba | PAHO | High income | 0 | 0 | 1 | 0 | 1 | 0
Australia | WPRO | High income | 11 | 17 | 204 | 20 | 348 | 24
Austria | EURO | High income | 4 | 6 | 73 | 10 | 123 | 1
Azerbaijan | EURO | Upper middle income | 0 | 0 | 0 | 0 | 162 | 4
Bahamas, The | PAHO | High income | 0 | 0 | 3 | 0 | 5 | 0
Bahrain | EMRO | High income | 1 | 1 | 1 | 0 | 22 | 50
Bangladesh | SEARO | Lower middle income | 0 | 0 | 0 | 0 | 1372 | 8
Barbados | PAHO | High income | 0 | 0 | 2 | 0 | 4 | 2
Belarus | EURO | Upper middle income | 0 | 1 | 2 | 0 | 102 | 18
Belgium | EURO | High income | 5 | 8 | 93 | 15 | 12 | 11
Belize | PAHO | Lower middle income | 0 | 0 | 0 | 0 | 8 | 3
Benin | AFRO | Low income | 0 | 0 | 6 | 0 | 256 | 1
Bermuda | PAHO | High income | 0 | 0 | 1 | 0 | 0 | 0
Bhutan | SEARO | Lower middle income | 0 | 0 | 0 | 0 | 28 | 3
Bolivia | PAHO | Lower middle income | 0 | 0 | 1 | 0 | 158 | 3
Bosnia and Herzegovina | EURO | Upper middle income | 0 | 0 | 1 | 0 | 55 | 1
Botswana | AFRO | Upper middle income | 0 | 0 | 3 | 12 | 278 | 5
Brazil | PAHO | Upper middle income | 8 | 1 | 77 | 0 | 1004 | 646
British Virgin Islands | PAHO | High income | 0 | 0 | 0 | 0 | 0 | 0
Brunei Darussalam | WPRO | High income | 0 | 0 | 4 | 1 | 5 | 0
Bulgaria | EURO | Upper middle income | 0 | 0 | 0 | 0 | 16 | 14
Burkina Faso | AFRO | Low income | 0 | 0 | 5 | 0 | 108 | 7
Burundi | AFRO | Low income | 0 | 0 | 4 | 0 | 130 | 1
Cabo Verde | AFRO | Lower middle income | 0 | 0 | 0 | 0 | 26 | 3
Cambodia | WPRO | Lower middle income | 1 | 1 | 4 | 0 | 256 | 6
Cameroon | AFRO | Lower middle income | 0 | 0 | 13 | 0 | 175 | 7
Canada | PAHO | High income | 16 | 25 | 303 | 49 | 4 | 35
Cayman Islands | PAHO | High income | 0 | 0 | 1 | 0 | 0 | 0
Central African Republic | AFRO | Low income | 0 | 0 | 0 | 0 | 88 | 3
Chad | AFRO | Low income | 0 | 0 | 1 | 0 | 64 | 1
Channel Islands |  | High income | 0 | 0 | 1 | 0 | 2 | 0
Chile | PAHO | High income | 8 | 13 | 154 | 1 | 164 | 56
China | WPRO | Upper middle income | 6 | 0 | 25 | 195 | 3876 | 3
Colombia | PAHO | Upper middle income | 1 | 0 | 7 | 1 | 51 | 17
Comoros | AFRO | Lower middle income | 0 | 0 | 0 | 0 | 20 | 3
Congo, Dem. Rep. | AFRO | Low income | 0 | 0 | 6 | 0 | 879 | 16
Congo, Rep. | AFRO | Lower middle income | 0 | 0 | 1 | 0 | 37 | 15
Cook Islands | WPRO |  | 0 | 0 | 0 | 0 | 0 | 3
Costa Rica | PAHO | Upper middle income | 0 | 0 | 1 | 1 | 48 | 2
Cote d'Ivoire | AFRO | Lower middle income | 1 | 0 | 4 | 0 | 164 | 5
Croatia | EURO | High income | 2 | 3 | 33 | 5 | 57 | 90
Cuba | PAHO | Upper middle income | 0 | 0 | 1 | 0 | 16 | 3
Curacao |  | High income | 0 | 0 | 1 | 0 | 2 | 0
Cyprus | EURO | High income | 1 | 1 | 10 | 1 | 16 | 3
Czech Republic | EURO | High income | 5 | 7 | 87 | 4 | 147 | 10
Denmark | EURO | High income | 3 | 4 | 47 | 10 | 79 | 5
Djibouti | EMRO | Lower middle income | 0 | 0 | 0 | 0 | 28 | 1
Dominica | PAHO | Upper middle income | 0 | 0 | 0 | 0 | 2 | 1
Dominican Republic | PAHO | Upper middle income | 1 | 1 | 3 | 0 | 94 | 4
Ecuador | PAHO | Upper middle income | 1 | 0 | 2 | 0 | 120 | 5
Egypt, Arab Rep. | EMRO | Lower middle income | 32 | 0 | 1 | 0 | 84 | 115
El Salvador | PAHO | Lower middle income | 0 | 1 | 1 | 0 | 128 | 5
Equatorial Guinea | AFRO | Upper middle income | 0 | 0 | 0 | 0 | 30 | 3
Eritrea | AFRO | Low income | 0 | 0 | 0 | 0 | 110 | 3
Estonia | EURO | High income | 1 | 1 | 11 | 1 | 18 | 14
Eswatini | AFRO | Lower middle income | 1 | 0 | 0 | 2 | 424 | 2
Ethiopia | AFRO | Low income | 1 | 1 | 18 | 0 | 1258 | 7
Faroe Islands |  | High income | 0 | 0 | 0 | 0 | 0 | 0
Fiji | WPRO | Upper middle income | 0 | 0 | 0 | 0 | 92 | 2
Finland | EURO | High income | 2 | 4 | 45 | 7 | 76 | 5
France | EURO | High income | 29 | 44 | 528 | 60 | 900 | 25
French Polynesia |  | High income | 0 | 0 | 2 | 0 | 3 | 0
Gabon | AFRO | Upper middle income | 0 | 0 | 0 | 0 | 40 | 3
Gambia, The | AFRO | Low income | 0 | 0 | 1 | 0 | 44 | 1
Georgia | EURO | Upper middle income | 0 | 0 | 2 | 0 | 240 | 35
Germany | EURO | High income | 37 | 56 | 677 | 75 | 1154 | 5
Ghana | AFRO | Lower middle income | 0 | 0 | 0 | 0 | 608 | 7
Gibraltar |  | High income | 0 | 0 | 0 | 0 | 0 | 0
Greece | EURO | High income | 5 | 7 | 85 | 2 | 144 | 67
Greenland |  | High income | 0 | 0 | 0 | 0 | 0 | 28
Grenada | PAHO | Upper middle income | 0 | 0 | 0 | 0 | 3 | 3
Guam |  | High income | 0 | 0 | 1 | 0 | 2 | 0
Guatemala | PAHO | Upper middle income | 1 | 0 | 2 | 0 | 141 | 3
Guinea | AFRO | Low income | 0 | 0 | 1 | 0 | 119 | 2
Guinea-Bissau | AFRO | Low income | 0 | 0 | 0 | 0 | 36 | 3
Guyana | PAHO | Upper middle income | 0 | 0 | 0 | 0 | 12 | 3
Haiti | PAHO | Lower middle income | 2 | 2 | 3 | 0 | 216 | 1
Honduras | PAHO | Lower middle income | 0 | 0 | 2 | 0 | 48 | 4
Hong Kong SAR, China |  | High income | 3 | 5 | 61 | 9 | 105 | 7
Hungary | EURO | High income | 4 | 7 | 78 | 12 | 133 | 9
Iceland | EURO | High income | 0 | 0 | 3 | 0 | 4 | 0
India | SEARO | Lower middle income | 2 | 0 | 75 | 0 | 5895 | 1322
Indonesia | SEARO | Lower middle income | 2 | 0 | 23 | 0 | 3468 | 35
Iran, Islamic Rep. | EMRO | Lower middle income | 1 | 0 | 3 | 3 | 56 | 3
Iraq | EMRO | Upper middle income | 0 | 0 | 0 | 0 | 88 | 29
Ireland | EURO | High income | 2 | 3 | 40 | 6 | 67 | 2
Isle of Man |  | High income | 0 | 0 | 1 | 0 | 1 | 0
Israel | EURO | High income | 4 | 6 | 69 | 9 | 117 | 120
Italy | EURO | High income | 27 | 41 | 491 | 22 | 837 | 57
Jamaica | PAHO | Upper middle income | 1 | 0 | 0 | 0 | 4 | 4
Japan | WPRO | High income | 56 | 85 | 1028 | 33 | 1754 | 120
Jordan | EMRO | Upper middle income | 0 | 0 | 0 | 0 | 150 | 24
Kazakhstan | EURO | Upper middle income | 0 | 0 | 22 | 0 | 314 | 26
Kenya | AFRO | Lower middle income | 2 | 4 | 23 | 6 | 1031 | 43
Kiribati | WPRO | Lower middle income | 0 | 0 | 0 | 0 | 4 | 3
Korea, Dem. People’s Rep. | SEARO | Low income | 0 | 0 | 0 | 0 | 140 | 0
Korea, Rep. |  | High income | 23 | 35 | 421 | 10 | 717 | 49
Kosovo |  | Upper middle income | 1 | 1 | 15 | 2 | 25 | 2
Kuwait | EMRO | High income | 2 | 3 | 34 | 3 | 58 | 28
Kyrgyz Republic | EURO | Lower middle income | 0 | 0 | 0 | 0 | 106 | 3
Lao PDR | WPRO | Lower middle income | 0 | 0 | 1 | 0 | 136 | 2
Latvia | EURO | High income | 1 | 1 | 15 | 5 | 26 | 11
Lebanon | EMRO | Upper middle income | 0 | 0 | 0 | 0 | 20 | 20
Lesotho | AFRO | Lower middle income | 0 | 0 | 0 | 1 | 329 | 4
Liberia | AFRO | Low income | 0 | 0 | 1 | 0 | 160 | 1
Libya | EMRO | Upper middle income | 0 | 0 | 0 | 0 | 32 | 3
Liechtenstein |  | High income | 0 | 0 | 0 | 0 | 0 | 0
Lithuania | EURO | High income | 1 | 2 | 22 | 0 | 1 | 14
Luxembourg | EURO | High income | 0 | 0 | 5 | 3 | 8 | 1
Macao SAR, China |  | High income | 0 | 0 | 5 | 1 | 9 | 1
Madagascar | AFRO | Low income | 0 | 0 | 0 | 0 | 81 | 3
Malawi | AFRO | Low income | 0 | 0 | 17 | 2 | 622 | 3
Malaysia | WPRO | Upper middle income | 1 | 0 | 4 | 1 | 121 | 3
Maldives | SEARO | Upper middle income | 0 | 0 | 0 | 0 | 18 | 1
Mali | AFRO | Low income | 0 | 0 | 11 | 0 | 120 | 4
Malta | EURO | High income | 0 | 0 | 4 | 1 | 6 | 5
Marshall Islands | WPRO | Upper middle income | 0 | 0 | 0 | 0 | 16 | 3
Mauritania | AFRO | Lower middle income | 0 | 0 | 1 | 0 | 24 | 2
Mauritius | AFRO | Upper middle income | 0 | 0 | 0 | 0 | 18 | 5
Mexico | PAHO | Upper middle income | 1 | 0 | 5 | 20 | 49 | 365
Micronesia | WPRO | Lower middle income | 0 | 0 | 0 | 0 | 20 | 3
Micronesia, Fed. Sts. |  | Lower middle income | 0 | 0 | 0 | 0 | 20 | 3
Moldova | EURO | Upper middle income | 0 | 1 | 1 | 0 | 154 | 10
Monaco | EURO | High income | 0 | 0 | 0 | 0 | 0 | 0
Mongolia | WPRO | Lower middle income | 0 | 0 | 0 | 0 | 146 | 3
Montenegro | EURO | Upper middle income | 0 | 0 | 2 | 0 | 4 | 3
Morocco | EMRO | Lower middle income | 0 | 0 | 1 | 0 | 344 | 18
Mozambique | AFRO | Low income | 1 | 0 | 9 | 1 | 801 | 5
Myanmar | SEARO | Lower middle income | 6 | 1 | 6 | 0 | 972 | 17
Namibia | AFRO | Upper middle income | 0 | 0 | 3 | 3 | 540 | 4
Nauru | WPRO | Upper middle income | 0 | 0 | 0 | 0 | 0 | 3
Nepal | SEARO | Low income | 0 | 0 | 1 | 0 | 410 | 1
Netherlands | EURO | High income | 8 | 11 | 139 | 26 | 236 | 1
New Caledonia |  | High income | 0 | 0 | 2 | 0 | 4 | 0
New Zealand | WPRO | High income | 2 | 3 | 39 | 20 | 66 | 5
Nicaragua | PAHO | Lower middle income | 0 | 0 | 0 | 0 | 24 | 6
Niger | AFRO | Low income | 0 | 0 | 1 | 0 | 100 | 2
Nigeria | AFRO | Lower middle income | 1 | 5 | 16 | 3 | 1592 | 15
Niue | WPRO |  | 0 | 0 | 0 | 0 | 0 | 3
North Macedonia | EURO | Upper middle income | 0 | 0 | 0 | 0 | 4 | 4
Northern Mariana Islands |  | High income | 0 | 0 | 0 | 0 | 0 | 0
Norway | EURO | High income | 2 | 4 | 44 | 9 | 74 | 1
Oman | EMRO | High income | 2 | 3 | 40 | 0 | 68 | 23
Pakistan | EMRO | Lower middle income | 10 | 0 | 16 | 0 | 2970 | 68
Palau | WPRO | High income | 0 | 0 | 0 | 0 | 12 | 0
Panama | PAHO | Upper middle income | 2 | 3 | 1 | 0 | 36 | 4
Papua New Guinea | WPRO | Lower middle income | 1 | 1 | 2 | 0 | 268 | 3
Paraguay | PAHO | Upper middle income | 0 | 1 | 2 | 0 | 74 | 1
Peru | PAHO | Upper middle income | 1 | 0 | 1 | 0 | 279 | 8
Philippines | WPRO | Lower middle income | 1 | 0 | 4 | 1 | 2500 | 3
Poland | EURO | High income | 17 | 25 | 307 | 0 | 523 | 36
Portugal | EURO | High income | 4 | 7 | 83 | 5 | 141 | 10
Puerto Rico |  | High income | 1 | 2 | 26 | 4 | 44 | 3
Qatar | EMRO | High income | 1 | 2 | 23 | 1 | 39 | 42
Romania | EURO | Upper middle income | 0 | 0 | 1 | 3 | 106 | 45
Russian Federation | EURO | Upper middle income | 0 | 0 | 0 | 0 | 58 | 223
Rwanda | AFRO | Low income | 1 | 0 | 10 | 0 | 276 | 7
Samoa | WPRO | Lower middle income | 0 | 0 | 0 | 0 | 4 | 3
San Marino | EURO | High income | 0 | 0 | 0 | 0 | 0 | 0
Sao Tome And Principe | AFRO | Lower middle income | 0 | 0 | 0 | 0 | 12 | 3
Saudi Arabia | EMRO | High income | 15 | 23 | 278 | 1 | 473 | 116
Senegal | AFRO | Lower middle income | 0 | 0 | 9 | 0 | 192 | 13
Serbia | EURO | Upper middle income | 0 | 0 | 0 | 0 | 166 | 16
Seychelles | AFRO | High income | 0 | 0 | 0 | 0 | 8 | 2
Sierra Leone | AFRO | Low income | 0 | 0 | 0 | 0 | 118 | 1
Singapore | WPRO | High income | 3 | 4 | 47 | 1 | 80 | 5
Sint Maarten (Dutch part) |  | High income | 0 | 0 | 0 | 0 | 1 | 0
Slovak Republic | EURO | High income | 2 | 4 | 44 | 7 | 75 | 5
Slovenia | EURO | High income | 1 | 1 | 17 | 3 | 28 | 24
Solomon Islands | WPRO | Lower middle income | 0 | 0 | 0 | 0 | 30 | 3
Somalia | EMRO | Low income | 0 | 0 | 0 | 0 | 146 | 3
South Africa | AFRO | Upper middle income | 8 | 18 | 3 | 6 | 4611 | 98
South Sudan | EMRO | Low income | 0 | 0 | 1 | 0 | 130 | 3
Spain | EURO | High income | 21 | 31 | 379 | 26 | 4 | 44
Sri Lanka | SEARO | Upper middle income | 0 | 0 | 0 | 0 | 159 | 1
St. Kitts and Nevis | PAHO | High income | 0 | 0 | 0 | 0 | 0 | 0
St. Lucia | PAHO | Upper middle income | 0 | 0 | 0 | 1 | 3 | 3
St. Martin (French part) |  | High income | 0 | 0 | 0 | 0 | 0 | 0
St. Vincent and the Grenadines | PAHO | Upper middle income | 0 | 0 | 0 | 0 | 3 | 3
Sudan | EMRO | Lower middle income | 0 | 0 | 1 | 0 | 292 | 3
Suriname | PAHO | Upper middle income | 0 | 0 | 0 | 0 | 16 | 1
Sweden | EURO | High income | 4 | 7 | 81 | 14 | 138 | 10
Switzerland | EURO | High income | 4 | 6 | 70 | 7 | 118 | 8
Syrian Arab Republic | EMRO | Low income | 0 | 0 | 0 | 0 | 32 | 3
Tajikistan | EURO | Lower middle income | 0 | 0 | 1 | 0 | 168 | 3
Tanzania | AFRO | Low income | 2 | 0 | 14 | 3 | 1210 | 7
Thailand | SEARO | Upper middle income | 6 | 1 | 25 | 5 | 651 | 3
Timor-Leste | SEARO | Lower middle income | 0 | 0 | 0 | 0 | 42 | 1
Togo | AFRO | Low income | 0 | 0 | 1 | 0 | 78 | 2
Tonga | WPRO | Upper middle income | 0 | 0 | 0 | 0 | 1 | 3
Trinidad and Tobago | PAHO | High income | 1 | 1 | 11 | 0 | 12 | 3
Tunisia | EMRO | Lower middle income | 0 | 0 | 0 | 0 | 24 | 21
Turkey | EURO | Upper middle income | 0 | 0 | 0 | 6 | 1581 | 114
Turkmenistan | EURO | Upper middle income | 0 | 0 | 0 | 0 | 52 | 3
Turks and Caicos Islands |  | High income | 0 | 0 | 0 | 0 | 0 | 0
Tuvalu | WPRO | Upper middle income | 0 | 0 | 0 | 0 | 0 | 3
Uganda | AFRO | Low income | 0 | 2 | 9 | 2 | 1082 | 9
Ukraine | EURO | Lower middle income | 3 | 1 | 12 | 0 | 601 | 46
United Arab Emirates | EMRO | High income | 4 | 7 | 79 | 2 | 135 | 5
United Kingdom | EURO | High income | 30 | 45 | 547 | 103 | 933 | 3
United States | PAHO | High income | 145 | 221 | 2666 | 404 | 995 | 2
Uruguay | PAHO | High income | 2 | 2 | 28 | 4 | 0 | 11
Uzbekistan | EURO | Lower middle income | 0 | 0 | 2 | 0 | 282 | 7
Vanuatu | WPRO | Lower middle income | 0 | 0 | 0 | 0 | 4 | 3
Venezuela, RB | PAHO | Upper middle income | 0 | 0 | 5 | 0 | 12 | 3
Vietnam | WPRO | Lower middle income | 2 | 0 | 16 | 4 | 852 | 6
Virgin Islands (U.S.) |  | High income | 0 | 0 | 1 | 0 | 1 | 0
West Bank and Gaza |  | Lower middle income | 0 | 0 | 0 | 0 | 91 | 5
Yemen, Rep. | EMRO | Low income | 0 | 0 | 0 | 0 | 40 | 3
Zambia | AFRO | Lower middle income | 2 | 0 | 1 | 9 | 1259 | 4
Zimbabwe | AFRO | Lower middle income | 0 | 0 | 10 | 4 | 692 | 3

## Commodities by Week
Commodity Quantification by Week
This tab takes the total commodity need over the course of the forecast and breaks it down into weekly requirements to better assist with supply planning. The below weekly needs are displayed as the incremental need each week, and so can be summed across rows to find the total need for a given scenario and forecast period. Pease note that due to rounding, some values may show as 0. |  |  |  |  | Links to equipment sections
Hygiene
PPE
[5 empty] | Diagnostics |  |  | Incremental Commodity Need per Week
[5 empty] | Biomedical Equipment |  |  | Forecasting week #s (active weeks highlighted in yellow - may start in week 2 due to lead time entered on 'User Dashboard' tab) --->
 | time axis 2022-01-02 to 2023-01-01
Commodities and Equipment | time axis 2022-01-02 to 2023-01-01
Category | Grouping | Item | Unit | Reusable | Supplied With? | Total
IPC | Hygiene | Chlorine, HTH 70% | Kg | No | N/A | 10652.9427 |  | 453.0797 | 501.6464 | 584.9535 | 729.0435 | 973.2445 | 1201.8851 | 1269.2093 | 1267.4055 | 1173.9162 | 996.3427 | 821.1365 | 681.0797 | 0 | 0 | 0 | 0 | 0 | 0 | 0 | 0 | 0 | 0 | 0 | 0 | 0 | 0 | 0 | 0 | 0 | 0 | 0 | 0 | 0 | 0 | 0 | 0 | 0 | 0 | 0 | 0 | 0 | 0 | 0 | 0 | 0 | 0 | 0 | 0 | 0 | 0 | 0 | 0
IPC | Hygiene | Alcohol-based hand rub | Lt | No | N/A | 154097.7528 |  | 5899.9506 | 7066.5343 | 8897.6 | 12063.8398 | 17359.5838 | 21086.1068 | 20717.72 | 18227.1057 | 14460.8883 | 11305.4106 | 8993.6384 | 8019.3743 | 0 | 0 | 0 | 0 | 0 | 0 | 0 | 0 | 0 | 0 | 0 | 0 | 0 | 0 | 0 | 0 | 0 | 0 | 0 | 0 | 0 | 0 | 0 | 0 | 0 | 0 | 0 | 0 | 0 | 0 | 0 | 0 | 0 | 0 | 0 | 0 | 0 | 0 | 0 | 0
IPC | Hygiene | Liquid soap | Lt | No | N/A | 37975.6977 |  | 1635.3356 | 1926.3915 | 2329.851 | 2973.5522 | 4051.2962 | 4829.4084 | 4783.7123 | 4316.0958 | 3577.4685 | 2924.159 | 2429.8662 | 2198.5608 | 0 | 0 | 0 | 0 | 0 | 0 | 0 | 0 | 0 | 0 | 0 | 0 | 0 | 0 | 0 | 0 | 0 | 0 | 0 | 0 | 0 | 0 | 0 | 0 | 0 | 0 | 0 | 0 | 0 | 0 | 0 | 0 | 0 | 0 | 0 | 0 | 0 | 0 | 0 | 0
IPC | Hygiene | Bio-hazardous bag | Each | No | N/A | 414301.0354 |  | 23592.1652 | 27063.5931 | 29950.0582 | 32351.5591 | 36421.5753 | 40232.2522 | 41354.3224 | 41324.2588 | 39766.1028 | 36806.5454 | 33886.4417 | 31552.1611 | 0 | 0 | 0 | 0 | 0 | 0 | 0 | 0 | 0 | 0 | 0 | 0 | 0 | 0 | 0 | 0 | 0 | 0 | 0 | 0 | 0 | 0 | 0 | 0 | 0 | 0 | 0 | 0 | 0 | 0 | 0 | 0 | 0 | 0 | 0 | 0 | 0 | 0 | 0 | 0
IPC | PPE | Gown, protective | Each | No | N/A | 0
IPC | PPE | Scrubs, tops | Each | Yes | N/A | 111808.337 |  | 6365.867 | 7338.4634 | 8130.1647 | 8759.225 | 9825.344 | 10823.5304 | 11117.4507 | 11109.5757 | 10701.4251 | 9926.1848 | 9161.2793 | 8549.827 | 0 | 0 | 0 | 0 | 0 | 0 | 0 | 0 | 0 | 0 | 0 | 0 | 0 | 0 | 0 | 0 | 0 | 0 | 0 | 0 | 0 | 0 | 0 | 0 | 0 | 0 | 0 | 0 | 0 | 0 | 0 | 0 | 0 | 0 | 0 | 0 | 0 | 0 | 0 | 0
IPC | PPE | Scrubs, pants | Each | Yes | N/A | 111808.337 |  | 6365.867 | 7338.4634 | 8130.1647 | 8759.225 | 9825.344 | 10823.5304 | 11117.4507 | 11109.5757 | 10701.4251 | 9926.1848 | 9161.2793 | 8549.827 | 0 | 0 | 0 | 0 | 0 | 0 | 0 | 0 | 0 | 0 | 0 | 0 | 0 | 0 | 0 | 0 | 0 | 0 | 0 | 0 | 0 | 0 | 0 | 0 | 0 | 0 | 0 | 0 | 0 | 0 | 0 | 0 | 0 | 0 | 0 | 0 | 0 | 0 | 0 | 0
IPC | PPE | Apron, disposable | Each | No | N/A | 446315.981 |  | 29816.0071 | 35139.9739 | 38136 | 38136 | 38136 | 38136 | 38136 | 38136 | 38136 | 38136 | 38136 | 38136 | 0 | 0 | 0 | 0 | 0 | 0 | 0 | 0 | 0 | 0 | 0 | 0 | 0 | 0 | 0 | 0 | 0 | 0 | 0 | 0 | 0 | 0 | 0 | 0 | 0 | 0 | 0 | 0 | 0 | 0 | 0 | 0 | 0 | 0 | 0 | 0 | 0 | 0 | 0 | 0
IPC | PPE | Gloves, examination | Pair | No | N/A | 0
IPC | PPE | Gloves, surgical | Pair | No | N/A | 446315.981 |  | 29816.0071 | 35139.9739 | 38136 | 38136 | 38136 | 38136 | 38136 | 38136 | 38136 | 38136 | 38136 | 38136 | 0 | 0 | 0 | 0 | 0 | 0 | 0 | 0 | 0 | 0 | 0 | 0 | 0 | 0 | 0 | 0 | 0 | 0 | 0 | 0 | 0 | 0 | 0 | 0 | 0 | 0 | 0 | 0 | 0 | 0 | 0 | 0 | 0 | 0 | 0 | 0 | 0 | 0 | 0 | 0
IPC | PPE | Goggles, protective | Each | Yes | N/A | 116867.9286 |  | 6672.7014 | 7658.1246 | 8471.8279 | 9138.9434 | 10269.5576 | 11328.1296 | 11639.8307 | 11631.4793 | 11198.6375 | 10376.4988 | 9565.3201 | 8916.8778 | 0 | 0 | 0 | 0 | 0 | 0 | 0 | 0 | 0 | 0 | 0 | 0 | 0 | 0 | 0 | 0 | 0 | 0 | 0 | 0 | 0 | 0 | 0 | 0 | 0 | 0 | 0 | 0 | 0 | 0 | 0 | 0 | 0 | 0 | 0 | 0 | 0 | 0 | 0 | 0
IPC | PPE | Face shield | Each | No | N/A | 744942.3591 |  | 41418.0693 | 48226.2436 | 53768.1529 | 58171.575 | 65634.4078 | 72621.7127 | 74679.1548 | 74624.0298 | 71766.9754 | 66340.2939 | 60985.9551 | 56705.7888 | 0 | 0 | 0 | 0 | 0 | 0 | 0 | 0 | 0 | 0 | 0 | 0 | 0 | 0 | 0 | 0 | 0 | 0 | 0 | 0 | 0 | 0 | 0 | 0 | 0 | 0 | 0 | 0 | 0 | 0 | 0 | 0 | 0 | 0 | 0 | 0 | 0 | 0 | 0 | 0
IPC | PPE | Respirator | Each | No | N/A | 446315.981 |  | 29816.0071 | 35139.9739 | 38136 | 38136 | 38136 | 38136 | 38136 | 38136 | 38136 | 38136 | 38136 | 38136 | 0 | 0 | 0 | 0 | 0 | 0 | 0 | 0 | 0 | 0 | 0 | 0 | 0 | 0 | 0 | 0 | 0 | 0 | 0 | 0 | 0 | 0 | 0 | 0 | 0 | 0 | 0 | 0 | 0 | 0 | 0 | 0 | 0 | 0 | 0 | 0 | 0 | 0 | 0 | 0
IPC | PPE | Mask, medical / surgical for healthworker | Each | No | N/A | 8031065.2116 |  | 350022.4207 | 412727.4823 | 497036.9824 | 628579.6498 | 848877.9394 | 1008947.2257 | 1001117.4091 | 907559.0228 | 758015.2724 | 623899.7264 | 521633.5655 | 472648.5152 | 0 | 0 | 0 | 0 | 0 | 0 | 0 | 0 | 0 | 0 | 0 | 0 | 0 | 0 | 0 | 0 | 0 | 0 | 0 | 0 | 0 | 0 | 0 | 0 | 0 | 0 | 0 | 0 | 0 | 0 | 0 | 0 | 0 | 0 | 0 | 0 | 0 | 0 | 0 | 0
IPC | PPE | Mask, medical / surgical for patient | Each | No | N/A | 5534781.7 |  | 188077.4 | 227635.1 | 296784.6 | 422834.16 | 633822.84 | 785175.72 | 774779.32 | 681289.7 | 535310.02 | 407964.06 | 312377.24 | 268731.54 | 0 | 0 | 0 | 0 | 0 | 0 | 0 | 0 | 0 | 0 | 0 | 0 | 0 | 0 | 0 | 0 | 0 | 0 | 0 | 0 | 0 | 0 | 0 | 0 | 0 | 0 | 0 | 0 | 0 | 0 | 0 | 0 | 0 | 0 | 0 | 0 | 0 | 0 | 0 | 0
Testing | Diagnostics | Triple packaging boxes | Unit | Yes | N/A | 720 |  | 180 | 32 | 56 | 96 | 160 | 152 | 44 | 0 | 0 | 0 | 0 | 0 | 0 | 0 | 0 | 0 | 0 | 0 | 0 | 0 | 0 | 0 | 0 | 0 | 0 | 0 | 0 | 0 | 0 | 0 | 0 | 0 | 0 | 0 | 0 | 0 | 0 | 0 | 0 | 0 | 0 | 0 | 0 | 0 | 0 | 0 | 0 | 0 | 0 | 0 | 0 | 0
Testing | Diagnostics | Swab and Viral transport medium | Unit | No | N/A | 137687.7 |  | 10545 | 10545 | 10545 | 10545 | 10545 | 10545 | 10545 | 10545 | 10545 | 10545 | 10545 | 10545 | 10545 | 602.7 | 0 | 0 | 0 | 0 | 0 | 0 | 0 | 0 | 0 | 0 | 0 | 0 | 0 | 0 | 0 | 0 | 0 | 0 | 0 | 0 | 0 | 0 | 0 | 0 | 0 | 0 | 0 | 0 | 0 | 0 | 0 | 0 | 0 | 0 | 0 | 0 | 0 | 0
Testing | Diagnostics | Test kit - manual PCR (complete kit) | 1T/kit | No | N/A | 327.2994 |  | 25.0667 | 25.0667 | 25.0667 | 25.0667 | 25.0667 | 25.0667 | 25.0667 | 25.0667 | 25.0667 | 25.0667 | 25.0667 | 25.0667 | 25.0667 | 1.4327 | 0 | 0 | 0 | 0 | 0 | 0 | 0 | 0 | 0 | 0 | 0 | 0 | 0 | 0 | 0 | 0 | 0 | 0 | 0 | 0 | 0 | 0 | 0 | 0 | 0 | 0 | 0 | 0 | 0 | 0 | 0 | 0 | 0 | 0 | 0 | 0 | 0 | 0
Testing | Diagnostics | Test kits - high-throughput PCR (complete kit) | 1T/kit | No | N/A | 0 |  | 0 | 0 | 0 | 0 | 0 | 0 | 0 | 0 | 0 | 0 | 0 | 0 | 0 | 0 | 0 | 0 | 0 | 0 | 0 | 0 | 0 | 0 | 0 | 0 | 0 | 0 | 0 | 0 | 0 | 0 | 0 | 0 | 0 | 0 | 0 | 0 | 0 | 0 | 0 | 0 | 0 | 0 | 0 | 0 | 0 | 0 | 0 | 0 | 0 | 0 | 0 | 0
Testing | Diagnostics | For near patient PCR machine - RT-PCR cartridge | 1T/kit | No | N/A | 80693.2182 |  | 6180 | 6180 | 6180 | 6180 | 6180 | 6180 | 6180 | 6180 | 6180 | 6180 | 6180 | 6180 | 6180 | 353.2182 | 0 | 0 | 0 | 0 | 0 | 0 | 0 | 0 | 0 | 0 | 0 | 0 | 0 | 0 | 0 | 0 | 0 | 0 | 0 | 0 | 0 | 0 | 0 | 0 | 0 | 0 | 0 | 0 | 0 | 0 | 0 | 0 | 0 | 0 | 0 | 0 | 0 | 0
Testing | Diagnostics | Antigen Rapid Diagnostic Tests | 1T/kit | No | N/A | 27537.54 |  | 2109 | 2109 | 2109 | 2109 | 2109 | 2109 | 2109 | 2109 | 2109 | 2109 | 2109 | 2109 | 2109 | 120.54 | 0 | 0 | 0 | 0 | 0 | 0 | 0 | 0 | 0 | 0 | 0 | 0 | 0 | 0 | 0 | 0 | 0 | 0 | 0 | 0 | 0 | 0 | 0 | 0 | 0 | 0 | 0 | 0 | 0 | 0 | 0 | 0 | 0 | 0 | 0 | 0 | 0 | 0
Testing | Diagnostics | Thermocyclers for RT-PCR | Each | Yes | N/A | N/A |  | N/A | N/A | N/A | N/A | N/A | N/A | N/A | N/A | N/A | N/A | N/A | N/A | N/A | N/A | N/A | N/A | N/A | N/A | N/A | N/A | N/A | N/A | N/A | N/A | N/A | N/A | N/A | N/A | N/A | N/A | N/A | N/A | N/A | N/A | N/A | N/A | N/A | N/A | N/A | N/A | N/A | N/A | N/A | N/A | N/A | N/A | N/A | N/A | N/A | N/A | N/A | N/A
Testing | Diagnostics | Near patient PCR machine, 2 modules instrument | Each | Yes | N/A | N/A |  | N/A | N/A | N/A | N/A | N/A | N/A | N/A | N/A | N/A | N/A | N/A | N/A | N/A | N/A | N/A | N/A | N/A | N/A | N/A | N/A | N/A | N/A | N/A | N/A | N/A | N/A | N/A | N/A | N/A | N/A | N/A | N/A | N/A | N/A | N/A | N/A | N/A | N/A | N/A | N/A | N/A | N/A | N/A | N/A | N/A | N/A | N/A | N/A | N/A | N/A | N/A | N/A
Testing | Diagnostics | Near patient PCR machine, 4 modules instrument | Each | Yes | N/A | N/A |  | N/A | N/A | N/A | N/A | N/A | N/A | N/A | N/A | N/A | N/A | N/A | N/A | N/A | N/A | N/A | N/A | N/A | N/A | N/A | N/A | N/A | N/A | N/A | N/A | N/A | N/A | N/A | N/A | N/A | N/A | N/A | N/A | N/A | N/A | N/A | N/A | N/A | N/A | N/A | N/A | N/A | N/A | N/A | N/A | N/A | N/A | N/A | N/A | N/A | N/A | N/A | N/A
Please note that supplies forecast for biomedical equipment, consumables and accessories do not take into consideration requisite infrastructure capacity or personnel for use and maintenance. This includes but is not limited to: existing available oxygen sources, electrical power, health workforce capabilities, biomedical engineers, technicians etc.. As a result, this forecast may be an overestimate.
Case management - biomedical equipment | Monitoring | Infrared thermometer | Each | Yes | N/A | 718.45 |  | 179.586 | 32.067 | 55.005 | 95.138 | 161.238 | 150.964 | 44.452 | 0 | 0 | 0 | 0 | 0 | 0 | 0 | 0 | 0 | 0 | 0 | 0 | 0 | 0 | 0 | 0 | 0 | 0 | 0 | 0 | 0 | 0 | 0 | 0 | 0 | 0 | 0 | 0 | 0 | 0 | 0 | 0 | 0 | 0 | 0 | 0 | 0 | 0 | 0 | 0 | 0 | 0 | 0 | 0 | 0
Case management - biomedical equipment | Monitoring | Pulse oximeter | Each | Yes | Adult, paediatric and neonatal according to clinical needs. | 7184.5 |  | 1795.86 | 320.67 | 550.05 | 951.38 | 1612.38 | 1509.64 | 444.52 | 0 | 0 | 0 | 0 | 0 | 0 | 0 | 0 | 0 | 0 | 0 | 0 | 0 | 0 | 0 | 0 | 0 | 0 | 0 | 0 | 0 | 0 | 0 | 0 | 0 | 0 | 0 | 0 | 0 | 0 | 0 | 0 | 0 | 0 | 0 | 0 | 0 | 0 | 0 | 0 | 0 | 0 | 0 | 0 | 0
Case management - biomedical equipment | Monitoring | Patient monitor, multiparametric with ECG, with accessories | Each | Yes | Minimum parameters to be measured: ECG, NIBP, SpO2, RR For high-end ICU: IBP, CO2, TEMP Used for ICU and HDI. IBP only for Intravascular Pressure Monitoring. | 242 |  | 242 | 0 | 0 | 0 | 0 | 0 | 0 | 0 | 0 | 0 | 0 | 0 | 0 | 0 | 0 | 0 | 0 | 0 | 0 | 0 | 0 | 0 | 0 | 0 | 0 | 0 | 0 | 0 | 0 | 0 | 0 | 0 | 0 | 0 | 0 | 0 | 0 | 0 | 0 | 0 | 0 | 0 | 0 | 0 | 0 | 0 | 0 | 0 | 0 | 0 | 0 | 0
Case management - biomedical equipment | Monitoring | Patient monitor, multiparametric without ECG, with accessories | Each | Yes | Minimum vital signs to be measured: NIBP, SpO2, PR Used for nurse multipatient observation arounds. | 1735.625 |  | 388.465 | 80.1675 | 137.5125 | 237.845 | 403.095 | 377.41 | 111.13 | 0 | 0 | 0 | 0 | 0 | 0 | 0 | 0 | 0 | 0 | 0 | 0 | 0 | 0 | 0 | 0 | 0 | 0 | 0 | 0 | 0 | 0 | 0 | 0 | 0 | 0 | 0 | 0 | 0 | 0 | 0 | 0 | 0 | 0 | 0 | 0 | 0 | 0 | 0 | 0 | 0 | 0 | 0 | 0 | 0
Case management - biomedical equipment | Oxygen therapy | Oxygen source (i.e., concentrator, cylinder, or pipe supply) | Each | Yes | Supplied with: Flow and pressure regulator, outlet connector, non-heated bubble humidifier, as applicable. Consumables would vary according to clinical needs. | 7184.5 |  | 1795.86 | 320.67 | 550.05 | 951.38 | 1612.38 | 1509.64 | 444.52 | 0 | 0 | 0 | 0 | 0 | 0 | 0 | 0 | 0 | 0 | 0 | 0 | 0 | 0 | 0 | 0 | 0 | 0 | 0 | 0 | 0 | 0 | 0 | 0 | 0 | 0 | 0 | 0 | 0 | 0 | 0 | 0 | 0 | 0 | 0 | 0 | 0 | 0 | 0 | 0 | 0 | 0 | 0 | 0 | 0
Case management - biomedical equipment | Airway Management & Intubation | Laryngoscope (direct or video type) | Each | Yes | Blades of different sizes and according to type of laryngoscope (video vs. direct). Consumption would vary if the device is single use or reusable. | 161.3333 |  | 161.3333 | 0 | 0 | 0 | 0 | 0 | 0 | 0 | 0 | 0 | 0 | 0 | 0 | 0 | 0 | 0 | 0 | 0 | 0 | 0 | 0 | 0 | 0 | 0 | 0 | 0 | 0 | 0 | 0 | 0 | 0 | 0 | 0 | 0 | 0 | 0 | 0 | 0 | 0 | 0 | 0 | 0 | 0 | 0 | 0 | 0 | 0 | 0 | 0 | 0 | 0 | 0
Case management - biomedical equipment | Mechanical Ventilation | Patient ventilator, intensive care, with breathing circuits and patient interface | Each | Yes | It includes all accessories and consumables. Consumption would vary if devices are single use or reusable. | 162.14 |  | 162.14 | 0 | 0 | 0 | 0 | 0 | 0 | 0 | 0 | 0 | 0 | 0 | 0 | 0 | 0 | 0 | 0 | 0 | 0 | 0 | 0 | 0 | 0 | 0 | 0 | 0 | 0 | 0 | 0 | 0 | 0 | 0 | 0 | 0 | 0 | 0 | 0 | 0 | 0 | 0 | 0 | 0 | 0 | 0 | 0 | 0 | 0 | 0 | 0 | 0 | 0 | 0
Case management - biomedical equipment | Non-Invasive Ventilation | BiPAP, with tubing and patient interfaces, with accessories | Each | Yes | It includes all accessories and consumables. Consumption would vary if devices are single use or reusable. | 41.14 |  | 41.14 | 0 | 0 | 0 | 0 | 0 | 0 | 0 | 0 | 0 | 0 | 0 | 0 | 0 | 0 | 0 | 0 | 0 | 0 | 0 | 0 | 0 | 0 | 0 | 0 | 0 | 0 | 0 | 0 | 0 | 0 | 0 | 0 | 0 | 0 | 0 | 0 | 0 | 0 | 0 | 0 | 0 | 0 | 0 | 0 | 0 | 0 | 0 | 0 | 0 | 0 | 0
Case management - biomedical equipment | Non-Invasive Ventilation | High Flow Nasal Cannula, with tubing and patient interfaces | Each | Yes | It includes all accessories and consumables. Consumption would vary if devices are single use or reusable. | 41.14 |  | 41.14 | 0 | 0 | 0 | 0 | 0 | 0 | 0 | 0 | 0 | 0 | 0 | 0 | 0 | 0 | 0 | 0 | 0 | 0 | 0 | 0 | 0 | 0 | 0 | 0 | 0 | 0 | 0 | 0 | 0 | 0 | 0 | 0 | 0 | 0 | 0 | 0 | 0 | 0 | 0 | 0 | 0 | 0 | 0 | 0 | 0 | 0 | 0 | 0 | 0 | 0 | 0
Case management - biomedical equipment | IV Infusion | Syringe driver (pump) | Each | Yes | Accessories according to equipment. | 726 |  | 726 | 0 | 0 | 0 | 0 | 0 | 0 | 0 | 0 | 0 | 0 | 0 | 0 | 0 | 0 | 0 | 0 | 0 | 0 | 0 | 0 | 0 | 0 | 0 | 0 | 0 | 0 | 0 | 0 | 0 | 0 | 0 | 0 | 0 | 0 | 0 | 0 | 0 | 0 | 0 | 0 | 0 | 0 | 0 | 0 | 0 | 0 | 0 | 0 | 0 | 0 | 0
Case management - biomedical equipment | IV Infusion | Infusion pump | Each | Yes | Accessories according to equipment. Number of channels vary according to clinical needs. | 7184.5 |  | 1795.86 | 320.67 | 550.05 | 951.38 | 1612.38 | 1509.64 | 444.52 | 0 | 0 | 0 | 0 | 0 | 0 | 0 | 0 | 0 | 0 | 0 | 0 | 0 | 0 | 0 | 0 | 0 | 0 | 0 | 0 | 0 | 0 | 0 | 0 | 0 | 0 | 0 | 0 | 0 | 0 | 0 | 0 | 0 | 0 | 0 | 0 | 0 | 0 | 0 | 0 | 0 | 0 | 0 | 0 | 0
Case management - biomedical equipment | Blood Chemistry | Blood Gas Analyser, portable with cartridges and control solutions | Each | Yes | Consumption would vary according to the clinical needs. Supplied with spare rechargeable battery. | 179.6125 |  | 44.8965 | 8.0167 | 13.7513 | 23.7845 | 40.3095 | 37.741 | 11.113 | 0 | 0 | 0 | 0 | 0 | 0 | 0 | 0 | 0 | 0 | 0 | 0 | 0 | 0 | 0 | 0 | 0 | 0 | 0 | 0 | 0 | 0 | 0 | 0 | 0 | 0 | 0 | 0 | 0 | 0 | 0 | 0 | 0 | 0 | 0 | 0 | 0 | 0 | 0 | 0 | 0 | 0 | 0 | 0 | 0
Case management - biomedical equipment | Imaging | Ultrasound, portable, w/ transducers and trolley | Each | Yes | Supplied with: Linear transducer 5.0-7.5 MHz; Phased array cardiac transducer 5.0-7.5 MHz; Conductive gel. | 179.6125 |  | 44.8965 | 8.0167 | 13.7513 | 23.7845 | 40.3095 | 37.741 | 11.113 | 0 | 0 | 0 | 0 | 0 | 0 | 0 | 0 | 0 | 0 | 0 | 0 | 0 | 0 | 0 | 0 | 0 | 0 | 0 | 0 | 0 | 0 | 0 | 0 | 0 | 0 | 0 | 0 | 0 | 0 | 0 | 0 | 0 | 0 | 0 | 0 | 0 | 0 | 0 | 0 | 0 | 0 | 0 | 0 | 0
Case management - biomedical equipment | Imaging | X-Ray | Each | Yes | Specifications would be according local requirements. Preferably mobile for ICU. Ancillary equipment for viewing and printing images should be supplied according to local requirements. | 179.6125 |  | 44.8965 | 8.0167 | 13.7513 | 23.7845 | 40.3095 | 37.741 | 11.113 | 0 | 0 | 0 | 0 | 0 | 0 | 0 | 0 | 0 | 0 | 0 | 0 | 0 | 0 | 0 | 0 | 0 | 0 | 0 | 0 | 0 | 0 | 0 | 0 | 0 | 0 | 0 | 0 | 0 | 0 | 0 | 0 | 0 | 0 | 0 | 0 | 0 | 0 | 0 | 0 | 0 | 0 | 0 | 0 | 0
Case management - biomedical equipment | Intensive Care Management | Drill, for intra-osseous access, w/accessories, w/transport bag | Each | Yes | Supplied with: Accessories for adults and paediatrics; training kit. | 179.6125 |  | 44.8965 | 8.0167 | 13.7513 | 23.7845 | 40.3095 | 37.741 | 11.113 | 0 | 0 | 0 | 0 | 0 | 0 | 0 | 0 | 0 | 0 | 0 | 0 | 0 | 0 | 0 | 0 | 0 | 0 | 0 | 0 | 0 | 0 | 0 | 0 | 0 | 0 | 0 | 0 | 0 | 0 | 0 | 0 | 0 | 0 | 0 | 0 | 0 | 0 | 0 | 0 | 0 | 0 | 0 | 0 | 0
Case management - biomedical equipment | Intensive Care Management | Electrocardiograph, portable w/accessories | Each | Yes | Supplied with patient cables and electrodes according to the no. of channels. | 179.6125 |  | 44.8965 | 8.0167 | 13.7513 | 23.7845 | 40.3095 | 37.741 | 11.113 | 0 | 0 | 0 | 0 | 0 | 0 | 0 | 0 | 0 | 0 | 0 | 0 | 0 | 0 | 0 | 0 | 0 | 0 | 0 | 0 | 0 | 0 | 0 | 0 | 0 | 0 | 0 | 0 | 0 | 0 | 0 | 0 | 0 | 0 | 0 | 0 | 0 | 0 | 0 | 0 | 0 | 0 | 0 | 0 | 0
Case management - biomedical equipment | Intensive Care Management | Suction pump | Each | Yes | Collection bottles, tubing and filters according to type of pump (mechanical or electric). | 3713.25 |  | 1018.93 | 160.335 | 275.025 | 475.69 | 806.19 | 754.82 | 222.26 | 0 | 0 | 0 | 0 | 0 | 0 | 0 | 0 | 0 | 0 | 0 | 0 | 0 | 0 | 0 | 0 | 0 | 0 | 0 | 0 | 0 | 0 | 0 | 0 | 0 | 0 | 0 | 0 | 0 | 0 | 0 | 0 | 0 | 0 | 0 | 0 | 0 | 0 | 0 | 0 | 0 | 0 | 0 | 0 | 0
Case management - accessories & consumables | Oxygen therapy | Flow splitter, 5 flowmeters 0-2 L/min | Each | Yes | Typically for paediatric use as gives low O2 flows. | 179.6125 |  | 44.8965 | 8.0167 | 13.7513 | 23.7845 | 40.3095 | 37.741 | 11.113 | 0 | 0 | 0 | 0 | 0 | 0 | 0 | 0 | 0 | 0 | 0 | 0 | 0 | 0 | 0 | 0 | 0 | 0 | 0 | 0 | 0 | 0 | 0 | 0 | 0 | 0 | 0 | 0 | 0 | 0 | 0 | 0 | 0 | 0 | 0 | 0 | 0 | 0 | 0 | 0 | 0 | 0 | 0 | 0 | 0
Case management - accessories & consumables | Oxygen delivery devices | Nasal oxygen cannula, with prongs | Each | No | Adult, paediatric and neonatal according to clinical needs. | 25751 |  | 850.1 | 1056.7867 | 1408.9133 | 2023.9867 | 3048.0867 | 3754.3 | 3661.3 | 3152.1133 | 2405.9267 | 1804.5 | 1375.3 | 1209.6867 | 0 | 0 | 0 | 0 | 0 | 0 | 0 | 0 | 0 | 0 | 0 | 0 | 0 | 0 | 0 | 0 | 0 | 0 | 0 | 0 | 0 | 0 | 0 | 0 | 0 | 0 | 0 | 0 | 0 | 0 | 0 | 0 | 0 | 0 | 0 | 0 | 0 | 0 | 0 | 0
Case management - accessories & consumables | Oxygen delivery devices | Mask, oxygen, with connection tube, reservoir bag and valve, high-concentration single use | Each | No | Adult and paediatric according to clinical needs. | 25751 |  | 850.1 | 1056.7867 | 1408.9133 | 2023.9867 | 3048.0867 | 3754.3 | 3661.3 | 3152.1133 | 2405.9267 | 1804.5 | 1375.3 | 1209.6867 | 0 | 0 | 0 | 0 | 0 | 0 | 0 | 0 | 0 | 0 | 0 | 0 | 0 | 0 | 0 | 0 | 0 | 0 | 0 | 0 | 0 | 0 | 0 | 0 | 0 | 0 | 0 | 0 | 0 | 0 | 0 | 0 | 0 | 0 | 0 | 0 | 0 | 0 | 0 | 0
Case management - accessories & consumables | Oxygen delivery devices | Venturi Mask, with percent O2 Lock and tubing | Each | No | Adult and paediatric according to clinical needs. | 25751 |  | 850.1 | 1056.7867 | 1408.9133 | 2023.9867 | 3048.0867 | 3754.3 | 3661.3 | 3152.1133 | 2405.9267 | 1804.5 | 1375.3 | 1209.6867 | 0 | 0 | 0 | 0 | 0 | 0 | 0 | 0 | 0 | 0 | 0 | 0 | 0 | 0 | 0 | 0 | 0 | 0 | 0 | 0 | 0 | 0 | 0 | 0 | 0 | 0 | 0 | 0 | 0 | 0 | 0 | 0 | 0 | 0 | 0 | 0 | 0 | 0 | 0 | 0
Case management - accessories & consumables | Airway Management & Intubation | Compressible self-refilling ventilation bag, capacity > 1500 mL | Each | Yes | Compressible bag capacity: 1475 to 2000 mL, with reservoir bag. Non-rebreathing patient valve with pressure limiting valve, patient connector outside/inside diameter: 22/15 mm. Masks, silicon, in 3 sizes (adult small, adult medium and adult large). | 4789.6667 |  | 1197.24 | 213.78 | 366.7 | 634.2533 | 1074.92 | 1006.4267 | 296.3467 | 0 | 0 | 0 | 0 | 0 | 0 | 0 | 0 | 0 | 0 | 0 | 0 | 0 | 0 | 0 | 0 | 0 | 0 | 0 | 0 | 0 | 0 | 0 | 0 | 0 | 0 | 0 | 0 | 0 | 0 | 0 | 0 | 0 | 0 | 0 | 0 | 0 | 0 | 0 | 0 | 0 | 0 | 0 | 0 | 0
Case management - accessories & consumables | Airway Management & Intubation | Airway, nasopharyngeal, sterile, single use | Each | No | Different sizes according to clinical needs: 20 Fr, 22 Fr, 24 Fr, 26 Fr, 28 Fr, 30 Fr, 32 Fr, 34 Fr, 36 Fr | 723.8333 |  | 0 | 121.8067 | we | 121.8067 | 0 | 121.8067 | 0 | 121.8067 | 0 | 121.8067 | 0 | 114.8 | 0 | 0 | 0 | 0 | 0 | 0 | 0 | 0 | 0 | 0 | 0 | 0 | 0 | 0 | 0 | 0 | 0 | 0 | 0 | 0 | 0 | 0 | 0 | 0 | 0 | 0 | 0 | 0 | 0 | 0 | 0 | 0 | 0 | 0 | 0 | 0 | 0 | 0 | 0 | 0
Case management - accessories & consumables | Airway Management & Intubation | Airway, oropharyngeal, Guedel | Each | No | Different sizes according to clinical needs: No. 2 (70 mm), No. 3 (80 mm), No. 4 (90 mm), No. 5 (100 mm) | 26474.8333 |  | 850.1 | 1178.5933 | 1408.9133 | 2145.7933 | 3048.0867 | 3876.1067 | 3661.3 | 3273.92 | 2405.9267 | 1926.3067 | 1375.3 | 1324.4867 | 0 | 0 | 0 | 0 | 0 | 0 | 0 | 0 | 0 | 0 | 0 | 0 | 0 | 0 | 0 | 0 | 0 | 0 | 0 | 0 | 0 | 0 | 0 | 0 | 0 | 0 | 0 | 0 | 0 | 0 | 0 | 0 | 0 | 0 | 0 | 0 | 0 | 0 | 0 | 0
Case management - accessories & consumables | Airway Management & Intubation | Colorimetric End Tidal CO2 detector single use | Each | No | 0 | 26474.8333 |  | 850.1 | 1178.5933 | 1408.9133 | 2145.7933 | 3048.0867 | 3876.1067 | 3661.3 | 3273.92 | 2405.9267 | 1926.3067 | 1375.3 | 1324.4867 | 0 | 0 | 0 | 0 | 0 | 0 | 0 | 0 | 0 | 0 | 0 | 0 | 0 | 0 | 0 | 0 | 0 | 0 | 0 | 0 | 0 | 0 | 0 | 0 | 0 | 0 | 0 | 0 | 0 | 0 | 0 | 0 | 0 | 0 | 0 | 0 | 0 | 0 | 0 | 0
Case management - accessories & consumables | Airway Management & Intubation | Cricothyrotomy, set, emergency, 6 mm, sterile, single use | Each | No | Supplied with: 1 - 6.0 mm, cuffed cricothyroidotomy tube 1 - cricothyroidotomy, tube holder 1 - dilator 1 - scalpel blade, No. 15, for handle No. 3, sterile, single use 1 - suture, surgical, synthetic, non absorbable, monofilament, DEC 3.5 (0), 45 cm, with needle, 3/8 circle, 29.9 mm, cutting point 1 - syringe, 10 mL, two or three pieces, Luer type, sterile, single use 1 - Thermovent T (HME) | 484 |  | 40.3333 | 40.3333 | 40.3333 | 40.3333 | 40.3333 | 40.3333 | 40.3333 | 40.3333 | 40.3333 | 40.3333 | 40.3333 | 40.3333 | 0 | 0 | 0 | 0 | 0 | 0 | 0 | 0 | 0 | 0 | 0 | 0 | 0 | 0 | 0 | 0 | 0 | 0 | 0 | 0 | 0 | 0 | 0 | 0 | 0 | 0 | 0 | 0 | 0 | 0 | 0 | 0 | 0 | 0 | 0 | 0 | 0 | 0 | 0 | 0
Case management - accessories & consumables | Airway Management & Intubation | Endotracheal tube introducer | Each | No | Type and sizes according to specifications. | 1085.75 |  | 0 | 182.71 | 0 | 182.71 | 0 | 182.71 | 0 | 182.71 | 0 | 182.71 | 0 | 172.2 | 0 | 0 | 0 | 0 | 0 | 0 | 0 | 0 | 0 | 0 | 0 | 0 | 0 | 0 | 0 | 0 | 0 | 0 | 0 | 0 | 0 | 0 | 0 | 0 | 0 | 0 | 0 | 0 | 0 | 0 | 0 | 0 | 0 | 0 | 0 | 0 | 0 | 0 | 0 | 0
Case management - accessories & consumables | Airway Management & Intubation | Tube, endotracheal | Each | No | Type and sizes according to specifications. | 1447.6667 |  | 0 | 243.6133 | 0 | 243.6133 | 0 | 243.6133 | 0 | 243.6133 | 0 | 243.6133 | 0 | 229.6 | 0 | 0 | 0 | 0 | 0 | 0 | 0 | 0 | 0 | 0 | 0 | 0 | 0 | 0 | 0 | 0 | 0 | 0 | 0 | 0 | 0 | 0 | 0 | 0 | 0 | 0 | 0 | 0 | 0 | 0 | 0 | 0 | 0 | 0 | 0 | 0 | 0 | 0 | 0 | 0
Case management - accessories & consumables | Airway Management & Intubation | Laryngeal mask airway (LMA) | Each | No | Sizes according to specifications. | 1447.6667 |  | 0 | 243.6133 | 0 | 243.6133 | 0 | 243.6133 | 0 | 243.6133 | 0 | 243.6133 | 0 | 229.6 | 0 | 0 | 0 | 0 | 0 | 0 | 0 | 0 | 0 | 0 | 0 | 0 | 0 | 0 | 0 | 0 | 0 | 0 | 0 | 0 | 0 | 0 | 0 | 0 | 0 | 0 | 0 | 0 | 0 | 0 | 0 | 0 | 0 | 0 | 0 | 0 | 0 | 0 | 0 | 0
© World Health Organization 2021. Some rights reserved. This work is available under the CC BY-NC-SA 3.0 IGO licence.
WHO reference number: WHO/2019-nCoV/Tools/Essential_forecasting/2021.1

## Weekly Summary
Case, Patient, and HCW/Staff Presence by Week
This tab calculates the number of patients (mild, moderate, severe, critical, suspected but negative) each week
| This tab also calculates the number of lab tests required per week under a range of testing scenarios | [7 empty] | Back to User Dashboard
This tab calculates the number of staff and HCWs needed each week (not cumulative, but HCW and staff in operation in any given week)
Caps
Bed caps for severe/critical inpatients
| Total hospital beds in country |  | 14841
| Number available for COVID-19 |  | 8905 | Based on entered or WB estimated total beds
| of which, severe |  | 8663 | Difference between total beds and critical care beds
| of which, critical |  | 242 | Based on entered or calculated critical care beds
HCW and staff caps
| Capped # of HCWs for inpatients |  | 5448 | Refers to all medical practitioners, including physicians, nursing professionals, and paramedical practitioners (ILO ISCO codes 2240, 2211, 2212, 2221, 3221, 5321, 3256)
| Capped # of HCWs for screening/triage |  | 919 | Refers to all medical practitioners, including physicians, nursing professionals, and paramedical practitioners (ILO ISCO codes 2240, 2211, 2212, 2221, 3221, 5321, 3256)
| Capped # of lab staff for labs |  | 2472 | Refers to Medical and Pathology Laboratory Technicians (ILO ISCO code 3212)
| Capped # of cleaners for inpatients |  | 9516 | Refers to Cleaners and Helpers (ILO ISCO code 9112)
Community care for moderate patients
| Max number of beds available |  |  | PLACEHOLDER
Quarantine for mild/suspected patients
| Max number of beds available |  | 1000000000 | PLACEHOLDER
Points of Entry for screening
| Max number of people able to be screened per day |  |  | PLACEHOLDER
| Max number of patients able to be transferred to hospital |  |  | PLACEHOLDER
Consultation/ triage for diagnosis
| Max number of patients able to be reviewed |  |  | PLACEHOLDER
| Case and patients: breakdown per week |  | # per week
|  |  | Current week (not forecasting for) | Forecasting week #s (active weeks highlighted in yellow - may start in week 2 due to lead time entered on 'User Dashboard' tab) ---> | [52 empty] | Total for selected period | Max per week for selected period
 | time axis 2022-01-02 to 2023-01-01
 | time axis 2022-01-02 to 2023-01-01
New cases/patients presenting per week
Uncapped
|  | Total new cases presenting each week - uncapped | 6439.15 | 7273.9 | 8839.45 | 11582.7 | 16615.3 | 25026.7 | 30840 | 30098.05 | 25931.85 | 19800.7 | 14848.4 | 11304.15 | 9933.65 | 0 | 0 | 0 | 0 | 0 | 0 | 0 | 0 | 0 | 0 | 0 | 0 | 0 | 0 | 0 | 0 | 0 | 0 | 0 | 0 | 0 | 0 | 0 | 0 | 0 | 0 | 0 | 0 | 0 | 0 | 0 | 0 | 0 | 0 | 0 | 0 | 0 | 0 | 0 | 0 |  | 212095 | 30840
|  | of which, mild | 2575.66 | 2909.56 | 3535.78 | 4633.08 | 6646.12 | 10010.68 | 12336 | 12039.22 | 10372.74 | 7920.28 | 5939.36 | 4521.66 | 3973.46 | 0 | 0 | 0 | 0 | 0 | 0 | 0 | 0 | 0 | 0 | 0 | 0 | 0 | 0 | 0 | 0 | 0 | 0 | 0 | 0 | 0 | 0 | 0 | 0 | 0 | 0 | 0 | 0 | 0 | 0 | 0 | 0 | 0 | 0 | 0 | 0 | 0 | 0 | 0 | 0 |  | 84838
|  | of which, moderate | 2575.66 | 2909.56 | 3535.78 | 4633.08 | 6646.12 | 10010.68 | 12336 | 12039.22 | 10372.74 | 7920.28 | 5939.36 | 4521.66 | 3973.46 | 0 | 0 | 0 | 0 | 0 | 0 | 0 | 0 | 0 | 0 | 0 | 0 | 0 | 0 | 0 | 0 | 0 | 0 | 0 | 0 | 0 | 0 | 0 | 0 | 0 | 0 | 0 | 0 | 0 | 0 | 0 | 0 | 0 | 0 | 0 | 0 | 0 | 0 | 0 | 0 |  | 84838
|  | of which, severe | 1103.15 | 1275.15 | 1585.18 | 2113.37 | 3035.98 | 4572.13 | 5631.45 | 5491.95 | 4728.17 | 3608.89 | 2706.75 | 2062.95 | 1814.53 | 0 | 0 | 0 | 0 | 0 | 0 | 0 | 0 | 0 | 0 | 0 | 0 | 0 | 0 | 0 | 0 | 0 | 0 | 0 | 0 | 0 | 0 | 0 | 0 | 0 | 0 | 0 | 0 | 0 | 0 | 0 | 0 | 0 | 0 | 0 | 0 | 0 | 0 | 0 | 0 |  | 38627
|  | of which, critical | 184.68 | 179.63 | 182.71 | 203.17 | 287.08 | 433.21 | 536.55 | 527.66 | 458.2 | 351.25 | 262.93 | 197.88 | 172.2 | 0 | 0 | 0 | 0 | 0 | 0 | 0 | 0 | 0 | 0 | 0 | 0 | 0 | 0 | 0 | 0 | 0 | 0 | 0 | 0 | 0 | 0 | 0 | 0 | 0 | 0 | 0 | 0 | 0 | 0 | 0 | 0 | 0 | 0 | 0 | 0 | 0 | 0 | 0 | 0 |  | 3792
|  | of which, suspected but are negative | 64391.5 | 72739 | 88394.5 | 115827 | 166153 | 250267 | 308400 | 300980.5 | 259318.5 | 198007 | 148484 | 113041.5 | 99336.5 | 0 | 0 | 0 | 0 | 0 | 0 | 0 | 0 | 0 | 0 | 0 | 0 | 0 | 0 | 0 | 0 | 0 | 0 | 0 | 0 | 0 | 0 | 0 | 0 | 0 | 0 | 0 | 0 | 0 | 0 | 0 | 0 | 0 | 0 | 0 | 0 | 0 | 0 | 0 | 0 |  | 2120949
| hide | With bed capping, mild patients that get admitted | 2022-01-02: 2575.66 |  | 0
|  | With bed capping, moderate patients that get admitted | 2022-01-02: 0 |  | 0
With bed caps constraining admittances
|  | With bed capping, severe patients that get admitted | 1359.1 | 1275.15 | 1585.18 | 2113.37 | 3035.98 | 4572.13 | 5631.45 | 5491.95 | 4728.17 | 3608.89 | 2706.75 | 2062.95 | 1814.53 | 0 | 0 | 0 | 0 | 0 | 0 | 0 | 0 | 0 | 0 | 0 | 0 | 0 | 0 | 0 | 0 | 0 | 0 | 0 | 0 | 0 | 0 | 0 | 0 | 0 | 0 | 0 | 0 | 0 | 0 | 0 | 0 | 0 | 0 | 0 | 0 | 0 | 0 | 0 | 0 |  | 38627
|  | With bed capping, critical patients that get admitted | 242 | 0 | 182.71 | 0 | 182.71 | 0 | 182.71 | 0 | 182.71 | 0 | 182.71 | 0 | 172.2 | 0 | 0 | 0 | 0 | 0 | 0 | 0 | 0 | 0 | 0 | 0 | 0 | 0 | 0 | 0 | 0 | 0 | 0 | 0 | 0 | 0 | 0 | 0 | 0 | 0 | 0 | 0 | 0 | 0 | 0 | 0 | 0 | 0 | 0 | 0 | 0 | 0 | 0 | 0 | 0 |  | 1086
Sick patients per week (excluding those who have been discharged/recovered)
Uncapped
|  | of which, mild | 2575.66 | 5485.22 | 6445.34 | 8168.86 | 11279.2 | 16656.8 | 22346.68 | 24375.22 | 22411.96 | 18293.02 | 13859.64 | 10461.02 | 8495.12 | 0 | 0 | 0 | 0 | 0 | 0 | 0 | 0 | 0 | 0 | 0 | 0 | 0 | 0 | 0 | 0 | 0 | 0 | 0 | 0 | 0 | 0 | 0 | 0 | 0 | 0 | 0 | 0 | 0 | 0 | 0 | 0 | 0 | 0 | 0 | 0 | 0 | 0 | 0 | 0
|  | of which, moderate | 2575.66 | 5485.22 | 6445.34 | 8168.86 | 11279.2 | 16656.8 | 22346.68 | 24375.22 | 22411.96 | 18293.02 | 13859.64 | 10461.02 | 8495.12 | 0 | 0 | 0 | 0 | 0 | 0 | 0 | 0 | 0 | 0 | 0 | 0 | 0 | 0 | 0 | 0 | 0 | 0 | 0 | 0 | 0 | 0 | 0 | 0 | 0 | 0 | 0 | 0 | 0 | 0 | 0 | 0 | 0 | 0 | 0 | 0 | 0 | 0 | 0 | 0
|  | of which, severe | 1359.1 | 1553.86 | 1874.53 | 2424.58 | 3375.96 | 4988.34 | 6497.98 | 6942.5 | 6930.59 | 6313.31 | 5140.85 | 3984.02 | 3059.27 | 0 | 0 | 0 | 0 | 0 | 0 | 0 | 0 | 0 | 0 | 0 | 0 | 0 | 0 | 0 | 0 | 0 | 0 | 0 | 0 | 0 | 0 | 0 | 0 | 0 | 0 | 0 | 0 | 0 | 0 | 0 | 0 | 0 | 0 | 0 | 0 | 0 | 0 | 0 | 0
|  | of which, critical | 271.63 | 267.69 | 264.33 | 273.89 | 305.19 | 341.17 | 355.47 | 355.71 | 352.01 | 335.23 | 313.49 | 291.74 | 268.87 | 0 | 0 | 0 | 0 | 0 | 0 | 0 | 0 | 0 | 0 | 0 | 0 | 0 | 0 | 0 | 0 | 0 | 0 | 0 | 0 | 0 | 0 | 0 | 0 | 0 | 0 | 0 | 0 | 0 | 0 | 0 | 0 | 0 | 0 | 0 | 0 | 0 | 0 | 0 | 0
| hide | With bed capping, mild/suspected beds in use | 2575.66 | 5485.22 | 6445.34 | 8168.86 | 11279.2 | 16656.8 | 22346.68 | 24375.22 | 22411.96 | 18293.02 | 13859.64 | 10461.02 | 8495.12 | 0 | 0 | 0 | 0 | 0 | 0 | 0 | 0 | 0 | 0 | 0 | 0 | 0 | 0 | 0 | 0 | 0 | 0 | 0 | 0 | 0 | 0 | 0 | 0 | 0 | 0 | 0 | 0 | 0 | 0 | 0 | 0 | 0 | 0 | 0 | 0 | 0 | 0 | 0 | 0
|  | With bed capping, moderate beds in use | 0 | 0 | 0 | 0 | 0 | 0 | 0 | 0 | 0 | 0 | 0 | 0 | 0 | 0 | 0 | 0 | 0 | 0 | 0 | 0 | 0 | 0 | 0 | 0 | 0 | 0 | 0 | 0 | 0 | 0 | 0 | 0 | 0 | 0 | 0 | 0 | 0 | 0 | 0 | 0 | 0 | 0 | 0 | 0 | 0 | 0 | 0 | 0 | 0 | 0 | 0 | 0 | 0 |  | Beds in use split
With bed caps - patients in beds per week
|  | With bed capping, severe beds in use | 1359.1 | 1553.86 | 1874.53 | 2424.58 | 3375.96 | 4988.34 | 6497.98 | 6942.5 | 6930.59 | 6313.31 | 5140.85 | 3984.02 | 3059.27 | 0 | 0 | 0 | 0 | 0 | 0 | 0 | 0 | 0 | 0 | 0 | 0 | 0 | 0 | 0 | 0 | 0 | 0 | 0 | 0 | 0 | 0 | 0 | 0 | 0 | 0 | 0 | 0 | 0 | 0 | 0 | 0 | 0 | 0 | 0 | 0 | 0 | 0 | 0 | 0 |  | 53086 | 6943
|  | With bed capping, critical beds in use | 242 | 242 | 242 | 242 | 242 | 242 | 242 | 242 | 242 | 242 | 242 | 242 | 242 | 0 | 0 | 0 | 0 | 0 | 0 | 0 | 0 | 0 | 0 | 0 | 0 | 0 | 0 | 0 | 0 | 0 | 0 | 0 | 0 | 0 | 0 | 0 | 0 | 0 | 0 | 0 | 0 | 0 | 0 | 0 | 0 | 0 | 0 | 0 | 0 | 0 | 0 | 0 | 0 |  | 2904 | 242
|  | # of beds used by end of each week | 1601.1 | 1795.86 | 2116.53 | 2666.58 | 3617.96 | 5230.34 | 6739.98 | 7184.5 | 7172.59 | 6555.31 | 5382.85 | 4226.02 | 3301.27 | 0 | 0 | 0 | 0 | 0 | 0 | 0 | 0 | 0 | 0 | 0 | 0 | 0 | 0 | 0 | 0 | 0 | 0 | 0 | 0 | 0 | 0 | 0 | 0 | 0 | 0 | 0 | 0 | 0 | 0 | 0 | 0 | 0 | 0 | 0 | 0 | 0 | 0 | 0 | 0 |  | 55990 | 7185
|  | # of hospital facilities in use | 41 | 45 | 53 | 67 | 91 | 131 | 169 | 180 | 180 | 164 | 135 | 106 | 83 | 0 | 0 | 0 | 0 | 0 | 0 | 0 | 0 | 0 | 0 | 0 | 0 | 0 | 0 | 0 | 0 | 0 | 0 | 0 | 0 | 0 | 0 | 0 | 0 | 0 | 0 | 0 | 0 | 0 | 0 | 0 | 0 | 0 | 0 | 0 | 0 | 0 | 0 | 0 | 0 |  | 1404 | 180
Patients recovering (or dying) from illness, per week
Uncapped
|  | of which, mild | 0 | 0 | 2575.66 | 2909.56 | 3535.78 | 4633.08 | 6646.12 | 10010.68 | 12336 | 12039.22 | 10372.74 | 7920.28 | 5939.36 | 0 | 0 | 0 | 0 | 0 | 0 | 0 | 0 | 0 | 0 | 0 | 0 | 0 | 0 | 0 | 0 | 0 | 0 | 0 | 0 | 0 | 0 | 0 | 0 | 0 | 0 | 0 | 0 | 0 | 0 | 0 | 0 | 0 | 0 | 0 | 0 | 0 | 0 | 0 | 0
|  | of which, moderate | 0 | 0 | 2575.66 | 2909.56 | 3535.78 | 4633.08 | 6646.12 | 10010.68 | 12336 | 12039.22 | 10372.74 | 7920.28 | 5939.36 | 0 | 0 | 0 | 0 | 0 | 0 | 0 | 0 | 0 | 0 | 0 | 0 | 0 | 0 | 0 | 0 | 0 | 0 | 0 | 0 | 0 | 0 | 0 | 0 | 0 | 0 | 0 | 0 | 0 | 0 | 0 | 0 | 0 | 0 | 0 | 0 | 0 | 0 | 0 | 0
|  | of which, severe |  | 1080.39 | 1264.51 | 1563.32 | 2084.6 | 2959.75 | 4121.81 | 5047.43 | 4740.08 | 4226.17 | 3879.21 | 3219.78 | 2739.28 | 1814.53 | 0 | 0 | 0 | 0 | 0 | 0 | 0 | 0 | 0 | 0 | 0 | 0 | 0 | 0 | 0 | 0 | 0 | 0 | 0 | 0 | 0 | 0 | 0 | 0 | 0 | 0 | 0 | 0 | 0 | 0 | 0 | 0 | 0 | 0 | 0 | 0 | 0 | 0 | 0
|  | of which, critical |  | 183.57 | 186.07 | 193.61 | 255.78 | 397.23 | 522.25 | 527.42 | 461.9 | 368.03 | 284.67 | 219.63 | 195.07 | 197.88 | 172.2 | 0 | 0 | 0 | 0 | 0 | 0 | 0 | 0 | 0 | 0 | 0 | 0 | 0 | 0 | 0 | 0 | 0 | 0 | 0 | 0 | 0 | 0 | 0 | 0 | 0 | 0 | 0 | 0 | 0 | 0 | 0 | 0 | 0 | 0 | 0 | 0 | 0 | 0
| v2 Hide | With bed capping, mild patients that get discharged
| v2 Hide | With bed capping, moderate patients that get discharged
With bed caps - patients discharged from beds per week
|  | With bed capping, severe patients that get discharged | 0 | 1359.1 | 1275.15 | 1585.18 | 2113.37 | 3035.98 | 4572.13 | 5631.45 | 5491.95 | 4728.17 | 3608.89 | 2706.75 | 2062.95 | 1814.53 | 0 | 0 | 0 | 0 | 0 | 0 | 0 | 0 | 0 | 0 | 0 | 0 | 0 | 0 | 0 | 0 | 0 | 0 | 0 | 0 | 0 | 0 | 0 | 0 | 0 | 0 | 0 | 0 | 0 | 0 | 0 | 0 | 0 | 0 | 0 | 0 | 0 | 0 | 0 | Note - models all patients being discharged before new patients arrive that week
|  | With bed capping, critical patients that get discharged | 0 | 0 | 242 | 0 | 182.71 | 0 | 182.71 | 0 | 182.71 | 0 | 182.71 | 0 | 182.71 | 0 | 172.2 | 0 | 0 | 0 | 0 | 0 | 0 | 0 | 0 | 0 | 0 | 0 | 0 | 0 | 0 | 0 | 0 | 0 | 0 | 0 | 0 | 0 | 0 | 0 | 0 | 0 | 0 | 0 | 0 | 0 | 0 | 0 | 0 | 0 | 0 | 0 | 0 | 0 | 0
Diagnostic Testing (Assuming unlimited test capacity)
| Bed cap? | Options for different testing strategies
| Uncapped | Tests for severe + critical, uncapped (total) | 1287.83 | 2482.1827 | 2955.9907 | 3767.1801 | 5256.2136 | 7767.0985 | 9998.6125 | 10654.3944 | 9522.2293 | 7804.0182 | 6471.4109 | 5158.9745 | 4456.4815 | 1670.323 | 86.1 | 0 | 0 | 0 | 0 | 0 | 0 | 0 | 0 | 0 | 0 | 0 | 0 | 0 | 0 | 0 | 0 | 0 | 0 | 0 | 0 | 0 | 0 | 0 | 0 | 0 | 0 | 0 | 0 | 0 | 0 | 0 | 0 | 0 | 0 | 0 | 0 | 0 | 0 |  | 78051 | 10654
| Uncapped | Diagnosis | 1287.83 | 1454.78 | 1767.89 | 2316.54 | 3323.06 | 5005.34 | 6168 | 6019.61 | 5186.37 | 3960.14 | 2969.68 | 2260.83 | 1986.73 | 0 | 0 | 0 | 0 | 0 | 0 | 0 | 0 | 0 | 0 | 0 | 0 | 0 | 0 | 0 | 0 | 0 | 0 | 0 | 0 | 0 | 0 | 0 | 0 | 0 | 0 | 0 | 0 | 0 | 0 | 0 | 0 | 0 | 0 | 0 | 0 | 0 | 0 | 0 | 0 |  | 42419 | 6168
| Uncapped | Confirmation of negative for release | 0 | 1027.4027 | 1188.1007 | 1450.6401 | 1933.1536 | 2761.7585 | 3830.6125 | 4634.7844 | 4335.8593 | 3843.8782 | 3501.7309 | 2898.1445 | 2469.7515 | 1670.323 | 86.1 | 0 | 0 | 0 | 0 | 0 | 0 | 0 | 0 | 0 | 0 | 0 | 0 | 0 | 0 | 0 | 0 | 0 | 0 | 0 | 0 | 0 | 0 | 0 | 0 | 0 | 0 | 0 | 0 | 0 | 0 | 0 | 0 | 0 | 0 | 0 | 0 | 0 | 0 |  | 35632 | 4635
| Capped | Tests for severe + critical, with bed cap (total) | 1601.1 | 2452.1306 | 2993.1699 | 3486.1359 | 5140.2234 | 7201.2887 | 9864.9796 | 10368.7857 | 9758.2637 | 7703.4852 | 6106.1137 | 4406.9955 | 3864.5997 | 1571.383 | 86.1 | 0 | 0 | 0 | 0 | 0 | 0 | 0 | 0 | 0 | 0 | 0 | 0 | 0 | 0 | 0 | 0 | 0 | 0 | 0 | 0 | 0 | 0 | 0 | 0 | 0 | 0 | 0 | 0 | 0 | 0 | 0 | 0 | 0 | 0 | 0 | 0 | 0 | 0 |  | 73346 | 10369
| Capped | Diagnosis | 1601.1 | 1275.15 | 1767.89 | 2113.37 | 3218.69 | 4572.13 | 5814.16 | 5491.95 | 4910.88 | 3608.89 | 2889.46 | 2062.95 | 1986.73 | 0 | 0 | 0 | 0 | 0 | 0 | 0 | 0 | 0 | 0 | 0 | 0 | 0 | 0 | 0 | 0 | 0 | 0 | 0 | 0 | 0 | 0 | 0 | 0 | 0 | 0 | 0 | 0 | 0 | 0 | 0 | 0 | 0 | 0 | 0 | 0 | 0 | 0 | 0 | 0 |  | 39712 | 5814
| Capped | Confirmation of negative for release | 0 | 1176.9806 | 1225.2799 | 1372.7659 | 1921.5334 | 2629.1587 | 4050.8196 | 4876.8357 | 4847.3837 | 4094.5952 | 3216.6537 | 2344.0455 | 1877.8697 | 1571.383 | 86.1 | 0 | 0 | 0 | 0 | 0 | 0 | 0 | 0 | 0 | 0 | 0 | 0 | 0 | 0 | 0 | 0 | 0 | 0 | 0 | 0 | 0 | 0 | 0 | 0 | 0 | 0 | 0 | 0 | 0 | 0 | 0 | 0 | 0 | 0 | 0 | 0 | 0 | 0 |  | 35291 | 4877
| N/A | Tests for mild, moderate + suspected (All Suspected Cases) | 69542.82 | 78558.12 | 95466.06 | 125093.16 | 179445.24 | 270288.36 | 333072 | 325058.94 | 280063.98 | 213847.56 | 160362.72 | 122084.82 | 107283.42 | 0 | 0 | 0 | 0 | 0 | 0 | 0 | 0 | 0 | 0 | 0 | 0 | 0 | 0 | 0 | 0 | 0 | 0 | 0 | 0 | 0 | 0 | 0 | 0 | 0 | 0 | 0 | 0 | 0 | 0 | 0 | 0 | 0 | 0 | 0 | 0 | 0 | 0 | 0 | 0 |  | 2290624 | 333072
| N/A | Mild positives | 2575.66 | 2909.56 | 3535.78 | 4633.08 | 6646.12 | 10010.68 | 12336 | 12039.22 | 10372.74 | 7920.28 | 5939.36 | 4521.66 | 3973.46 | 0 | 0 | 0 | 0 | 0 | 0 | 0 | 0 | 0 | 0 | 0 | 0 | 0 | 0 | 0 | 0 | 0 | 0 | 0 | 0 | 0 | 0 | 0 | 0 | 0 | 0 | 0 | 0 | 0 | 0 | 0 | 0 | 0 | 0 | 0 | 0 | 0 | 0 | 0 | 0 |  | 84838 | 12336
| N/A | Moderate positives | 2575.66 | 2909.56 | 3535.78 | 4633.08 | 6646.12 | 10010.68 | 12336 | 12039.22 | 10372.74 | 7920.28 | 5939.36 | 4521.66 | 3973.46 | 0 | 0 | 0 | 0 | 0 | 0 | 0 | 0 | 0 | 0 | 0 | 0 | 0 | 0 | 0 | 0 | 0 | 0 | 0 | 0 | 0 | 0 | 0 | 0 | 0 | 0 | 0 | 0 | 0 | 0 | 0 | 0 | 0 | 0 | 0 | 0 | 0 | 0 | 0 | 0 |  | 84838 | 12336
| N/A | Suspected but negative | 64391.5 | 72739 | 88394.5 | 115827 | 166153 | 250267 | 308400 | 300980.5 | 259318.5 | 198007 | 148484 | 113041.5 | 99336.5 | 0 | 0 | 0 | 0 | 0 | 0 | 0 | 0 | 0 | 0 | 0 | 0 | 0 | 0 | 0 | 0 | 0 | 0 | 0 | 0 | 0 | 0 | 0 | 0 | 0 | 0 | 0 | 0 | 0 | 0 | 0 | 0 | 0 | 0 | 0 | 0 | 0 | 0 | 0 | 0 |  | 2120949 | 308400
| N/A | Tests for mild, moderate + suspected (Targeted) | 6954.282 | 7855.812 | 9546.606 | 12509.316 | 17944.524 | 27028.836 | 33307.2 | 32505.894 | 28006.398 | 21384.756 | 16036.272 | 12208.482 | 10728.342 | 0 | 0 | 0 | 0 | 0 | 0 | 0 | 0 | 0 | 0 | 0 | 0 | 0 | 0 | 0 | 0 | 0 | 0 | 0 | 0 | 0 | 0 | 0 | 0 | 0 | 0 | 0 | 0 | 0 | 0 | 0 | 0 | 0 | 0 | 0 | 0 | 0 | 0 | 0 | 0 |  | 229062 | 33307
| N/A | Mild positives | 257.566 | 290.956 | 353.578 | 463.308 | 664.612 | 1001.068 | 1233.6 | 1203.922 | 1037.274 | 792.028 | 593.936 | 452.166 | 397.346 | 0 | 0 | 0 | 0 | 0 | 0 | 0 | 0 | 0 | 0 | 0 | 0 | 0 | 0 | 0 | 0 | 0 | 0 | 0 | 0 | 0 | 0 | 0 | 0 | 0 | 0 | 0 | 0 | 0 | 0 | 0 | 0 | 0 | 0 | 0 | 0 | 0 | 0 | 0 | 0 |  | 8484 | 1234
| N/A | Moderate positives | 257.566 | 290.956 | 353.578 | 463.308 | 664.612 | 1001.068 | 1233.6 | 1203.922 | 1037.274 | 792.028 | 593.936 | 452.166 | 397.346 | 0 | 0 | 0 | 0 | 0 | 0 | 0 | 0 | 0 | 0 | 0 | 0 | 0 | 0 | 0 | 0 | 0 | 0 | 0 | 0 | 0 | 0 | 0 | 0 | 0 | 0 | 0 | 0 | 0 | 0 | 0 | 0 | 0 | 0 | 0 | 0 | 0 | 0 | 0 | 0 |  | 8484 | 1234
| N/A | Suspected but negative | 6439.15 | 7273.9 | 8839.45 | 11582.7 | 16615.3 | 25026.7 | 30840 | 30098.05 | 25931.85 | 19800.7 | 14848.4 | 11304.15 | 9933.65 | 0 | 0 | 0 | 0 | 0 | 0 | 0 | 0 | 0 | 0 | 0 | 0 | 0 | 0 | 0 | 0 | 0 | 0 | 0 | 0 | 0 | 0 | 0 | 0 | 0 | 0 | 0 | 0 | 0 | 0 | 0 | 0 | 0 | 0 | 0 | 0 | 0 | 0 | 0 | 0 |  | 212095 | 30840
Additional Testing Options
|  | Health care workers and other staff | 6185.2234 | 6787.6186 | 7779.4552 | 8604.1595 | 9290.3026 | 10453.1644 | 11541.9292 | 11862.5207 | 11853.9311 | 11408.7437 | 10563.1558 | 9728.8405 | 9061.9032 | 0 | 0 | 0 | 0 | 0 | 0 | 0 | 0 | 0 | 0 | 0 | 0 | 0 | 0 | 0 | 0 | 0 | 0 | 0 | 0 | 0 | 0 | 0 | 0 | 0 | 0 | 0 | 0 | 0 | 0 | 0 | 0 | 0 | 0 | 0 | 0 | 0 | 0 | 0 | 0 |  | 118936
|  | Contact tracing | 38634.9 | 49807.8164 | 60165.304 | 78200.0407 | 111290.7216 | 166730.751 | 208023.6748 | 208397.0063 | 181606.2557 | 141867.4693 | 110100.7852 | 85213.7669 | 74420.4089 | 10021.9379 | 516.6 | 0 | 0 | 0 | 0 | 0 | 0 | 0 | 0 | 0 | 0 | 0 | 0 | 0 | 0 | 0 | 0 | 0 | 0 | 0 | 0 | 0 | 0 | 0 | 0 | 0 | 0 | 0 | 0 | 0 | 0 | 0 | 0 | 0 | 0 | 0 | 0 | 0 | 0 |  | 1486363
|  | Summary based on selected testing scenario - uncapped by capacity | 2022-01-09: Please note that this is indicative and may not be achievable based on testing capacity; available tests may be used for different testing strategies
|  | Suspected by negative cases | 64391.5 | 72739 | 88394.5 | 115827 | 166153 | 250267 | 308400 | 300980.5 | 259318.5 | 198007 | 148484 | 113041.5 | 99336.5 | 0 | 0 | 0 | 0 | 0 | 0 | 0 | 0 | 0 | 0 | 0 | 0 | 0 | 0 | 0 | 0 | 0 | 0 | 0 | 0 | 0 | 0 | 0 | 0 | 0 | 0 | 0 | 0 | 0 | 0 | 0 | 0 | 0 | 0 | 0 | 0 | 0 | 0 | 0 | 0 |  | 2120949 | 308400
|  | Mild positive cases | 2575.66 | 2909.56 | 3535.78 | 4633.08 | 6646.12 | 10010.68 | 12336 | 12039.22 | 10372.74 | 7920.28 | 5939.36 | 4521.66 | 3973.46 | 0 | 0 | 0 | 0 | 0 | 0 | 0 | 0 | 0 | 0 | 0 | 0 | 0 | 0 | 0 | 0 | 0 | 0 | 0 | 0 | 0 | 0 | 0 | 0 | 0 | 0 | 0 | 0 | 0 | 0 | 0 | 0 | 0 | 0 | 0 | 0 | 0 | 0 | 0 | 0 |  | 84838 | 12336
|  | Moderate positive cases | 2575.66 | 2909.56 | 3535.78 | 4633.08 | 6646.12 | 10010.68 | 12336 | 12039.22 | 10372.74 | 7920.28 | 5939.36 | 4521.66 | 3973.46 | 0 | 0 | 0 | 0 | 0 | 0 | 0 | 0 | 0 | 0 | 0 | 0 | 0 | 0 | 0 | 0 | 0 | 0 | 0 | 0 | 0 | 0 | 0 | 0 | 0 | 0 | 0 | 0 | 0 | 0 | 0 | 0 | 0 | 0 | 0 | 0 | 0 | 0 | 0 | 0 |  | 84838 | 12336
|  | Severe/critical testing (diagnosis and release) | 1601.1 | 2452.1306 | 2993.1699 | 3486.1359 | 5140.2234 | 7201.2887 | 9864.9796 | 10368.7857 | 9758.2637 | 7703.4852 | 6106.1137 | 4406.9955 | 3864.5997 | 1571.383 | 86.1 | 0 | 0 | 0 | 0 | 0 | 0 | 0 | 0 | 0 | 0 | 0 | 0 | 0 | 0 | 0 | 0 | 0 | 0 | 0 | 0 | 0 | 0 | 0 | 0 | 0 | 0 | 0 | 0 | 0 | 0 | 0 | 0 | 0 | 0 | 0 | 0 | 0 | 0
Output based on testing capacity
|  | Total # of tests by end of week | 10545 | 10545 | 10545 | 10545 | 10545 | 10545 | 10545 | 10545 | 10545 | 10545 | 10545 | 10545 | 10545 | 10545 | 602.7 | 0 | 0 | 0 | 0 | 0 | 0 | 0 | 0 | 0 | 0 | 0 | 0 | 0 | 0 | 0 | 0 | 0 | 0 | 0 | 0 | 0 | 0 | 0 | 0 | 0 | 0 | 0 | 0 | 0 | 0 | 0 | 0 | 0 | 0 | 0 | 0 | 0 | 0 |  | 137688 | 10545
HCW and staff: breakdown per week
Inpatient HCW & Staff
Uncapped
|  | HCWs | 3797.4969 | 4259.4296 | 5019.9963 | 6324.6076 | 8581.0953 | 12405.3462 | 15985.9177 | 17040.2325 | 17011.9843 | 15547.9165 | 12767.0701 | 10023.295 | 7829.9684 | 0 | 0 | 0 | 0 | 0 | 0 | 0 | 0 | 0 | 0 | 0 | 0 | 0 | 0 | 0 | 0 | 0 | 0 | 0 | 0 | 0 | 0 | 0 | 0 | 0 | 0 | 0 | 0 | 0 | 0 | 0 | 0 | 0 | 0 | 0 | 0 | 0 | 0 | 0 | 0 |  | 132797 | 17040
With HCW and Staff caps
|  | HCW | 3797.4969 | 4259.4296 | 5019.9963 | 5448 | 5448 | 5448 | 5448 | 5448 | 5448 | 5448 | 5448 | 5448 | 5448 | 0 | 0 | 0 | 0 | 0 | 0 | 0 | 0 | 0 | 0 | 0 | 0 | 0 | 0 | 0 | 0 | 0 | 0 | 0 | 0 | 0 | 0 | 0 | 0 | 0 | 0 | 0 | 0 | 0 | 0 | 0 | 0 | 0 | 0 | 0 | 0 | 0 | 0 | 0 | 0 |  | 63759 | 5448
|  | Cleaners | 1026.6385 | 1151.5203 | 1357.1365 | 1709.8331 | 2319.8658 | 3353.7372 | 4321.7308 | 4606.7607 | 4599.1239 | 4203.3189 | 3451.5278 | 2709.7589 | 2116.8016 | 0 | 0 | 0 | 0 | 0 | 0 | 0 | 0 | 0 | 0 | 0 | 0 | 0 | 0 | 0 | 0 | 0 | 0 | 0 | 0 | 0 | 0 | 0 | 0 | 0 | 0 | 0 | 0 | 0 | 0 | 0 | 0 | 0 | 0 | 0 | 0 | 0 | 0 | 0 | 0 |  | 35901 | 4607
|  | Informal caregiver | 0 | 0 | 0 | 0 | 0 | 0 | 0 | 0 | 0 | 0 | 0 | 0 | 0 | 0 | 0 | 0 | 0 | 0 | 0 | 0 | 0 | 0 | 0 | 0 | 0 | 0 | 0 | 0 | 0 | 0 | 0 | 0 | 0 | 0 | 0 | 0 | 0 | 0 | 0 | 0 | 0 | 0 | 0 | 0 | 0 | 0 | 0 | 0 | 0 | 0 | 0 | 0 | 0 |  | 0 | 0
|  | Ambulance Personnel | 96.066 | 107.7516 | 126.9918 | 159.9948 | 217.0776 | 313.8204 | 404.3988 | 431.07 | 430.3554 | 393.3186 | 322.971 | 253.5612 | 198.0762 | 0 | 0 | 0 | 0 | 0 | 0 | 0 | 0 | 0 | 0 | 0 | 0 | 0 | 0 | 0 | 0 | 0 | 0 | 0 | 0 | 0 | 0 | 0 | 0 | 0 | 0 | 0 | 0 | 0 | 0 | 0 | 0 | 0 | 0 | 0 | 0 | 0 | 0 | 0 | 0 |  | 3359 | 431
|  | Biomedical Engineers | 32.022 | 35.9172 | 42.3306 | 53.3316 | 72.3592 | 104.6068 | 134.7996 | 143.69 | 143.4518 | 131.1062 | 107.657 | 84.5204 | 66.0254 | 0 | 0 | 0 | 0 | 0 | 0 | 0 | 0 | 0 | 0 | 0 | 0 | 0 | 0 | 0 | 0 | 0 | 0 | 0 | 0 | 0 | 0 | 0 | 0 | 0 | 0 | 0 | 0 | 0 | 0 | 0 | 0 | 0 | 0 | 0 | 0 | 0 | 0 | 0 | 0 |  | 1120 | 144
v2 Hide |  | Community care for moderate patients
v2 Hide |  | MOVE MODERATE POSITIVE CASES HERE
v2 Hide |  | HCW | 3622.0219 | 4091.5688 | 4972.1906 | 6515.2688 | 9346.1063 | 14077.5187 | 17347.5 | 16930.1531 | 14586.6656 | 11137.8937 | 8352.225 | 6358.5844 | 5587.6781 | 0 | 0 | 0 | 0 | 0 | 0 | 0 | 0 | 0 | 0 | 0 | 0 | 0 | 0 | 0 | 0 | 0 | 0 | 0 | 0 | 0 | 0 | 0 | 0 | 0 | 0 | 0 | 0 | 0 | 0 | 0 | 0 | 0 | 0 | 0 | 0 | 0 | 0 | 0 | 0 |  | 119303.3531 | 17347.5
v2 Hide |  | Cleaners | 1609.7875 | 1818.475 | 2209.8625 | 2895.675 | 4153.825 | 6256.675 | 7710 | 7524.5125 | 6482.9625 | 4950.175 | 3712.1 | 2826.0375 | 2483.4125 | 0 | 0 | 0 | 0 | 0 | 0 | 0 | 0 | 0 | 0 | 0 | 0 | 0 | 0 | 0 | 0 | 0 | 0 | 0 | 0 | 0 | 0 | 0 | 0 | 0 | 0 | 0 | 0 | 0 | 0 | 0 | 0 | 0 | 0 | 0 | 0 | 0 | 0 | 0 | 0 |  | 53023.7125 | 7710
v2 Hide |  | Caretaker
v2 Hide
Screening/Triage
Uncapped
|  | HCW | 994 | 1123 | 1364 | 1788 | 2564 | 3862 | 4759 | 4644 | 4001 | 3055 | 2291 | 1745 | 1533 | 0 | 0 | 0 | 0 | 0 | 0 | 0 | 0 | 0 | 0 | 0 | 0 | 0 | 0 | 0 | 0 | 0 | 0 | 0 | 0 | 0 | 0 | 0 | 0 | 0 | 0 | 0 | 0 | 0 | 0 | 0 | 0 | 0 | 0 | 0 | 0 | 0 | 0 | 0 | 0 |  | 32729 | 4759
With HCW and Staff caps
|  | HCW | 919 | 919 | 919 | 919 | 919 | 919 | 919 | 919 | 919 | 919 | 919 | 919 | 919 | 0 | 0 | 0 | 0 | 0 | 0 | 0 | 0 | 0 | 0 | 0 | 0 | 0 | 0 | 0 | 0 | 0 | 0 | 0 | 0 | 0 | 0 | 0 | 0 | 0 | 0 | 0 | 0 | 0 | 0 | 0 | 0 | 0 | 0 | 0 | 0 | 0 | 0 | 0 | 0 |  | 11028 | 919
Isolation for mild + moderate patients
|  | Informal caregivers | 5151.32 | 5819.12 | 7071.56 | 9266.16 | 13292.24 | 20021.36 | 24672 | 24078.44 | 20745.48 | 15840.56 | 11878.72 | 9043.32 | 7946.92 | 0 | 0 | 0 | 0 | 0 | 0 | 0 | 0 | 0 | 0 | 0 | 0 | 0 | 0 | 0 | 0 | 0 | 0 | 0 | 0 | 0 | 0 | 0 | 0 | 0 | 0 | 0 | 0 | 0 | 0 | 0 | 0 | 0 | 0 | 0 | 0 | 0 | 0 | 0 | 0 |  | 169676 | 24672
Laboratory - All Suspected Cases Testing Strategy (capped by testing capacity)
|  | Lab staff | 235 | 235 | 235 | 235 | 235 | 235 | 235 | 235 | 235 | 235 | 235 | 235 | 235 | 0 | 0 | 0 | 0 | 0 | 0 | 0 | 0 | 0 | 0 | 0 | 0 | 0 | 0 | 0 | 0 | 0 | 0 | 0 | 0 | 0 | 0 | 0 | 0 | 0 | 0 | 0 | 0 | 0 | 0 | 0 | 0 | 0 | 0 | 0 | 0 | 0 | 0 | 0 | 0 |  | 2820 | 235
|  | Cleaners | 79 | 79 | 79 | 79 | 79 | 79 | 79 | 79 | 79 | 79 | 79 | 79 | 79 | 0 | 0 | 0 | 0 | 0 | 0 | 0 | 0 | 0 | 0 | 0 | 0 | 0 | 0 | 0 | 0 | 0 | 0 | 0 | 0 | 0 | 0 | 0 | 0 | 0 | 0 | 0 | 0 | 0 | 0 | 0 | 0 | 0 | 0 | 0 | 0 | 0 | 0 | 0 | 0 |  | 948 | 79
© World Health Organization 2021. Some rights reserved. This work is available under the CC BY-NC-SA 3.0 IGO licence.
WHO reference number: WHO/2019-nCoV/Tools/Essential_forecasting/2021.1
Note on BF37: [Threaded comment] Your version of Excel allows you to read this threaded comment; however, any edits to it will get removed if the file is opened in a newer version of Excel. Learn more: https://go.microsoft.com/fwlink/?linkid=870924 Comment: Round this column to whole person
Note on C99: Includes tests for inpatient HCW, screening/triage HCW, ambulance personnel, cleaners, lab techs, and biomedical engineers
Note on C116: HCWs refers to physicians, nursing professionals, and paramedical practitioners (ILO ISCO codes 2240, 2211, 2212, 2221, 3221, 5321, 3256)
Note on C117: ILO ISCO code 9112
Note on C119: ILO ISCO codes 8322, 3258
Note on C124: HCWs refers to physicians, nursing professionals, and paramedical practitioners (ILO ISCO codes 2240, 2211, 2212, 2221, 3221, 5321, 3256)
Note on C125: ILO ISCO code 9112
Note on C132: HCWs refers to physicians, nursing professionals, and paramedical practitioners (ILO ISCO codes 2240, 2211, 2212, 2221, 3221, 5321, 3256)
Note on C138: Refers to Medical and Pathology Laboratory Technicians (ILO ISCO code 3212)
Note on C139: ILO ISCO code 9112

## Patient Calcs ->
Intentionally blank

## Patient Calcs
Patient Calculations
Patient Calcs Quick Nav
| The below are patient estimates based on the case estimation method selected on the 'User Dashboard' tab |  |  |  | Back to User Dashboard
| To manually enter the number of cases/week, fill in the Manual Entry table (row 72)→ |  |  |  | Manual Entry
| To see the SIR model patient calculations, see row 127 (inputs to alter this on the 'User Dashboard' tab |  |  |  | SIR Model
x | Weekly Patient Calculations: Imperial SEIR Model selected on User Dashboard tab
| Week Label | Total Cases |  | Mild Cases |  | Moderate Cases |  | Severe Cases |  | Critical Cases |  | Removed Mild Cases |  | Removed Moderate Cases |  | Removed Severe Cases |  | Removed Critical Cases |  | Quarantines and Admissions (no capping) |  |  |  | Suspect Cases Tested Negative
| Week Label | Cumulative Cases at end of week | New Cases this week | Cumulative Mild Cases | New Mild Cases | Cumulative Moderate Cases | New Moderate cases | Cumulative Severe Cases | New Severe Cases | Cumulative Critical Cases | New Critical Cases | Cumulative Removed (Recovered or Dead) Mild Cases | New Removed Mild Cases | Cumulative Removed (Recovered or dead) Moderate cases | New Removed (Recovered or dead) moderate cases | Cumulative Removed (Recovered or Dead) Severe Cases | New Removed Severe Cases | Cumulative Removed (Recovered or Dead) Critical Cases | New Removed Critical Cases | Quarantined Mild Cases | Quarantined Moderate Cases | Admitted Severe Cases | Admitted Critical Cases | Cumulative Suspect Cases Tested Negative | New Suspect Cases Tested Negative
| 0 | 203422.39 | 6439.15 | 2575.66 | 2575.66 | 2575.66 | 2575.66 | 145757.38 | 1103.15 | 52513.69 | 184.68 | 0 | 0 | 0 | 0 | 144398.28 |  | 52242.06 |  | 2575.66 | 2575.66 | 1359.1 | 271.63 | 2034223.9 | 64391.5
| 1 | 210696.29 | 7273.9 | 5485.22 | 2909.56 | 5485.22 | 2909.56 | 147032.53 | 1275.15 | 52693.32 | 179.63 | 0 | 0 | 0 | 0 | 145478.67 | 1080.39 | 52425.63 | 183.57 | 5485.22 | 5485.22 | 1553.86 | 267.69 | 2106962.9 | 72739
| 2 | 219535.74 | 8839.45 | 9021 | 3535.78 | 9021 | 3535.78 | 148617.71 | 1585.18 | 52876.03 | 182.71 | 2575.66 | 2575.66 | 2575.66 | 2575.66 | 146743.18 | 1264.51 | 52611.7 | 186.07 | 6445.34 | 6445.34 | 1874.53 | 264.33 | 2195357.4 | 88394.5
| 3 | 231118.44 | 11582.7 | 13654.08 | 4633.08 | 13654.08 | 4633.08 | 150731.08 | 2113.37 | 53079.2 | 203.17 | 5485.22 | 2909.56 | 5485.22 | 2909.56 | 148306.5 | 1563.32 | 52805.31 | 193.61 | 8168.86 | 8168.86 | 2424.58 | 273.89 | 2311184.4 | 115827
| 4 | 247733.74 | 16615.3 | 20300.2 | 6646.12 | 20300.2 | 6646.12 | 153767.06 | 3035.98 | 53366.28 | 287.08 | 9021 | 3535.78 | 9021 | 3535.78 | 150391.1 | 2084.6 | 53061.09 | 255.78 | 11279.2 | 11279.2 | 3375.96 | 305.19 | 2477337.4 | 166153
| 5 | 272760.44 | 25026.7 | 30310.88 | 10010.68 | 30310.88 | 10010.68 | 158339.19 | 4572.13 | 53799.49 | 433.21 | 13654.08 | 4633.08 | 13654.08 | 4633.08 | 153350.85 | 2959.75 | 53458.32 | 397.23 | 16656.8 | 16656.8 | 4988.34 | 341.17 | 2727604.4 | 250267
| 6 | 303600.44 | 30840 | 42646.88 | 12336 | 42646.88 | 12336 | 163970.64 | 5631.45 | 54336.04 | 536.55 | 20300.2 | 6646.12 | 20300.2 | 6646.12 | 157472.66 | 4121.81 | 53980.57 | 522.25 | 22346.68 | 22346.68 | 6497.98 | 355.47 | 3036004.4 | 308400
| 7 | 333698.49 | 30098.05 | 54686.1 | 12039.22 | 54686.1 | 12039.22 | 169462.59 | 5491.95 | 54863.7 | 527.66 | 30310.88 | 10010.68 | 30310.88 | 10010.68 | 162520.09 | 5047.43 | 54507.99 | 527.42 | 24375.22 | 24375.22 | 6942.5 | 355.71 | 3336984.9 | 300980.5
| 8 | 359630.34 | 25931.85 | 65058.84 | 10372.74 | 65058.84 | 10372.74 | 174190.76 | 4728.17 | 55321.9 | 458.2 | 42646.88 | 12336 | 42646.88 | 12336 | 167260.17 | 4740.08 | 54969.89 | 461.9 | 22411.96 | 22411.96 | 6930.59 | 352.01 | 3596303.4 | 259318.5
| 9 | 379431.04 | 19800.7 | 72979.12 | 7920.28 | 72979.12 | 7920.28 | 177799.65 | 3608.89 | 55673.15 | 351.25 | 54686.1 | 12039.22 | 54686.1 | 12039.22 | 171486.34 | 4226.17 | 55337.92 | 368.03 | 18293.02 | 18293.02 | 6313.31 | 335.23 | 3794310.4 | 198007
| 10 | 394279.44 | 14848.4 | 78918.48 | 5939.36 | 78918.48 | 5939.36 | 180506.4 | 2706.75 | 55936.08 | 262.93 | 65058.84 | 10372.74 | 65058.84 | 10372.74 | 175365.55 | 3879.21 | 55622.59 | 284.67 | 13859.64 | 13859.64 | 5140.85 | 313.49 | 3942794.4 | 148484
| 11 | 405583.59 | 11304.15 | 83440.14 | 4521.66 | 83440.14 | 4521.66 | 182569.35 | 2062.95 | 56133.96 | 197.88 | 72979.12 | 7920.28 | 72979.12 | 7920.28 | 178585.33 | 3219.78 | 55842.22 | 219.63 | 10461.02 | 10461.02 | 3984.02 | 291.74 | 4055835.9 | 113041.5
| 12 | 415517.24 | 9933.65 | 87413.6 | 3973.46 | 87413.6 | 3973.46 | 184383.88 | 1814.53 | 56306.16 | 172.2 | 78918.48 | 5939.36 | 78918.48 | 5939.36 | 181324.61 | 2739.28 | 56037.29 | 195.07 | 8495.12 | 8495.12 | 3059.27 | 268.87 | 4155172.4 | 99336.5
x | Manual Calculations: "Manual Entry" |  | Go Back to User Dashboard | Go to top of sheet
Instructions: Enter the cumulative cases expected by week in column "C" (Manual Entry).
First six weeks below are entered in column C as examples only
| Week Label | Cumulative Cases at end of week (Manual Entry)
| 0 | 1
| 1 | 10
| 2 | 100
| 3 | 1000
| 4 | 1500
| 5 | 1800
| 6 | 2000
| 7 | 2100
| 8 | 2150
| 9 | 2180
| 10 | 2185
| 11 | 2189
| 12 | 2190
x | Automated Calculations: SIR Model |  | Go Back to User Dashboard | Go to top of sheet
| Week Label | Cumulative Cases at end of week |  | Click here for more details on SIR model calculations
| 0 | 0
| 1 | 0
| 2 | 0
| 3 | 0
| 4 | 0
| 5 | 0
| 6 | 0
| 7 | 0
| 8 | 0
| 9 | 0
| 10 | 0
| 11 | 0
| 12 | 0
| 13 | 0
| 14 | 0
| 15 | 0
| 16 | 0
| 17 | 0
| 18 | 0
| 19 | 0
| 20 | 0
| 21 | 0
| 22 | 0
| 23 | 0
| 24 | 0
| 25 | 0
| 26 | 0
| 27 | 0
| 28 | 0
| 29 | 0
| 30 | 0
| 31 | 0
| 32 | 0
| 33 | 0
| 34 | 0
| 35 | 0
| 36 | 0
| 37 | 0
| 38 | 0
| 39 | 0
| 40 | 0
| 41 | 0
| 42 | 0
| 43 | 0
| 44 | 0
| 45 | 0
| 46 | 0
| 47 | 0
| 48 | 0
| 49 | 0
| 50 | 0
| 51 | 0
| 52 | 0
x | Automated Calculations: Exponential Growth |  | Go Back to User Dashboard | Go to top of sheet
| Week Label | Week for Calculation | Cumulative Cases at end of week
| 0 | 0
| 1 | 1
| 2 | 2
| 3 | 3
| 4 | 4
| 5 | 5
| 6 | 6
| 7 | 7
| 8 | 8
| 9 | 9
| 10 | 10
| 11 | 11
| 12 | 12
13
14
15
16
17
18
19
20
21
22
23
24
25
26
27
28
29
30
31
32
33
34
35
36
37
38
39
40
41
42
43
44
45
46
47
48
49
50
51
52
53
x | Automated Calculations: Imperial SEIR Model |  | Go Back to User Dashboard | Go to top of sheet
2022-01-02 | Report Date: | 2022-01-02 | Imported Country: | Afghanistan
| Week Label | Cumulative Infections at end of week | New Infections | Cumulative Severe Cases | New Severe Cases | Cumulative Critical Cases | New Critical Cases | Admitted Severe Cases (no capping) | Admitted Critical Cases (no capping) | New Mild Cases | New Moderate Cases
| 0 | 16379034.5 | 155657.58 | 145757.38 | 1103.15 | 52513.69 | 184.68 | 1359.1 | 271.63 | 2575.66 | 2575.66
| 1 | 16579115.6 | 200081.06 | 147032.53 | 1275.15 | 52693.32 | 179.63 | 1553.86 | 267.69 | 2909.56 | 2909.56
| 2 | 16877613.1 | 298497.46 | 148617.71 | 1585.18 | 52876.03 | 182.71 | 1874.53 | 264.33 | 3535.78 | 3535.78
| 3 | 17333592.5 | 455979.46 | 150731.08 | 2113.37 | 53079.2 | 203.17 | 2424.58 | 273.89 | 4633.08 | 4633.08
| 4 | 18043578.4 | 709985.94 | 153767.06 | 3035.98 | 53366.28 | 287.08 | 3375.96 | 305.19 | 6646.12 | 6646.12
| 5 | 19068505.6 | 1024927.21 | 158339.19 | 4572.13 | 53799.49 | 433.21 | 4988.34 | 341.17 | 10010.68 | 10010.68
| 6 | 20118653.1 | 1050147.42 | 163970.64 | 5631.45 | 54336.04 | 536.55 | 6497.98 | 355.47 | 12336 | 12336
| 7 | 21087829.5 | 969176.44 | 169462.59 | 5491.95 | 54863.7 | 527.66 | 6942.5 | 355.71 | 12039.22 | 12039.22
| 8 | 21846728.4 | 758898.93 | 174190.76 | 4728.17 | 55321.9 | 458.2 | 6930.59 | 352.01 | 10372.74 | 10372.74
| 9 | 22414343.8 | 567615.32 | 177799.65 | 3608.89 | 55673.15 | 351.25 | 6313.31 | 335.23 | 7920.28 | 7920.28
| 10 | 22849499.5 | 435155.74 | 180506.4 | 2706.75 | 55936.08 | 262.93 | 5140.85 | 313.49 | 5939.36 | 5939.36
| 11 | 23192754.7 | 343255.17 | 182569.35 | 2062.95 | 56133.96 | 197.88 | 3984.02 | 291.74 | 4521.66 | 4521.66
| 12 | 23557547.4 | 364792.72 | 184383.88 | 1814.53 | 56306.16 | 172.2 | 3059.27 | 268.87 | 3973.46 | 3973.46
© World Health Organization 2021. Some rights reserved. This work is available under the CC BY-NC-SA 3.0 IGO licence.
WHO reference number: WHO/2019-nCoV/Tools/Essential_forecasting/2021.1

## SIR Model Patient Calcs
SIR Model Patient Calculations
| This tab contains the backend calculations that drive the SIR model case number estimation. |  |  |  |  | Back to User Dashboard
T (Weeks) | T (Days) | Contacts per person [User-specified average contacts per person per day] | Probability Infection [User-specified probability of infection per contact between infectious and susceptible persons] | Infection Rate [= (contacts per person per day * probability of infection per contact) / (persons in population)] | Smoothed Infection Rate (5 day average) [=Average infection rate over the past 5 days] | Recovery Rate per Day [=1 / days in infectious period] | Susceptible [=Previous days Susceptible population - New Infected Cases] [New Infected Cases = Previous day's Infected Cases * Previous day's Smoothed Infection Rate] | Infected [=Previous day's Infected Cases + New Infected Cases - New Recovered Cases ] [New Infected Cases = Previous day's Infected Cases * Previous day's Smoothed Infection Rate] [New Recovered Cases = Previous day's Infected Cases * Recovery rate per day] | Recovered [=Previous day's Recovered Cases + New Recovered Cases ] [New Recovered Cases = Previous day's Infected Cases * Recovery rate per day] | Cumulative Cases | New Cases | Week | Cumulative Cases
0 | 0 | 13.9734 | 2.403% | 8.822e-06% | 8.822e-06% | 0.14286 | 3805494.1 |  |  |  | 0 | 53 | 0
1 | 1 | 13.9734 | 2.403% |  | 8.822e-06% | 0.14286 | [5 empty] | 52 | 0
1 | 2 | 13.9734 | 2.403% |  | 8.822e-06% | 0.14286 | [5 empty] | 51 | 0
1 | 3 | 13.9734 | 2.403% |  | 8.822e-06% | 0.14286 | [5 empty] | 50 | 0
1 | 4 | 13.9734 | 2.403% |  | 8.822e-06% | 0.14286 | [5 empty] | 49 | 0
1 | 5 | 13.9734 | 2.403% |  | 8.822e-06% | 0.14286 | [5 empty] | 48 | 0
1 | 6 | 13.9734 | 2.403% |  | 8.822e-06% | 0.14286 | [5 empty] | 47 | 0
1 | 7 | 13.9734 | 2.403% |  | 8.822e-06% | 0.14286 | [5 empty] | 46 | 0
2 | 8 | 13.9734 | 2.403% |  | 8.822e-06% | 0.14286 | [5 empty] | 45 | 0
2 | 9 | 13.9734 | 2.403% |  | 8.822e-06% | 0.14286 | [5 empty] | 44 | 0
2 | 10 | 13.9734 | 2.403% |  |  | 0.14286 | [5 empty] | 43 | 0
2 | 11 | 13.9734 | 2.403% |  |  | 0.14286 | [5 empty] | 42 | 0
2 | 12 | 13.9734 | 2.403% |  |  | 0.14286 | [5 empty] | 41 | 0
2 | 13 | 13.9734 | 2.403% |  |  | 0.14286 | [5 empty] | 40 | 0
2 | 14 | 13.9734 | 2.403% |  |  | 0.14286 | [5 empty] | 39 | 0
3 | 15 | 13.9734 | 2.403% |  |  | 0.14286 | [5 empty] | 38 | 0
3 | 16 | 13.9734 | 2.403% |  |  | 0.14286 | [5 empty] | 37 | 0
3 | 17 | 13.9734 | 2.403% |  |  | 0.14286 | [5 empty] | 36 | 0
3 | 18 | 13.9734 | 2.403% |  |  | 0.14286 | [5 empty] | 35 | 0
3 | 19 | 13.9734 | 2.403% |  |  | 0.14286 | [5 empty] | 34 | 0
3 | 20 | 13.9734 | 2.403% |  |  | 0.14286 | [5 empty] | 33 | 0
3 | 21 | 13.9734 | 2.403% |  |  | 0.14286 | [5 empty] | 32 | 0
4 | 22 | 13.9734 | 2.403% |  |  | 0.14286 | [5 empty] | 31 | 0
4 | 23 | 13.9734 | 2.403% |  |  | 0.14286 | [5 empty] | 30 | 0
4 | 24 | 13.9734 | 2.403% |  |  | 0.14286 | [5 empty] | 29 | 0
4 | 25 | 13.9734 | 2.403% |  |  | 0.14286 | [5 empty] | 28 | 0
4 | 26 | 13.9734 | 2.403% |  |  | 0.14286 | [5 empty] | 27 | 0
4 | 27 | 13.9734 | 2.403% |  |  | 0.14286 | [5 empty] | 26 | 0
4 | 28 | 13.9734 | 2.403% |  |  | 0.14286 | [5 empty] | 25 | 0
5 | 29 | 13.9734 | 2.403% |  |  | 0.14286 | [5 empty] | 24 | 0
5 | 30 | 13.9734 | 2.403% |  |  | 0.14286 | [5 empty] | 23 | 0
5 | 31 | 13.9734 | 2.403% |  |  | 0.14286 | [5 empty] | 22 | 0
5 | 32 | 13.9734 | 2.403% |  |  | 0.14286 | [5 empty] | 21 | 0
5 | 33 | 13.9734 | 2.403% |  |  | 0.14286 | [5 empty] | 20 | 0
5 | 34 | 13.9734 | 2.403% |  |  | 0.14286 | [5 empty] | 19 | 0
5 | 35 | 13.9734 | 2.403% |  |  | 0.14286 | [5 empty] | 18 | 0
6 | 36 | 13.9734 | 2.403% |  |  | 0.14286 | [5 empty] | 17 | 0
6 | 37 | 13.9734 | 2.403% |  |  | 0.14286 | [5 empty] | 16 | 0
6 | 38 | 13.9734 | 2.403% |  |  | 0.14286 | [5 empty] | 15 | 0
6 | 39 | 13.9734 | 2.403% |  |  | 0.14286 | [5 empty] | 14 | 0
6 | 40 | 13.9734 | 2.403% |  |  | 0.14286 | [5 empty] | 13 | 0
6 | 41 | 13.9734 | 2.403% |  |  | 0.14286 | [5 empty] | 12 | 0
6 | 42 | 13.9734 | 2.403% |  |  | 0.14286 | [5 empty] | 11 | 0
7 | 43 | 13.9734 | 2.403% |  |  | 0.14286 | [5 empty] | 10 | 0
7 | 44 | 13.9734 | 2.403% |  |  | 0.14286 | [5 empty] | 9 | 0
7 | 45 | 13.9734 | 2.403% |  |  | 0.14286 | [5 empty] | 8 | 0
7 | 46 | 13.9734 | 2.403% |  |  | 0.14286 | [5 empty] | 7 | 0
7 | 47 | 13.9734 | 2.403% |  |  | 0.14286 | [5 empty] | 6 | 0
7 | 48 | 13.9734 | 2.403% |  |  | 0.14286 | [5 empty] | 5 | 0
7 | 49 | 13.9734 | 2.403% |  |  | 0.14286 | [5 empty] | 4 | 0
8 | 50 | 13.9734 | 2.403% |  |  | 0.14286 | [5 empty] | 3 | 0
8 | 51 | 13.9734 | 2.403% |  |  | 0.14286 | [5 empty] | 2 | 0
8 | 52 | 13.9734 | 2.403% |  |  | 0.14286 | [5 empty] | 1 | 0
8 | 53 | 13.9734 | 2.403% |  |  | 0.14286 | [5 empty] | 0 | 0
8 | 54 | 13.9734 | 2.403% |  |  | 0.14286
8 | 55 | 13.9734 | 2.403% |  |  | 0.14286
8 | 56 | 13.9734 | 2.403% |  |  | 0.14286
9 | 57 | 13.9734 | 2.403% |  |  | 0.14286
9 | 58 | 13.9734 | 2.403% |  |  | 0.14286
9 | 59 | 13.9734 | 2.403% |  |  | 0.14286
9 | 60 | 13.9734 | 2.403% |  |  | 0.14286
9 | 61 | 13.9734 | 2.403% |  |  | 0.14286
9 | 62 | 13.9734 | 2.403% |  |  | 0.14286
9 | 63 | 13.9734 | 2.403% |  |  | 0.14286
10 | 64 | 13.9734 | 2.403% |  |  | 0.14286
10 | 65 | 13.9734 | 2.403% |  |  | 0.14286
10 | 66 | 13.9734 | 2.403% |  |  | 0.14286
10 | 67 | 13.9734 | 2.403% |  |  | 0.14286
10 | 68 | 13.9734 | 2.403% |  |  | 0.14286
10 | 69 | 13.9734 | 2.403% |  |  | 0.14286
10 | 70 | 13.9734 | 2.403% |  |  | 0.14286
11 | 71 | 13.9734 | 2.403% |  |  | 0.14286
11 | 72 | 13.9734 | 2.403% |  |  | 0.14286
11 | 73 | 13.9734 | 2.403% |  |  | 0.14286
11 | 74 | 13.9734 | 2.403% |  |  | 0.14286
11 | 75 | 13.9734 | 2.403% |  |  | 0.14286
11 | 76 | 13.9734 | 2.403% |  |  | 0.14286
11 | 77 | 13.9734 | 2.403% |  |  | 0.14286
12 | 78 | 13.9734 | 2.403% |  |  | 0.14286
12 | 79 | 13.9734 | 2.403% |  |  | 0.14286
12 | 80 | 13.9734 | 2.403% |  |  | 0.14286
12 | 81 | 13.9734 | 2.403% |  |  | 0.14286
12 | 82 | 13.9734 | 2.403% |  |  | 0.14286
12 | 83 | 13.9734 | 2.403% |  |  | 0.14286
12 | 84 | 13.9734 | 2.403% |  |  | 0.14286
13 | 85 | 13.9734 | 2.403% |  |  | 0.14286
13 | 86 | 13.9734 | 2.403% |  |  | 0.14286
13 | 87 | 13.9734 | 2.403% |  |  | 0.14286
13 | 88 | 13.9734 | 2.403% |  |  | 0.14286
13 | 89 | 13.9734 | 2.403% |  |  | 0.14286
13 | 90 | 13.9734 | 2.403% |  |  | 0.14286
13 | 91 | 13.9734 | 2.403% |  |  | 0.14286
14 | 92 | 13.9734 | 2.403% |  |  | 0.14286
14 | 93 | 13.9734 | 2.403% |  |  | 0.14286
14 | 94 | 13.9734 | 2.403% |  |  | 0.14286
14 | 95 | 13.9734 | 2.403% |  |  | 0.14286
14 | 96 | 13.9734 | 2.403% |  |  | 0.14286
14 | 97 | 13.9734 | 2.403% |  |  | 0.14286
14 | 98 | 13.9734 | 2.403% |  |  | 0.14286
15 | 99 | 13.9734 | 2.403% |  |  | 0.14286
15 | 100 | 13.9734 | 2.403% |  |  | 0.14286
15 | 101 | 13.9734 | 2.403% |  |  | 0.14286
15 | 102 | 13.9734 | 2.403% |  |  | 0.14286
15 | 103 | 13.9734 | 2.403% |  |  | 0.14286
15 | 104 | 13.9734 | 2.403% |  |  | 0.14286
15 | 105 | 13.9734 | 2.403% |  |  | 0.14286
16 | 106 | 13.9734 | 2.403% |  |  | 0.14286
16 | 107 | 13.9734 | 2.403% |  |  | 0.14286
16 | 108 | 13.9734 | 2.403% |  |  | 0.14286
16 | 109 | 13.9734 | 2.403% |  |  | 0.14286
16 | 110 | 13.9734 | 2.403% |  |  | 0.14286
16 | 111 | 13.9734 | 2.403% |  |  | 0.14286
16 | 112 | 13.9734 | 2.403% |  |  | 0.14286
17 | 113 | 13.9734 | 2.403% |  |  | 0.14286
17 | 114 | 13.9734 | 2.403% |  |  | 0.14286
17 | 115 | 13.9734 | 2.403% |  |  | 0.14286
17 | 116 | 13.9734 | 2.403% |  |  | 0.14286
17 | 117 | 13.9734 | 2.403% |  |  | 0.14286
17 | 118 | 13.9734 | 2.403% |  |  | 0.14286
17 | 119 | 13.9734 | 2.403% |  |  | 0.14286
18 | 120 | 13.9734 | 2.403% |  |  | 0.14286
18 | 121 | 13.9734 | 2.403% |  |  | 0.14286
18 | 122 | 13.9734 | 2.403% |  |  | 0.14286
18 | 123 | 13.9734 | 2.403% |  |  | 0.14286
18 | 124 | 13.9734 | 2.403% |  |  | 0.14286
18 | 125 | 13.9734 | 2.403% |  |  | 0.14286
18 | 126 | 13.9734 | 2.403% |  |  | 0.14286
19 | 127 | 13.9734 | 2.403% |  |  | 0.14286
19 | 128 | 13.9734 | 2.403% |  |  | 0.14286
19 | 129 | 13.9734 | 2.403% |  |  | 0.14286
19 | 130 | 13.9734 | 2.403% |  |  | 0.14286
19 | 131 | 13.9734 | 2.403% |  |  | 0.14286
19 | 132 | 13.9734 | 2.403% |  |  | 0.14286
19 | 133 | 13.9734 | 2.403% |  |  | 0.14286
20 | 134 | 13.9734 | 2.403% |  |  | 0.14286
20 | 135 | 13.9734 | 2.403% |  |  | 0.14286
20 | 136 | 13.9734 | 2.403% |  |  | 0.14286
20 | 137 | 13.9734 | 2.403% |  |  | 0.14286
20 | 138 | 13.9734 | 2.403% |  |  | 0.14286
20 | 139 | 13.9734 | 2.403% |  |  | 0.14286
20 | 140 | 13.9734 | 2.403% |  |  | 0.14286
21 | 141 | 13.9734 | 2.403% |  |  | 0.14286
21 | 142 | 13.9734 | 2.403% |  |  | 0.14286
21 | 143 | 13.9734 | 2.403% |  |  | 0.14286
21 | 144 | 13.9734 | 2.403% |  |  | 0.14286
21 | 145 | 13.9734 | 2.403% |  |  | 0.14286
21 | 146 | 13.9734 | 2.403% |  |  | 0.14286
21 | 147 | 13.9734 | 2.403% |  |  | 0.14286
22 | 148 | 13.9734 | 2.403% |  |  | 0.14286
22 | 149 | 13.9734 | 2.403% |  |  | 0.14286
22 | 150 | 13.9734 | 2.403% |  |  | 0.14286
22 | 151 | 13.9734 | 2.403% |  |  | 0.14286
22 | 152 | 13.9734 | 2.403% |  |  | 0.14286
22 | 153 | 13.9734 | 2.403% |  |  | 0.14286
22 | 154 | 13.9734 | 2.403% |  |  | 0.14286
23 | 155 | 13.9734 | 2.403% |  |  | 0.14286
23 | 156 | 13.9734 | 2.403% |  |  | 0.14286
23 | 157 | 13.9734 | 2.403% |  |  | 0.14286
23 | 158 | 13.9734 | 2.403% |  |  | 0.14286
23 | 159 | 13.9734 | 2.403% |  |  | 0.14286
23 | 160 | 13.9734 | 2.403% |  |  | 0.14286
23 | 161 | 13.9734 | 2.403% |  |  | 0.14286
24 | 162 | 13.9734 | 2.403% |  |  | 0.14286
24 | 163 | 13.9734 | 2.403% |  |  | 0.14286
24 | 164 | 13.9734 | 2.403% |  |  | 0.14286
24 | 165 | 13.9734 | 2.403% |  |  | 0.14286
24 | 166 | 13.9734 | 2.403% |  |  | 0.14286
24 | 167 | 13.9734 | 2.403% |  |  | 0.14286
24 | 168 | 13.9734 | 2.403% |  |  | 0.14286
25 | 169 | 13.9734 | 2.403% |  |  | 0.14286
25 | 170 | 13.9734 | 2.403% |  |  | 0.14286
25 | 171 | 13.9734 | 2.403% |  |  | 0.14286
25 | 172 | 13.9734 | 2.403% |  |  | 0.14286
25 | 173 | 13.9734 | 2.403% |  |  | 0.14286
25 | 174 | 13.9734 | 2.403% |  |  | 0.14286
25 | 175 | 13.9734 | 2.403% |  |  | 0.14286
26 | 176 | 13.9734 | 2.403% |  |  | 0.14286
26 | 177 | 13.9734 | 2.403% |  |  | 0.14286
26 | 178 | 13.9734 | 2.403% |  |  | 0.14286
26 | 179 | 13.9734 | 2.403% |  |  | 0.14286
26 | 180 | 13.9734 | 2.403% |  |  | 0.14286
26 | 181 | 13.9734 | 2.403% |  |  | 0.14286
26 | 182 | 13.9734 | 2.403% |  |  | 0.14286
27 | 183 | 13.9734 | 2.403% |  |  | 0.14286
27 | 184 | 13.9734 | 2.403% |  |  | 0.14286
27 | 185 | 13.9734 | 2.403% |  |  | 0.14286
27 | 186 | 13.9734 | 2.403% |  |  | 0.14286
27 | 187 | 13.9734 | 2.403% |  |  | 0.14286
27 | 188 | 13.9734 | 2.403% |  |  | 0.14286
27 | 189 | 13.9734 | 2.403% |  |  | 0.14286
28 | 190 | 13.9734 | 2.403% |  |  | 0.14286
28 | 191 | 13.9734 | 2.403% |  |  | 0.14286
28 | 192 | 13.9734 | 2.403% |  |  | 0.14286
28 | 193 | 13.9734 | 2.403% |  |  | 0.14286
28 | 194 | 13.9734 | 2.403% |  |  | 0.14286
28 | 195 | 13.9734 | 2.403% |  |  | 0.14286
28 | 196 | 13.9734 | 2.403% |  |  | 0.14286
29 | 197 | 13.9734 | 2.403% |  |  | 0.14286
29 | 198 | 13.9734 | 2.403% |  |  | 0.14286
29 | 199 | 13.9734 | 2.403% |  |  | 0.14286
29 | 200 | 13.9734 | 2.403% |  |  | 0.14286
29 | 201 | 13.9734 | 2.403% |  |  | 0.14286
29 | 202 | 13.9734 | 2.403% |  |  | 0.14286
29 | 203 | 13.9734 | 2.403% |  |  | 0.14286
30 | 204 | 13.9734 | 2.403% |  |  | 0.14286
30 | 205 | 13.9734 | 2.403% |  |  | 0.14286
30 | 206 | 13.9734 | 2.403% |  |  | 0.14286
30 | 207 | 13.9734 | 2.403% |  |  | 0.14286
30 | 208 | 13.9734 | 2.403% |  |  | 0.14286
30 | 209 | 13.9734 | 2.403% |  |  | 0.14286
30 | 210 | 13.9734 | 2.403% |  |  | 0.14286
31 | 211 | 13.9734 | 2.403% |  |  | 0.14286
31 | 212 | 13.9734 | 2.403% |  |  | 0.14286
31 | 213 | 13.9734 | 2.403% |  |  | 0.14286
31 | 214 | 13.9734 | 2.403% |  |  | 0.14286
31 | 215 | 13.9734 | 2.403% |  |  | 0.14286
31 | 216 | 13.9734 | 2.403% |  |  | 0.14286
31 | 217 | 13.9734 | 2.403% |  |  | 0.14286
32 | 218 | 13.9734 | 2.403% |  |  | 0.14286
32 | 219 | 13.9734 | 2.403% |  |  | 0.14286
32 | 220 | 13.9734 | 2.403% |  |  | 0.14286
32 | 221 | 13.9734 | 2.403% |  |  | 0.14286
32 | 222 | 13.9734 | 2.403% |  |  | 0.14286
32 | 223 | 13.9734 | 2.403% |  |  | 0.14286
32 | 224 | 13.9734 | 2.403% |  |  | 0.14286
33 | 225 | 13.9734 | 2.403% |  |  | 0.14286
33 | 226 | 13.9734 | 2.403% |  |  | 0.14286
33 | 227 | 13.9734 | 2.403% |  |  | 0.14286
33 | 228 | 13.9734 | 2.403% |  |  | 0.14286
33 | 229 | 13.9734 | 2.403% |  |  | 0.14286
33 | 230 | 13.9734 | 2.403% |  |  | 0.14286
33 | 231 | 13.9734 | 2.403% |  |  | 0.14286
34 | 232 | 13.9734 | 2.403% |  |  | 0.14286
34 | 233 | 13.9734 | 2.403% |  |  | 0.14286
34 | 234 | 13.9734 | 2.403% |  |  | 0.14286
34 | 235 | 13.9734 | 2.403% |  |  | 0.14286
34 | 236 | 13.9734 | 2.403% |  |  | 0.14286
34 | 237 | 13.9734 | 2.403% |  |  | 0.14286
34 | 238 | 13.9734 | 2.403% |  |  | 0.14286
35 | 239 | 13.9734 | 2.403% |  |  | 0.14286
35 | 240 | 13.9734 | 2.403% |  |  | 0.14286
35 | 241 | 13.9734 | 2.403% |  |  | 0.14286
35 | 242 | 13.9734 | 2.403% |  |  | 0.14286
35 | 243 | 13.9734 | 2.403% |  |  | 0.14286
35 | 244 | 13.9734 | 2.403% |  |  | 0.14286
35 | 245 | 13.9734 | 2.403% |  |  | 0.14286
36 | 246 | 13.9734 | 2.403% |  |  | 0.14286
36 | 247 | 13.9734 | 2.403% |  |  | 0.14286
36 | 248 | 13.9734 | 2.403% |  |  | 0.14286
36 | 249 | 13.9734 | 2.403% |  |  | 0.14286
36 | 250 | 13.9734 | 2.403% |  |  | 0.14286
36 | 251 | 13.9734 | 2.403% |  |  | 0.14286
36 | 252 | 13.9734 | 2.403% |  |  | 0.14286
37 | 253 | 13.9734 | 2.403% |  |  | 0.14286
37 | 254 | 13.9734 | 2.403% |  |  | 0.14286
37 | 255 | 13.9734 | 2.403% |  |  | 0.14286
37 | 256 | 13.9734 | 2.403% |  |  | 0.14286
37 | 257 | 13.9734 | 2.403% |  |  | 0.14286
37 | 258 | 13.9734 | 2.403% |  |  | 0.14286
37 | 259 | 13.9734 | 2.403% |  |  | 0.14286
38 | 260 | 13.9734 | 2.403% |  |  | 0.14286
38 | 261 | 13.9734 | 2.403% |  |  | 0.14286
38 | 262 | 13.9734 | 2.403% |  |  | 0.14286
38 | 263 | 13.9734 | 2.403% |  |  | 0.14286
38 | 264 | 13.9734 | 2.403% |  |  | 0.14286
38 | 265 | 13.9734 | 2.403% |  |  | 0.14286
38 | 266 | 13.9734 | 2.403% |  |  | 0.14286
39 | 267 | 13.9734 | 2.403% |  |  | 0.14286
39 | 268 | 13.9734 | 2.403% |  |  | 0.14286
39 | 269 | 13.9734 | 2.403% |  |  | 0.14286
39 | 270 | 13.9734 | 2.403% |  |  | 0.14286
39 | 271 | 13.9734 | 2.403% |  |  | 0.14286
39 | 272 | 13.9734 | 2.403% |  |  | 0.14286
39 | 273 | 13.9734 | 2.403% |  |  | 0.14286
40 | 274 | 13.9734 | 2.403% |  |  | 0.14286
40 | 275 | 13.9734 | 2.403% |  |  | 0.14286
40 | 276 | 13.9734 | 2.403% |  |  | 0.14286
40 | 277 | 13.9734 | 2.403% |  |  | 0.14286
40 | 278 | 13.9734 | 2.403% |  |  | 0.14286
40 | 279 | 13.9734 | 2.403% |  |  | 0.14286
40 | 280 | 13.9734 | 2.403% |  |  | 0.14286
41 | 281 | 13.9734 | 2.403% |  |  | 0.14286
41 | 282 | 13.9734 | 2.403% |  |  | 0.14286
41 | 283 | 13.9734 | 2.403% |  |  | 0.14286
41 | 284 | 13.9734 | 2.403% |  |  | 0.14286
41 | 285 | 13.9734 | 2.403% |  |  | 0.14286
41 | 286 | 13.9734 | 2.403% |  |  | 0.14286
41 | 287 | 13.9734 | 2.403% |  |  | 0.14286
42 | 288 | 13.9734 | 2.403% |  |  | 0.14286
42 | 289 | 13.9734 | 2.403% |  |  | 0.14286
42 | 290 | 13.9734 | 2.403% |  |  | 0.14286
42 | 291 | 13.9734 | 2.403% |  |  | 0.14286
42 | 292 | 13.9734 | 2.403% |  |  | 0.14286
42 | 293 | 13.9734 | 2.403% |  |  | 0.14286
42 | 294 | 13.9734 | 2.403% |  |  | 0.14286
43 | 295 | 13.9734 | 2.403% |  |  | 0.14286
43 | 296 | 13.9734 | 2.403% |  |  | 0.14286
43 | 297 | 13.9734 | 2.403% |  |  | 0.14286
43 | 298 | 13.9734 | 2.403% |  |  | 0.14286
43 | 299 | 13.9734 | 2.403% |  |  | 0.14286
43 | 300 | 13.9734 | 2.403% |  |  | 0.14286
43 | 301 | 13.9734 | 2.403% |  |  | 0.14286
44 | 302 | 13.9734 | 2.403% |  |  | 0.14286
44 | 303 | 13.9734 | 2.403% |  |  | 0.14286
44 | 304 | 13.9734 | 2.403% |  |  | 0.14286
44 | 305 | 13.9734 | 2.403% |  |  | 0.14286
44 | 306 | 13.9734 | 2.403% |  |  | 0.14286
44 | 307 | 13.9734 | 2.403% |  |  | 0.14286
44 | 308 | 13.9734 | 2.403% |  |  | 0.14286
45 | 309 | 13.9734 | 2.403% |  |  | 0.14286
45 | 310 | 13.9734 | 2.403% |  |  | 0.14286
45 | 311 | 13.9734 | 2.403% |  |  | 0.14286
45 | 312 | 13.9734 | 2.403% |  |  | 0.14286
45 | 313 | 13.9734 | 2.403% |  |  | 0.14286
45 | 314 | 13.9734 | 2.403% |  |  | 0.14286
45 | 315 | 13.9734 | 2.403% |  |  | 0.14286
46 | 316 | 13.9734 | 2.403% |  |  | 0.14286
46 | 317 | 13.9734 | 2.403% |  |  | 0.14286
46 | 318 | 13.9734 | 2.403% |  |  | 0.14286
46 | 319 | 13.9734 | 2.403% |  |  | 0.14286
46 | 320 | 13.9734 | 2.403% |  |  | 0.14286
46 | 321 | 13.9734 | 2.403% |  |  | 0.14286
46 | 322 | 13.9734 | 2.403% |  |  | 0.14286
47 | 323 | 13.9734 | 2.403% |  |  | 0.14286
47 | 324 | 13.9734 | 2.403% |  |  | 0.14286
47 | 325 | 13.9734 | 2.403% |  |  | 0.14286
47 | 326 | 13.9734 | 2.403% |  |  | 0.14286
47 | 327 | 13.9734 | 2.403% |  |  | 0.14286
47 | 328 | 13.9734 | 2.403% |  |  | 0.14286
47 | 329 | 13.9734 | 2.403% |  |  | 0.14286
48 | 330 | 13.9734 | 2.403% |  |  | 0.14286
48 | 331 | 13.9734 | 2.403% |  |  | 0.14286
48 | 332 | 13.9734 | 2.403% |  |  | 0.14286
48 | 333 | 13.9734 | 2.403% |  |  | 0.14286
48 | 334 | 13.9734 | 2.403% |  |  | 0.14286
48 | 335 | 13.9734 | 2.403% |  |  | 0.14286
48 | 336 | 13.9734 | 2.403% |  |  | 0.14286
49 | 337 | 13.9734 | 2.403% |  |  | 0.14286
49 | 338 | 13.9734 | 2.403% |  |  | 0.14286
49 | 339 | 13.9734 | 2.403% |  |  | 0.14286
49 | 340 | 13.9734 | 2.403% |  |  | 0.14286
49 | 341 | 13.9734 | 2.403% |  |  | 0.14286
49 | 342 | 13.9734 | 2.403% |  |  | 0.14286
49 | 343 | 13.9734 | 2.403% |  |  | 0.14286
50 | 344 | 13.9734 | 2.403% |  |  | 0.14286
50 | 345 | 13.9734 | 2.403% |  |  | 0.14286
50 | 346 | 13.9734 | 2.403% |  |  | 0.14286
50 | 347 | 13.9734 | 2.403% |  |  | 0.14286
50 | 348 | 13.9734 | 2.403% |  |  | 0.14286
50 | 349 | 13.9734 | 2.403% |  |  | 0.14286
50 | 350 | 13.9734 | 2.403% |  |  | 0.14286
51 | 351 | 13.9734 | 2.403% |  |  | 0.14286
51 | 352 | 13.9734 | 2.403% |  |  | 0.14286
51 | 353 | 13.9734 | 2.403% |  |  | 0.14286
51 | 354 | 13.9734 | 2.403% |  |  | 0.14286
51 | 355 | 13.9734 | 2.403% |  |  | 0.14286
51 | 356 | 13.9734 | 2.403% |  |  | 0.14286
51 | 357 | 13.9734 | 2.403% |  |  | 0.14286
52 | 358 | 13.9734 | 2.403% |  |  | 0.14286
52 | 359 | 13.9734 | 2.403% |  |  | 0.14286
52 | 360 | 13.9734 | 2.403% |  |  | 0.14286
52 | 361 | 13.9734 | 2.403% |  |  | 0.14286
52 | 362 | 13.9734 | 2.403% |  |  | 0.14286
52 | 363 | 13.9734 | 2.403% |  |  | 0.14286
52 | 364 | 13.9734 | 2.403% |  |  | 0.14286
53 | 365 | 13.9734 | 2.403% |  |  | 0.14286
© World Health Organization 2021. Some rights reserved. This work is available under the CC BY-NC-SA 3.0 IGO licence.
WHO reference number: WHO/2019-nCoV/Tools/Essential_forecasting/2021.1

## Manual Imperial Import Instruc.
In the event that the outputs from Imperial College's SEIR model are available but unable to be automatically imported to the ESFT, follow the below steps to manually import the model outputs.
1) Navigate to and download the model outputs.
2) Windows Users: Copy the pathway to the downloaded file and paste in the appropriate cell. Mac and Non-Windows Users: Copy the data and paste into the appropriate table shell.
3) Check the box at the bottom of this sheet to use the imported data.
Step 1: Navigate to and download the model outputs.
Model outputs are available for the selected country at the below linked Github repository maintained by the Imperial College team.
https://raw.githubusercontent.com/mrc-ide/global-lmic-reports/master/AFG/projections.csv
Selected Country: Afghanistan
Selected Country ISO3C: AFG
Follow the above link. You should be taken to a page similar to the screenshot on the right. Save the data as a csv [Chrome users: Right click anywhere on the page and select 'Save As' and save as file type "Microsoft Excel Comma Separated Value Files".].
Step 2: Windows Users: Copy the pathway to the downloaded file and paste in the appropriate cell. | Step 2: Mac and Non-Windows Users: Copy the data and paste into the appropriate table shell.
(A) Navigate to the folder where you saved the downloaded file. Copy the file pathway including the file name and paste in the yellow cell below. | Open the downloaded file in Excel, select all of the data, copy it and paste it into the table shell in the 'Country Imperial Manual Import' tab.
[Note: After pasting the data, return to this tab and continue to Step 3 if data has been successfully imported]
(B) Navigate to the Manual Import table shell in the 'Country Imperial Manual Import' tab. Select cell A1, then, under 'Data' in the Menu bar, click the down arrow to view refresh options and select 'Refresh' to import your data. | [Click here to navigate to the 'Country Imperial Manual Import' tab]
Step 3: If data were successfully imported, check the box below
[Data successfully imported.]
If the data were imported successfully, check the below checkbox to use the manually imported data. If the data was not imported successfully, simply open the downloaded file in Excel, select all of the data, copy it and paste it into the table shell in the 'Country Imperial Manual Import' tab. When complete, check the below checkbox to use the manually imported data.
[Click here to return to User Dashboard]
TRUE
1
© World Health Organization 2021. Some rights reserved. This work is available under the CC BY-NC-SA 3.0 IGO licence.
WHO reference number: WHO/2019-nCoV/Tools/Essential_forecasting/2021.1
Use the manually imported Imperial SEIR data

## Country Imperial Manual Import
date | compartment | y_025 | y_25 | y_median | y_mean | y_75 | y_975 | scenario | country | iso3c | report_date | version | death_calibrated
2020-02-14 | hospital_demand |  |  |  | 0 |  |  | Additional 50% Reduction | Afghanistan | AFG | 2022-01-04 |  | FALSE
2020-02-14 | ICU_demand |  |  |  | 0 |  |  | Additional 50% Reduction | Afghanistan | AFG |  |  | FALSE
2020-02-14 | infections |  |  |  | 0 |  |  | Additional 50% Reduction | Afghanistan | AFG |  |  | FALSE
2020-02-14 | hospital_incidence |  |  |  | 0 |  |  | Additional 50% Reduction | Afghanistan | AFG |  |  | FALSE
2020-02-14 | ICU_incidence |  |  |  | 0 |  |  | Additional 50% Reduction | Afghanistan | AFG |  |  | FALSE
2020-02-14 | cumulative_infections |  |  |  | 0 |  |  | Additional 50% Reduction | Afghanistan | AFG |  |  | FALSE
2020-02-14 | hospital_demand |  |  |  | 0 |  |  | Maintain Status Quo | Afghanistan | AFG |  |  | FALSE
2020-02-14 | ICU_demand |  |  |  | 0 |  |  | Maintain Status Quo | Afghanistan | AFG |  |  | FALSE
2020-02-14 | infections |  |  |  | 0 |  |  | Maintain Status Quo | Afghanistan | AFG |  |  | FALSE
2020-02-14 | hospital_incidence |  |  |  | 0 |  |  | Maintain Status Quo | Afghanistan | AFG |  |  | FALSE
2020-02-14 | ICU_incidence |  |  |  | 0 |  |  | Maintain Status Quo | Afghanistan | AFG |  |  | FALSE
2020-02-14 | cumulative_infections |  |  |  | 0 |  |  | Maintain Status Quo | Afghanistan | AFG |  |  | FALSE
2020-02-14 | hospital_demand |  |  |  | 0 |  |  | Relax Interventions 50% | Afghanistan | AFG |  |  | FALSE
2020-02-14 | ICU_demand |  |  |  | 0 |  |  | Relax Interventions 50% | Afghanistan | AFG |  |  | FALSE
2020-02-14 | infections |  |  |  | 0 |  |  | Relax Interventions 50% | Afghanistan | AFG |  |  | FALSE
2020-02-14 | hospital_incidence |  |  |  | 0 |  |  | Relax Interventions 50% | Afghanistan | AFG |  |  | FALSE
2020-02-14 | ICU_incidence |  |  |  | 0 |  |  | Relax Interventions 50% | Afghanistan | AFG |  |  | FALSE
2020-02-14 | cumulative_infections |  |  |  | 0 |  |  | Relax Interventions 50% | Afghanistan | AFG |  |  | FALSE
2020-02-15 | hospital_demand |  |  |  | 0 |  |  | Additional 50% Reduction | Afghanistan | AFG |  |  | FALSE
2020-02-15 | ICU_demand |  |  |  | 0 |  |  | Additional 50% Reduction | Afghanistan | AFG |  |  | FALSE
2020-02-15 | infections |  |  |  | 27.01 |  |  | Additional 50% Reduction | Afghanistan | AFG |  |  | FALSE
2020-02-15 | hospital_incidence |  |  |  | 0.01 |  |  | Additional 50% Reduction | Afghanistan | AFG |  |  | FALSE
2020-02-15 | ICU_incidence |  |  |  | 0 |  |  | Additional 50% Reduction | Afghanistan | AFG |  |  | FALSE
2020-02-15 | cumulative_infections |  |  |  | 27.01 |  |  | Additional 50% Reduction | Afghanistan | AFG |  |  | FALSE
2020-02-15 | hospital_demand |  |  |  | 0 |  |  | Maintain Status Quo | Afghanistan | AFG |  |  | FALSE
2020-02-15 | ICU_demand |  |  |  | 0 |  |  | Maintain Status Quo | Afghanistan | AFG |  |  | FALSE
2020-02-15 | infections |  |  |  | 27.01 |  |  | Maintain Status Quo | Afghanistan | AFG |  |  | FALSE
2020-02-15 | hospital_incidence |  |  |  | 0.01 |  |  | Maintain Status Quo | Afghanistan | AFG |  |  | FALSE
2020-02-15 | ICU_incidence |  |  |  | 0 |  |  | Maintain Status Quo | Afghanistan | AFG |  |  | FALSE
2020-02-15 | cumulative_infections |  |  |  | 27.01 |  |  | Maintain Status Quo | Afghanistan | AFG |  |  | FALSE
2020-02-15 | hospital_demand |  |  |  | 0 |  |  | Relax Interventions 50% | Afghanistan | AFG |  |  | FALSE
2020-02-15 | ICU_demand |  |  |  | 0 |  |  | Relax Interventions 50% | Afghanistan | AFG |  |  | FALSE
2020-02-15 | infections |  |  |  | 27.01 |  |  | Relax Interventions 50% | Afghanistan | AFG |  |  | FALSE
2020-02-15 | hospital_incidence |  |  |  | 0.01 |  |  | Relax Interventions 50% | Afghanistan | AFG |  |  | FALSE
2020-02-15 | ICU_incidence |  |  |  | 0 |  |  | Relax Interventions 50% | Afghanistan | AFG |  |  | FALSE
2020-02-15 | cumulative_infections |  |  |  | 27.01 |  |  | Relax Interventions 50% | Afghanistan | AFG |  |  | FALSE
2020-02-16 | hospital_demand |  |  |  | 0.02 |  |  | Additional 50% Reduction | Afghanistan | AFG |  |  | FALSE
2020-02-16 | ICU_demand |  |  |  | 0.01 |  |  | Additional 50% Reduction | Afghanistan | AFG |  |  | FALSE
2020-02-16 | infections |  |  |  | 37.85 |  |  | Additional 50% Reduction | Afghanistan | AFG |  |  | FALSE
2020-02-16 | hospital_incidence |  |  |  | 0.03 |  |  | Additional 50% Reduction | Afghanistan | AFG |  |  | FALSE
2020-02-16 | ICU_incidence |  |  |  | 0.02 |  |  | Additional 50% Reduction | Afghanistan | AFG |  |  | FALSE
2020-02-16 | cumulative_infections |  |  |  | 64.86 |  |  | Additional 50% Reduction | Afghanistan | AFG |  |  | FALSE
2020-02-16 | hospital_demand |  |  |  | 0.02 |  |  | Maintain Status Quo | Afghanistan | AFG |  |  | FALSE
2020-02-16 | ICU_demand |  |  |  | 0.01 |  |  | Maintain Status Quo | Afghanistan | AFG |  |  | FALSE
2020-02-16 | infections |  |  |  | 37.85 |  |  | Maintain Status Quo | Afghanistan | AFG |  |  | FALSE
2020-02-16 | hospital_incidence |  |  |  | 0.03 |  |  | Maintain Status Quo | Afghanistan | AFG |  |  | FALSE
2020-02-16 | ICU_incidence |  |  |  | 0.02 |  |  | Maintain Status Quo | Afghanistan | AFG |  |  | FALSE
2020-02-16 | cumulative_infections |  |  |  | 64.86 |  |  | Maintain Status Quo | Afghanistan | AFG |  |  | FALSE
2020-02-16 | hospital_demand |  |  |  | 0.02 |  |  | Relax Interventions 50% | Afghanistan | AFG |  |  | FALSE
2020-02-16 | ICU_demand |  |  |  | 0.01 |  |  | Relax Interventions 50% | Afghanistan | AFG |  |  | FALSE
2020-02-16 | infections |  |  |  | 37.85 |  |  | Relax Interventions 50% | Afghanistan | AFG |  |  | FALSE
2020-02-16 | hospital_incidence |  |  |  | 0.03 |  |  | Relax Interventions 50% | Afghanistan | AFG |  |  | FALSE
2020-02-16 | ICU_incidence |  |  |  | 0.02 |  |  | Relax Interventions 50% | Afghanistan | AFG |  |  | FALSE
2020-02-16 | cumulative_infections |  |  |  | 64.86 |  |  | Relax Interventions 50% | Afghanistan | AFG |  |  | FALSE
2020-02-17 | hospital_demand |  |  |  | 0.07 |  |  | Additional 50% Reduction | Afghanistan | AFG |  |  | FALSE
2020-02-17 | ICU_demand |  |  |  | 0.03 |  |  | Additional 50% Reduction | Afghanistan | AFG |  |  | FALSE
2020-02-17 | infections |  |  |  | 44.53 |  |  | Additional 50% Reduction | Afghanistan | AFG |  |  | FALSE
2020-02-17 | hospital_incidence |  |  |  | 0.08 |  |  | Additional 50% Reduction | Afghanistan | AFG |  |  | FALSE
2020-02-17 | ICU_incidence |  |  |  | 0.03 |  |  | Additional 50% Reduction | Afghanistan | AFG |  |  | FALSE
2020-02-17 | cumulative_infections |  |  |  | 109.39 |  |  | Additional 50% Reduction | Afghanistan | AFG |  |  | FALSE
2020-02-17 | hospital_demand |  |  |  | 0.07 |  |  | Maintain Status Quo | Afghanistan | AFG |  |  | FALSE
2020-02-17 | ICU_demand |  |  |  | 0.03 |  |  | Maintain Status Quo | Afghanistan | AFG |  |  | FALSE
2020-02-17 | infections |  |  |  | 44.53 |  |  | Maintain Status Quo | Afghanistan | AFG |  |  | FALSE
2020-02-17 | hospital_incidence |  |  |  | 0.08 |  |  | Maintain Status Quo | Afghanistan | AFG |  |  | FALSE
2020-02-17 | ICU_incidence |  |  |  | 0.03 |  |  | Maintain Status Quo | Afghanistan | AFG |  |  | FALSE
2020-02-17 | cumulative_infections |  |  |  | 109.39 |  |  | Maintain Status Quo | Afghanistan | AFG |  |  | FALSE
2020-02-17 | hospital_demand |  |  |  | 0.07 |  |  | Relax Interventions 50% | Afghanistan | AFG |  |  | FALSE
2020-02-17 | ICU_demand |  |  |  | 0.03 |  |  | Relax Interventions 50% | Afghanistan | AFG |  |  | FALSE
2020-02-17 | infections |  |  |  | 44.53 |  |  | Relax Interventions 50% | Afghanistan | AFG |  |  | FALSE
2020-02-17 | hospital_incidence |  |  |  | 0.08 |  |  | Relax Interventions 50% | Afghanistan | AFG |  |  | FALSE
2020-02-17 | ICU_incidence |  |  |  | 0.03 |  |  | Relax Interventions 50% | Afghanistan | AFG |  |  | FALSE
2020-02-17 | cumulative_infections |  |  |  | 109.39 |  |  | Relax Interventions 50% | Afghanistan | AFG |  |  | FALSE
2020-02-18 | hospital_demand |  |  |  | 0.17 |  |  | Additional 50% Reduction | Afghanistan | AFG |  |  | FALSE
2020-02-18 | ICU_demand |  |  |  | 0.08 |  |  | Additional 50% Reduction | Afghanistan | AFG |  |  | FALSE
2020-02-18 | infections |  |  |  | 52.4 |  |  | Additional 50% Reduction | Afghanistan | AFG |  |  | FALSE
2020-02-18 | hospital_incidence |  |  |  | 0.13 |  |  | Additional 50% Reduction | Afghanistan | AFG |  |  | FALSE
2020-02-18 | ICU_incidence |  |  |  | 0.06 |  |  | Additional 50% Reduction | Afghanistan | AFG |  |  | FALSE
2020-02-18 | cumulative_infections |  |  |  | 161.79 |  |  | Additional 50% Reduction | Afghanistan | AFG |  |  | FALSE
2020-02-18 | hospital_demand |  |  |  | 0.17 |  |  | Maintain Status Quo | Afghanistan | AFG |  |  | FALSE
2020-02-18 | ICU_demand |  |  |  | 0.08 |  |  | Maintain Status Quo | Afghanistan | AFG |  |  | FALSE
2020-02-18 | infections |  |  |  | 52.4 |  |  | Maintain Status Quo | Afghanistan | AFG |  |  | FALSE
2020-02-18 | hospital_incidence |  |  |  | 0.13 |  |  | Maintain Status Quo | Afghanistan | AFG |  |  | FALSE
2020-02-18 | ICU_incidence |  |  |  | 0.06 |  |  | Maintain Status Quo | Afghanistan | AFG |  |  | FALSE
2020-02-18 | cumulative_infections |  |  |  | 161.79 |  |  | Maintain Status Quo | Afghanistan | AFG |  |  | FALSE
2020-02-18 | hospital_demand |  |  |  | 0.17 |  |  | Relax Interventions 50% | Afghanistan | AFG |  |  | FALSE
2020-02-18 | ICU_demand |  |  |  | 0.08 |  |  | Relax Interventions 50% | Afghanistan | AFG |  |  | FALSE
2020-02-18 | infections |  |  |  | 52.4 |  |  | Relax Interventions 50% | Afghanistan | AFG |  |  | FALSE
2020-02-18 | hospital_incidence |  |  |  | 0.13 |  |  | Relax Interventions 50% | Afghanistan | AFG |  |  | FALSE
2020-02-18 | ICU_incidence |  |  |  | 0.06 |  |  | Relax Interventions 50% | Afghanistan | AFG |  |  | FALSE
2020-02-18 | cumulative_infections |  |  |  | 161.79 |  |  | Relax Interventions 50% | Afghanistan | AFG |  |  | FALSE
2020-02-19 | hospital_demand |  |  |  | 0.33 |  |  | Additional 50% Reduction | Afghanistan | AFG |  |  | FALSE
2020-02-19 | ICU_demand |  |  |  | 0.15 |  |  | Additional 50% Reduction | Afghanistan | AFG |  |  | FALSE
2020-02-19 | infections |  |  |  | 63.32 |  |  | Additional 50% Reduction | Afghanistan | AFG |  |  | FALSE
2020-02-19 | hospital_incidence |  |  |  | 0.19 |  |  | Additional 50% Reduction | Afghanistan | AFG |  |  | FALSE
2020-02-19 | ICU_incidence |  |  |  | 0.08 |  |  | Additional 50% Reduction | Afghanistan | AFG |  |  | FALSE
2020-02-19 | cumulative_infections |  |  |  | 225.11 |  |  | Additional 50% Reduction | Afghanistan | AFG |  |  | FALSE
2020-02-19 | hospital_demand |  |  |  | 0.33 |  |  | Maintain Status Quo | Afghanistan | AFG |  |  | FALSE
2020-02-19 | ICU_demand |  |  |  | 0.15 |  |  | Maintain Status Quo | Afghanistan | AFG |  |  | FALSE
2020-02-19 | infections |  |  |  | 63.32 |  |  | Maintain Status Quo | Afghanistan | AFG |  |  | FALSE
2020-02-19 | hospital_incidence |  |  |  | 0.19 |  |  | Maintain Status Quo | Afghanistan | AFG |  |  | FALSE
2020-02-19 | ICU_incidence |  |  |  | 0.08 |  |  | Maintain Status Quo | Afghanistan | AFG |  |  | FALSE
2020-02-19 | cumulative_infections |  |  |  | 225.11 |  |  | Maintain Status Quo | Afghanistan | AFG |  |  | FALSE
2020-02-19 | hospital_demand |  |  |  | 0.33 |  |  | Relax Interventions 50% | Afghanistan | AFG |  |  | FALSE
2020-02-19 | ICU_demand |  |  |  | 0.15 |  |  | Relax Interventions 50% | Afghanistan | AFG |  |  | FALSE
2020-02-19 | infections |  |  |  | 63.32 |  |  | Relax Interventions 50% | Afghanistan | AFG |  |  | FALSE
2020-02-19 | hospital_incidence |  |  |  | 0.19 |  |  | Relax Interventions 50% | Afghanistan | AFG |  |  | FALSE
2020-02-19 | ICU_incidence |  |  |  | 0.08 |  |  | Relax Interventions 50% | Afghanistan | AFG |  |  | FALSE
2020-02-19 | cumulative_infections |  |  |  | 225.11 |  |  | Relax Interventions 50% | Afghanistan | AFG |  |  | FALSE
2020-02-20 | hospital_demand |  |  |  | 0.53 |  |  | Additional 50% Reduction | Afghanistan | AFG |  |  | FALSE
2020-02-20 | ICU_demand |  |  |  | 0.24 |  |  | Additional 50% Reduction | Afghanistan | AFG |  |  | FALSE
2020-02-20 | infections |  |  |  | 77.9 |  |  | Additional 50% Reduction | Afghanistan | AFG |  |  | FALSE
2020-02-20 | hospital_incidence |  |  |  | 0.26 |  |  | Additional 50% Reduction | Afghanistan | AFG |  |  | FALSE
2020-02-20 | ICU_incidence |  |  |  | 0.11 |  |  | Additional 50% Reduction | Afghanistan | AFG |  |  | FALSE
2020-02-20 | cumulative_infections |  |  |  | 303 |  |  | Additional 50% Reduction | Afghanistan | AFG |  |  | FALSE
2020-02-20 | hospital_demand |  |  |  | 0.53 |  |  | Maintain Status Quo | Afghanistan | AFG |  |  | FALSE
2020-02-20 | ICU_demand |  |  |  | 0.24 |  |  | Maintain Status Quo | Afghanistan | AFG |  |  | FALSE
2020-02-20 | infections |  |  |  | 77.9 |  |  | Maintain Status Quo | Afghanistan | AFG |  |  | FALSE
2020-02-20 | hospital_incidence |  |  |  | 0.26 |  |  | Maintain Status Quo | Afghanistan | AFG |  |  | FALSE
2020-02-20 | ICU_incidence |  |  |  | 0.11 |  |  | Maintain Status Quo | Afghanistan | AFG |  |  | FALSE
2020-02-20 | cumulative_infections |  |  |  | 303 |  |  | Maintain Status Quo | Afghanistan | AFG |  |  | FALSE
2020-02-20 | hospital_demand |  |  |  | 0.53 |  |  | Relax Interventions 50% | Afghanistan | AFG |  |  | FALSE
2020-02-20 | ICU_demand |  |  |  | 0.24 |  |  | Relax Interventions 50% | Afghanistan | AFG |  |  | FALSE
2020-02-20 | infections |  |  |  | 77.9 |  |  | Relax Interventions 50% | Afghanistan | AFG |  |  | FALSE
2020-02-20 | hospital_incidence |  |  |  | 0.26 |  |  | Relax Interventions 50% | Afghanistan | AFG |  |  | FALSE
2020-02-20 | ICU_incidence |  |  |  | 0.11 |  |  | Relax Interventions 50% | Afghanistan | AFG |  |  | FALSE
2020-02-20 | cumulative_infections |  |  |  | 303 |  |  | Relax Interventions 50% | Afghanistan | AFG |  |  | FALSE
2020-02-21 | hospital_demand |  |  |  | 0.8 |  |  | Additional 50% Reduction | Afghanistan | AFG |  |  | FALSE
2020-02-21 | ICU_demand |  |  |  | 0.36 |  |  | Additional 50% Reduction | Afghanistan | AFG |  |  | FALSE
2020-02-21 | infections |  |  |  | 96.63 |  |  | Additional 50% Reduction | Afghanistan | AFG |  |  | FALSE
2020-02-21 | hospital_incidence |  |  |  | 0.35 |  |  | Additional 50% Reduction | Afghanistan | AFG |  |  | FALSE
2020-02-21 | ICU_incidence |  |  |  | 0.14 |  |  | Additional 50% Reduction | Afghanistan | AFG |  |  | FALSE
2020-02-21 | cumulative_infections |  |  |  | 399.64 |  |  | Additional 50% Reduction | Afghanistan | AFG |  |  | FALSE
2020-02-21 | hospital_demand |  |  |  | 0.8 |  |  | Maintain Status Quo | Afghanistan | AFG |  |  | FALSE
2020-02-21 | ICU_demand |  |  |  | 0.36 |  |  | Maintain Status Quo | Afghanistan | AFG |  |  | FALSE
2020-02-21 | infections |  |  |  | 96.63 |  |  | Maintain Status Quo | Afghanistan | AFG |  |  | FALSE
2020-02-21 | hospital_incidence |  |  |  | 0.35 |  |  | Maintain Status Quo | Afghanistan | AFG |  |  | FALSE
2020-02-21 | ICU_incidence |  |  |  | 0.14 |  |  | Maintain Status Quo | Afghanistan | AFG |  |  | FALSE
2020-02-21 | cumulative_infections |  |  |  | 399.64 |  |  | Maintain Status Quo | Afghanistan | AFG |  |  | FALSE
2020-02-21 | hospital_demand |  |  |  | 0.8 |  |  | Relax Interventions 50% | Afghanistan | AFG |  |  | FALSE
2020-02-21 | ICU_demand |  |  |  | 0.36 |  |  | Relax Interventions 50% | Afghanistan | AFG |  |  | FALSE
2020-02-21 | infections |  |  |  | 96.63 |  |  | Relax Interventions 50% | Afghanistan | AFG |  |  | FALSE
2020-02-21 | hospital_incidence |  |  |  | 0.35 |  |  | Relax Interventions 50% | Afghanistan | AFG |  |  | FALSE
2020-02-21 | ICU_incidence |  |  |  | 0.14 |  |  | Relax Interventions 50% | Afghanistan | AFG |  |  | FALSE
2020-02-21 | cumulative_infections |  |  |  | 399.64 |  |  | Relax Interventions 50% | Afghanistan | AFG |  |  | FALSE
2020-02-22 | hospital_demand |  |  |  | 1.15 |  |  | Additional 50% Reduction | Afghanistan | AFG |  |  | FALSE
2020-02-22 | ICU_demand |  |  |  | 0.5 |  |  | Additional 50% Reduction | Afghanistan | AFG |  |  | FALSE
2020-02-22 | infections |  |  |  | 120.27 |  |  | Additional 50% Reduction | Afghanistan | AFG |  |  | FALSE
2020-02-22 | hospital_incidence |  |  |  | 0.45 |  |  | Additional 50% Reduction | Afghanistan | AFG |  |  | FALSE
2020-02-22 | ICU_incidence |  |  |  | 0.18 |  |  | Additional 50% Reduction | Afghanistan | AFG |  |  | FALSE
2020-02-22 | cumulative_infections |  |  |  | 519.91 |  |  | Additional 50% Reduction | Afghanistan | AFG |  |  | FALSE
2020-02-22 | hospital_demand |  |  |  | 1.15 |  |  | Maintain Status Quo | Afghanistan | AFG |  |  | FALSE
2020-02-22 | ICU_demand |  |  |  | 0.5 |  |  | Maintain Status Quo | Afghanistan | AFG |  |  | FALSE
2020-02-22 | infections |  |  |  | 120.27 |  |  | Maintain Status Quo | Afghanistan | AFG |  |  | FALSE
2020-02-22 | hospital_incidence |  |  |  | 0.45 |  |  | Maintain Status Quo | Afghanistan | AFG |  |  | FALSE
2020-02-22 | ICU_incidence |  |  |  | 0.18 |  |  | Maintain Status Quo | Afghanistan | AFG |  |  | FALSE
2020-02-22 | cumulative_infections |  |  |  | 519.91 |  |  | Maintain Status Quo | Afghanistan | AFG |  |  | FALSE
2020-02-22 | hospital_demand |  |  |  | 1.15 |  |  | Relax Interventions 50% | Afghanistan | AFG |  |  | FALSE
2020-02-22 | ICU_demand |  |  |  | 0.5 |  |  | Relax Interventions 50% | Afghanistan | AFG |  |  | FALSE
2020-02-22 | infections |  |  |  | 120.27 |  |  | Relax Interventions 50% | Afghanistan | AFG |  |  | FALSE
2020-02-22 | hospital_incidence |  |  |  | 0.45 |  |  | Relax Interventions 50% | Afghanistan | AFG |  |  | FALSE
2020-02-22 | ICU_incidence |  |  |  | 0.18 |  |  | Relax Interventions 50% | Afghanistan | AFG |  |  | FALSE
2020-02-22 | cumulative_infections |  |  |  | 519.91 |  |  | Relax Interventions 50% | Afghanistan | AFG |  |  | FALSE
2020-02-23 | hospital_demand |  |  |  | 1.57 |  |  | Additional 50% Reduction | Afghanistan | AFG |  |  | FALSE
2020-02-23 | ICU_demand |  |  |  | 0.68 |  |  | Additional 50% Reduction | Afghanistan | AFG |  |  | FALSE
2020-02-23 | infections |  |  |  | 149.92 |  |  | Additional 50% Reduction | Afghanistan | AFG |  |  | FALSE
2020-02-23 | hospital_incidence |  |  |  | 0.57 |  |  | Additional 50% Reduction | Afghanistan | AFG |  |  | FALSE
2020-02-23 | ICU_incidence |  |  |  | 0.23 |  |  | Additional 50% Reduction | Afghanistan | AFG |  |  | FALSE
2020-02-23 | cumulative_infections |  |  |  | 669.83 |  |  | Additional 50% Reduction | Afghanistan | AFG |  |  | FALSE
2020-02-23 | hospital_demand |  |  |  | 1.57 |  |  | Maintain Status Quo | Afghanistan | AFG |  |  | FALSE
2020-02-23 | ICU_demand |  |  |  | 0.68 |  |  | Maintain Status Quo | Afghanistan | AFG |  |  | FALSE
2020-02-23 | infections |  |  |  | 149.92 |  |  | Maintain Status Quo | Afghanistan | AFG |  |  | FALSE
2020-02-23 | hospital_incidence |  |  |  | 0.57 |  |  | Maintain Status Quo | Afghanistan | AFG |  |  | FALSE
2020-02-23 | ICU_incidence |  |  |  | 0.23 |  |  | Maintain Status Quo | Afghanistan | AFG |  |  | FALSE
2020-02-23 | cumulative_infections |  |  |  | 669.83 |  |  | Maintain Status Quo | Afghanistan | AFG |  |  | FALSE
2020-02-23 | hospital_demand |  |  |  | 1.57 |  |  | Relax Interventions 50% | Afghanistan | AFG |  |  | FALSE
2020-02-23 | ICU_demand |  |  |  | 0.68 |  |  | Relax Interventions 50% | Afghanistan | AFG |  |  | FALSE
2020-02-23 | infections |  |  |  | 149.92 |  |  | Relax Interventions 50% | Afghanistan | AFG |  |  | FALSE
2020-02-23 | hospital_incidence |  |  |  | 0.57 |  |  | Relax Interventions 50% | Afghanistan | AFG |  |  | FALSE
2020-02-23 | ICU_incidence |  |  |  | 0.23 |  |  | Relax Interventions 50% | Afghanistan | AFG |  |  | FALSE
2020-02-23 | cumulative_infections |  |  |  | 669.83 |  |  | Relax Interventions 50% | Afghanistan | AFG |  |  | FALSE
2020-02-24 | hospital_demand |  |  |  | 2.1 |  |  | Additional 50% Reduction | Afghanistan | AFG |  |  | FALSE
2020-02-24 | ICU_demand |  |  |  | 0.91 |  |  | Additional 50% Reduction | Afghanistan | AFG |  |  | FALSE
2020-02-24 | infections |  |  |  | 187.06 |  |  | Additional 50% Reduction | Afghanistan | AFG |  |  | FALSE
2020-02-24 | hospital_incidence |  |  |  | 0.71 |  |  | Additional 50% Reduction | Afghanistan | AFG |  |  | FALSE
2020-02-24 | ICU_incidence |  |  |  | 0.28 |  |  | Additional 50% Reduction | Afghanistan | AFG |  |  | FALSE
2020-02-24 | cumulative_infections |  |  |  | 856.89 |  |  | Additional 50% Reduction | Afghanistan | AFG |  |  | FALSE
2020-02-24 | hospital_demand |  |  |  | 2.1 |  |  | Maintain Status Quo | Afghanistan | AFG |  |  | FALSE
2020-02-24 | ICU_demand |  |  |  | 0.91 |  |  | Maintain Status Quo | Afghanistan | AFG |  |  | FALSE
2020-02-24 | infections |  |  |  | 187.06 |  |  | Maintain Status Quo | Afghanistan | AFG |  |  | FALSE
2020-02-24 | hospital_incidence |  |  |  | 0.71 |  |  | Maintain Status Quo | Afghanistan | AFG |  |  | FALSE
2020-02-24 | ICU_incidence |  |  |  | 0.28 |  |  | Maintain Status Quo | Afghanistan | AFG |  |  | FALSE
2020-02-24 | cumulative_infections |  |  |  | 856.89 |  |  | Maintain Status Quo | Afghanistan | AFG |  |  | FALSE
2020-02-24 | hospital_demand |  |  |  | 2.1 |  |  | Relax Interventions 50% | Afghanistan | AFG |  |  | FALSE
2020-02-24 | ICU_demand |  |  |  | 0.91 |  |  | Relax Interventions 50% | Afghanistan | AFG |  |  | FALSE
2020-02-24 | infections |  |  |  | 187.06 |  |  | Relax Interventions 50% | Afghanistan | AFG |  |  | FALSE
2020-02-24 | hospital_incidence |  |  |  | 0.71 |  |  | Relax Interventions 50% | Afghanistan | AFG |  |  | FALSE
2020-02-24 | ICU_incidence |  |  |  | 0.28 |  |  | Relax Interventions 50% | Afghanistan | AFG |  |  | FALSE
2020-02-24 | cumulative_infections |  |  |  | 856.89 |  |  | Relax Interventions 50% | Afghanistan | AFG |  |  | FALSE
2020-02-25 | hospital_demand |  |  |  | 2.75 |  |  | Additional 50% Reduction | Afghanistan | AFG |  |  | FALSE
2020-02-25 | ICU_demand |  |  |  | 1.18 |  |  | Additional 50% Reduction | Afghanistan | AFG |  |  | FALSE
2020-02-25 | infections |  |  |  | 233.61 |  |  | Additional 50% Reduction | Afghanistan | AFG |  |  | FALSE
2020-02-25 | hospital_incidence |  |  |  | 0.9 |  |  | Additional 50% Reduction | Afghanistan | AFG |  |  | FALSE
2020-02-25 | ICU_incidence |  |  |  | 0.35 |  |  | Additional 50% Reduction | Afghanistan | AFG |  |  | FALSE
2020-02-25 | cumulative_infections |  |  |  | 1090.5 |  |  | Additional 50% Reduction | Afghanistan | AFG |  |  | FALSE
2020-02-25 | hospital_demand |  |  |  | 2.75 |  |  | Maintain Status Quo | Afghanistan | AFG |  |  | FALSE
2020-02-25 | ICU_demand |  |  |  | 1.18 |  |  | Maintain Status Quo | Afghanistan | AFG |  |  | FALSE
2020-02-25 | infections |  |  |  | 233.61 |  |  | Maintain Status Quo | Afghanistan | AFG |  |  | FALSE
2020-02-25 | hospital_incidence |  |  |  | 0.9 |  |  | Maintain Status Quo | Afghanistan | AFG |  |  | FALSE
2020-02-25 | ICU_incidence |  |  |  | 0.35 |  |  | Maintain Status Quo | Afghanistan | AFG |  |  | FALSE
2020-02-25 | cumulative_infections |  |  |  | 1090.5 |  |  | Maintain Status Quo | Afghanistan | AFG |  |  | FALSE
2020-02-25 | hospital_demand |  |  |  | 2.75 |  |  | Relax Interventions 50% | Afghanistan | AFG |  |  | FALSE
2020-02-25 | ICU_demand |  |  |  | 1.18 |  |  | Relax Interventions 50% | Afghanistan | AFG |  |  | FALSE
2020-02-25 | infections |  |  |  | 233.61 |  |  | Relax Interventions 50% | Afghanistan | AFG |  |  | FALSE
2020-02-25 | hospital_incidence |  |  |  | 0.9 |  |  | Relax Interventions 50% | Afghanistan | AFG |  |  | FALSE
2020-02-25 | ICU_incidence |  |  |  | 0.35 |  |  | Relax Interventions 50% | Afghanistan | AFG |  |  | FALSE
2020-02-25 | cumulative_infections |  |  |  | 1090.5 |  |  | Relax Interventions 50% | Afghanistan | AFG |  |  | FALSE
2020-02-26 | hospital_demand |  |  |  | 3.55 |  |  | Additional 50% Reduction | Afghanistan | AFG |  |  | FALSE
2020-02-26 | ICU_demand |  |  |  | 1.51 |  |  | Additional 50% Reduction | Afghanistan | AFG |  |  | FALSE
2020-02-26 | infections |  |  |  | 292 |  |  | Additional 50% Reduction | Afghanistan | AFG |  |  | FALSE
2020-02-26 | hospital_incidence |  |  |  | 1.12 |  |  | Additional 50% Reduction | Afghanistan | AFG |  |  | FALSE
2020-02-26 | ICU_incidence |  |  |  | 0.43 |  |  | Additional 50% Reduction | Afghanistan | AFG |  |  | FALSE
2020-02-26 | cumulative_infections |  |  |  | 1382.5 |  |  | Additional 50% Reduction | Afghanistan | AFG |  |  | FALSE
2020-02-26 | hospital_demand |  |  |  | 3.55 |  |  | Maintain Status Quo | Afghanistan | AFG |  |  | FALSE
2020-02-26 | ICU_demand |  |  |  | 1.51 |  |  | Maintain Status Quo | Afghanistan | AFG |  |  | FALSE
2020-02-26 | infections |  |  |  | 292 |  |  | Maintain Status Quo | Afghanistan | AFG |  |  | FALSE
2020-02-26 | hospital_incidence |  |  |  | 1.12 |  |  | Maintain Status Quo | Afghanistan | AFG |  |  | FALSE
2020-02-26 | ICU_incidence |  |  |  | 0.43 |  |  | Maintain Status Quo | Afghanistan | AFG |  |  | FALSE
2020-02-26 | cumulative_infections |  |  |  | 1382.5 |  |  | Maintain Status Quo | Afghanistan | AFG |  |  | FALSE
2020-02-26 | hospital_demand |  |  |  | 3.55 |  |  | Relax Interventions 50% | Afghanistan | AFG |  |  | FALSE
2020-02-26 | ICU_demand |  |  |  | 1.51 |  |  | Relax Interventions 50% | Afghanistan | AFG |  |  | FALSE
2020-02-26 | infections |  |  |  | 292 |  |  | Relax Interventions 50% | Afghanistan | AFG |  |  | FALSE
2020-02-26 | hospital_incidence |  |  |  | 1.12 |  |  | Relax Interventions 50% | Afghanistan | AFG |  |  | FALSE
2020-02-26 | ICU_incidence |  |  |  | 0.43 |  |  | Relax Interventions 50% | Afghanistan | AFG |  |  | FALSE
2020-02-26 | cumulative_infections |  |  |  | 1382.5 |  |  | Relax Interventions 50% | Afghanistan | AFG |  |  | FALSE
2020-02-27 | hospital_demand |  |  |  | 4.54 |  |  | Additional 50% Reduction | Afghanistan | AFG |  |  | FALSE
2020-02-27 | ICU_demand |  |  |  | 1.92 |  |  | Additional 50% Reduction | Afghanistan | AFG |  |  | FALSE
2020-02-27 | infections |  |  |  | 365.3 |  |  | Additional 50% Reduction | Afghanistan | AFG |  |  | FALSE
2020-02-27 | hospital_incidence |  |  |  | 1.4 |  |  | Additional 50% Reduction | Afghanistan | AFG |  |  | FALSE
2020-02-27 | ICU_incidence |  |  |  | 0.54 |  |  | Additional 50% Reduction | Afghanistan | AFG |  |  | FALSE
2020-02-27 | cumulative_infections |  |  |  | 1747.81 |  |  | Additional 50% Reduction | Afghanistan | AFG |  |  | FALSE
2020-02-27 | hospital_demand |  |  |  | 4.54 |  |  | Maintain Status Quo | Afghanistan | AFG |  |  | FALSE
2020-02-27 | ICU_demand |  |  |  | 1.92 |  |  | Maintain Status Quo | Afghanistan | AFG |  |  | FALSE
2020-02-27 | infections |  |  |  | 365.3 |  |  | Maintain Status Quo | Afghanistan | AFG |  |  | FALSE
2020-02-27 | hospital_incidence |  |  |  | 1.4 |  |  | Maintain Status Quo | Afghanistan | AFG |  |  | FALSE
2020-02-27 | ICU_incidence |  |  |  | 0.54 |  |  | Maintain Status Quo | Afghanistan | AFG |  |  | FALSE
2020-02-27 | cumulative_infections |  |  |  | 1747.81 |  |  | Maintain Status Quo | Afghanistan | AFG |  |  | FALSE
2020-02-27 | hospital_demand |  |  |  | 4.54 |  |  | Relax Interventions 50% | Afghanistan | AFG |  |  | FALSE
2020-02-27 | ICU_demand |  |  |  | 1.92 |  |  | Relax Interventions 50% | Afghanistan | AFG |  |  | FALSE
2020-02-27 | infections |  |  |  | 365.3 |  |  | Relax Interventions 50% | Afghanistan | AFG |  |  | FALSE
2020-02-27 | hospital_incidence |  |  |  | 1.4 |  |  | Relax Interventions 50% | Afghanistan | AFG |  |  | FALSE
2020-02-27 | ICU_incidence |  |  |  | 0.54 |  |  | Relax Interventions 50% | Afghanistan | AFG |  |  | FALSE
2020-02-27 | cumulative_infections |  |  |  | 1747.81 |  |  | Relax Interventions 50% | Afghanistan | AFG |  |  | FALSE
2020-02-28 | hospital_demand |  |  |  | 5.76 |  |  | Additional 50% Reduction | Afghanistan | AFG |  |  | FALSE
2020-02-28 | ICU_demand |  |  |  | 2.42 |  |  | Additional 50% Reduction | Afghanistan | AFG |  |  | FALSE
2020-02-28 | infections |  |  |  | 457.39 |  |  | Additional 50% Reduction | Afghanistan | AFG |  |  | FALSE
2020-02-28 | hospital_incidence |  |  |  | 1.74 |  |  | Additional 50% Reduction | Afghanistan | AFG |  |  | FALSE
2020-02-28 | ICU_incidence |  |  |  | 0.66 |  |  | Additional 50% Reduction | Afghanistan | AFG |  |  | FALSE
2020-02-28 | cumulative_infections |  |  |  | 2205.2 |  |  | Additional 50% Reduction | Afghanistan | AFG |  |  | FALSE
2020-02-28 | hospital_demand |  |  |  | 5.76 |  |  | Maintain Status Quo | Afghanistan | AFG |  |  | FALSE
2020-02-28 | ICU_demand |  |  |  | 2.42 |  |  | Maintain Status Quo | Afghanistan | AFG |  |  | FALSE
2020-02-28 | infections |  |  |  | 457.39 |  |  | Maintain Status Quo | Afghanistan | AFG |  |  | FALSE
2020-02-28 | hospital_incidence |  |  |  | 1.74 |  |  | Maintain Status Quo | Afghanistan | AFG |  |  | FALSE
2020-02-28 | ICU_incidence |  |  |  | 0.66 |  |  | Maintain Status Quo | Afghanistan | AFG |  |  | FALSE
2020-02-28 | cumulative_infections |  |  |  | 2205.2 |  |  | Maintain Status Quo | Afghanistan | AFG |  |  | FALSE
2020-02-28 | hospital_demand |  |  |  | 5.76 |  |  | Relax Interventions 50% | Afghanistan | AFG |  |  | FALSE
2020-02-28 | ICU_demand |  |  |  | 2.42 |  |  | Relax Interventions 50% | Afghanistan | AFG |  |  | FALSE
2020-02-28 | infections |  |  |  | 457.39 |  |  | Relax Interventions 50% | Afghanistan | AFG |  |  | FALSE
2020-02-28 | hospital_incidence |  |  |  | 1.74 |  |  | Relax Interventions 50% | Afghanistan | AFG |  |  | FALSE
2020-02-28 | ICU_incidence |  |  |  | 0.66 |  |  | Relax Interventions 50% | Afghanistan | AFG |  |  | FALSE
2020-02-28 | cumulative_infections |  |  |  | 2205.2 |  |  | Relax Interventions 50% | Afghanistan | AFG |  |  | FALSE
2020-02-29 | hospital_demand |  |  |  | 7.27 |  |  | Additional 50% Reduction | Afghanistan | AFG |  |  | FALSE
2020-02-29 | ICU_demand |  |  |  | 3.03 |  |  | Additional 50% Reduction | Afghanistan | AFG |  |  | FALSE
2020-02-29 | infections |  |  |  | 573.18 |  |  | Additional 50% Reduction | Afghanistan | AFG |  |  | FALSE
2020-02-29 | hospital_incidence |  |  |  | 2.18 |  |  | Additional 50% Reduction | Afghanistan | AFG |  |  | FALSE
2020-02-29 | ICU_incidence |  |  |  | 0.82 |  |  | Additional 50% Reduction | Afghanistan | AFG |  |  | FALSE
2020-02-29 | cumulative_infections |  |  |  | 2778.37 |  |  | Additional 50% Reduction | Afghanistan | AFG |  |  | FALSE
2020-02-29 | hospital_demand |  |  |  | 7.27 |  |  | Maintain Status Quo | Afghanistan | AFG |  |  | FALSE
2020-02-29 | ICU_demand |  |  |  | 3.03 |  |  | Maintain Status Quo | Afghanistan | AFG |  |  | FALSE
2020-02-29 | infections |  |  |  | 573.18 |  |  | Maintain Status Quo | Afghanistan | AFG |  |  | FALSE
2020-02-29 | hospital_incidence |  |  |  | 2.18 |  |  | Maintain Status Quo | Afghanistan | AFG |  |  | FALSE
2020-02-29 | ICU_incidence |  |  |  | 0.82 |  |  | Maintain Status Quo | Afghanistan | AFG |  |  | FALSE
2020-02-29 | cumulative_infections |  |  |  | 2778.37 |  |  | Maintain Status Quo | Afghanistan | AFG |  |  | FALSE
2020-02-29 | hospital_demand |  |  |  | 7.27 |  |  | Relax Interventions 50% | Afghanistan | AFG |  |  | FALSE
2020-02-29 | ICU_demand |  |  |  | 3.03 |  |  | Relax Interventions 50% | Afghanistan | AFG |  |  | FALSE
2020-02-29 | infections |  |  |  | 573.18 |  |  | Relax Interventions 50% | Afghanistan | AFG |  |  | FALSE
2020-02-29 | hospital_incidence |  |  |  | 2.18 |  |  | Relax Interventions 50% | Afghanistan | AFG |  |  | FALSE
2020-02-29 | ICU_incidence |  |  |  | 0.82 |  |  | Relax Interventions 50% | Afghanistan | AFG |  |  | FALSE
2020-02-29 | cumulative_infections |  |  |  | 2778.37 |  |  | Relax Interventions 50% | Afghanistan | AFG |  |  | FALSE
2020-03-01 | hospital_demand |  |  |  | 9.14 |  |  | Additional 50% Reduction | Afghanistan | AFG |  |  | FALSE
2020-03-01 | ICU_demand |  |  |  | 3.79 |  |  | Additional 50% Reduction | Afghanistan | AFG |  |  | FALSE
2020-03-01 | infections |  |  |  | 718.9 |  |  | Additional 50% Reduction | Afghanistan | AFG |  |  | FALSE
2020-03-01 | hospital_incidence |  |  |  | 2.71 |  |  | Additional 50% Reduction | Afghanistan | AFG |  |  | FALSE
2020-03-01 | ICU_incidence |  |  |  | 1.02 |  |  | Additional 50% Reduction | Afghanistan | AFG |  |  | FALSE
2020-03-01 | cumulative_infections |  |  |  | 3497.27 |  |  | Additional 50% Reduction | Afghanistan | AFG |  |  | FALSE
2020-03-01 | hospital_demand |  |  |  | 9.14 |  |  | Maintain Status Quo | Afghanistan | AFG |  |  | FALSE
2020-03-01 | ICU_demand |  |  |  | 3.79 |  |  | Maintain Status Quo | Afghanistan | AFG |  |  | FALSE
2020-03-01 | infections |  |  |  | 718.9 |  |  | Maintain Status Quo | Afghanistan | AFG |  |  | FALSE
2020-03-01 | hospital_incidence |  |  |  | 2.71 |  |  | Maintain Status Quo | Afghanistan | AFG |  |  | FALSE
2020-03-01 | ICU_incidence |  |  |  | 1.02 |  |  | Maintain Status Quo | Afghanistan | AFG |  |  | FALSE
2020-03-01 | cumulative_infections |  |  |  | 3497.27 |  |  | Maintain Status Quo | Afghanistan | AFG |  |  | FALSE
2020-03-01 | hospital_demand |  |  |  | 9.14 |  |  | Relax Interventions 50% | Afghanistan | AFG |  |  | FALSE
2020-03-01 | ICU_demand |  |  |  | 3.79 |  |  | Relax Interventions 50% | Afghanistan | AFG |  |  | FALSE
2020-03-01 | infections |  |  |  | 718.9 |  |  | Relax Interventions 50% | Afghanistan | AFG |  |  | FALSE
2020-03-01 | hospital_incidence |  |  |  | 2.71 |  |  | Relax Interventions 50% | Afghanistan | AFG |  |  | FALSE
2020-03-01 | ICU_incidence |  |  |  | 1.02 |  |  | Relax Interventions 50% | Afghanistan | AFG |  |  | FALSE
2020-03-01 | cumulative_infections |  |  |  | 3497.27 |  |  | Relax Interventions 50% | Afghanistan | AFG |  |  | FALSE
2020-03-02 | hospital_demand |  |  |  | 11.47 |  |  | Additional 50% Reduction | Afghanistan | AFG |  |  | FALSE
2020-03-02 | ICU_demand |  |  |  | 4.72 |  |  | Additional 50% Reduction | Afghanistan | AFG |  |  | FALSE
2020-03-02 | infections |  |  |  | 902.44 |  |  | Additional 50% Reduction | Afghanistan | AFG |  |  | FALSE
2020-03-02 | hospital_incidence |  |  |  | 3.39 |  |  | Additional 50% Reduction | Afghanistan | AFG |  |  | FALSE
2020-03-02 | ICU_incidence |  |  |  | 1.27 |  |  | Additional 50% Reduction | Afghanistan | AFG |  |  | FALSE
2020-03-02 | cumulative_infections |  |  |  | 4399.71 |  |  | Additional 50% Reduction | Afghanistan | AFG |  |  | FALSE
2020-03-02 | hospital_demand |  |  |  | 11.47 |  |  | Maintain Status Quo | Afghanistan | AFG |  |  | FALSE
2020-03-02 | ICU_demand |  |  |  | 4.72 |  |  | Maintain Status Quo | Afghanistan | AFG |  |  | FALSE
2020-03-02 | infections |  |  |  | 902.44 |  |  | Maintain Status Quo | Afghanistan | AFG |  |  | FALSE
2020-03-02 | hospital_incidence |  |  |  | 3.39 |  |  | Maintain Status Quo | Afghanistan | AFG |  |  | FALSE
2020-03-02 | ICU_incidence |  |  |  | 1.27 |  |  | Maintain Status Quo | Afghanistan | AFG |  |  | FALSE
2020-03-02 | cumulative_infections |  |  |  | 4399.71 |  |  | Maintain Status Quo | Afghanistan | AFG |  |  | FALSE
2020-03-02 | hospital_demand |  |  |  | 11.47 |  |  | Relax Interventions 50% | Afghanistan | AFG |  |  | FALSE
2020-03-02 | ICU_demand |  |  |  | 4.72 |  |  | Relax Interventions 50% | Afghanistan | AFG |  |  | FALSE
2020-03-02 | infections |  |  |  | 902.44 |  |  | Relax Interventions 50% | Afghanistan | AFG |  |  | FALSE
2020-03-02 | hospital_incidence |  |  |  | 3.39 |  |  | Relax Interventions 50% | Afghanistan | AFG |  |  | FALSE
2020-03-02 | ICU_incidence |  |  |  | 1.27 |  |  | Relax Interventions 50% | Afghanistan | AFG |  |  | FALSE
2020-03-02 | cumulative_infections |  |  |  | 4399.71 |  |  | Relax Interventions 50% | Afghanistan | AFG |  |  | FALSE
2020-03-03 | hospital_demand |  |  |  | 14.37 |  |  | Additional 50% Reduction | Afghanistan | AFG |  |  | FALSE
2020-03-03 | ICU_demand |  |  |  | 5.88 |  |  | Additional 50% Reduction | Afghanistan | AFG |  |  | FALSE
2020-03-03 | infections |  |  |  | 1133.86 |  |  | Additional 50% Reduction | Afghanistan | AFG |  |  | FALSE
2020-03-03 | hospital_incidence |  |  |  | 4.24 |  |  | Additional 50% Reduction | Afghanistan | AFG |  |  | FALSE
2020-03-03 | ICU_incidence |  |  |  | 1.58 |  |  | Additional 50% Reduction | Afghanistan | AFG |  |  | FALSE
2020-03-03 | cumulative_infections |  |  |  | 5533.57 |  |  | Additional 50% Reduction | Afghanistan | AFG |  |  | FALSE
2020-03-03 | hospital_demand |  |  |  | 14.37 |  |  | Maintain Status Quo | Afghanistan | AFG |  |  | FALSE
2020-03-03 | ICU_demand |  |  |  | 5.88 |  |  | Maintain Status Quo | Afghanistan | AFG |  |  | FALSE
2020-03-03 | infections |  |  |  | 1133.86 |  |  | Maintain Status Quo | Afghanistan | AFG |  |  | FALSE
2020-03-03 | hospital_incidence |  |  |  | 4.24 |  |  | Maintain Status Quo | Afghanistan | AFG |  |  | FALSE
2020-03-03 | ICU_incidence |  |  |  | 1.58 |  |  | Maintain Status Quo | Afghanistan | AFG |  |  | FALSE
2020-03-03 | cumulative_infections |  |  |  | 5533.57 |  |  | Maintain Status Quo | Afghanistan | AFG |  |  | FALSE
2020-03-03 | hospital_demand |  |  |  | 14.37 |  |  | Relax Interventions 50% | Afghanistan | AFG |  |  | FALSE
2020-03-03 | ICU_demand |  |  |  | 5.88 |  |  | Relax Interventions 50% | Afghanistan | AFG |  |  | FALSE
2020-03-03 | infections |  |  |  | 1133.86 |  |  | Relax Interventions 50% | Afghanistan | AFG |  |  | FALSE
2020-03-03 | hospital_incidence |  |  |  | 4.24 |  |  | Relax Interventions 50% | Afghanistan | AFG |  |  | FALSE
2020-03-03 | ICU_incidence |  |  |  | 1.58 |  |  | Relax Interventions 50% | Afghanistan | AFG |  |  | FALSE
2020-03-03 | cumulative_infections |  |  |  | 5533.57 |  |  | Relax Interventions 50% | Afghanistan | AFG |  |  | FALSE
2020-03-04 | hospital_demand |  |  |  | 18 |  |  | Additional 50% Reduction | Afghanistan | AFG |  |  | FALSE
2020-03-04 | ICU_demand |  |  |  | 7.33 |  |  | Additional 50% Reduction | Afghanistan | AFG |  |  | FALSE
2020-03-04 | infections |  |  |  | 1425.92 |  |  | Additional 50% Reduction | Afghanistan | AFG |  |  | FALSE
2020-03-04 | hospital_incidence |  |  |  | 5.31 |  |  | Additional 50% Reduction | Afghanistan | AFG |  |  | FALSE
2020-03-04 | ICU_incidence |  |  |  | 1.96 |  |  | Additional 50% Reduction | Afghanistan | AFG |  |  | FALSE
2020-03-04 | cumulative_infections |  |  |  | 6959.49 |  |  | Additional 50% Reduction | Afghanistan | AFG |  |  | FALSE
2020-03-04 | hospital_demand |  |  |  | 18 |  |  | Maintain Status Quo | Afghanistan | AFG |  |  | FALSE
2020-03-04 | ICU_demand |  |  |  | 7.33 |  |  | Maintain Status Quo | Afghanistan | AFG |  |  | FALSE
2020-03-04 | infections |  |  |  | 1425.92 |  |  | Maintain Status Quo | Afghanistan | AFG |  |  | FALSE
2020-03-04 | hospital_incidence |  |  |  | 5.31 |  |  | Maintain Status Quo | Afghanistan | AFG |  |  | FALSE
2020-03-04 | ICU_incidence |  |  |  | 1.96 |  |  | Maintain Status Quo | Afghanistan | AFG |  |  | FALSE
2020-03-04 | cumulative_infections |  |  |  | 6959.49 |  |  | Maintain Status Quo | Afghanistan | AFG |  |  | FALSE
2020-03-04 | hospital_demand |  |  |  | 18 |  |  | Relax Interventions 50% | Afghanistan | AFG |  |  | FALSE
2020-03-04 | ICU_demand |  |  |  | 7.33 |  |  | Relax Interventions 50% | Afghanistan | AFG |  |  | FALSE
2020-03-04 | infections |  |  |  | 1425.92 |  |  | Relax Interventions 50% | Afghanistan | AFG |  |  | FALSE
2020-03-04 | hospital_incidence |  |  |  | 5.31 |  |  | Relax Interventions 50% | Afghanistan | AFG |  |  | FALSE
2020-03-04 | ICU_incidence |  |  |  | 1.96 |  |  | Relax Interventions 50% | Afghanistan | AFG |  |  | FALSE
2020-03-04 | cumulative_infections |  |  |  | 6959.49 |  |  | Relax Interventions 50% | Afghanistan | AFG |  |  | FALSE
2020-03-05 | hospital_demand |  |  |  | 22.54 |  |  | Additional 50% Reduction | Afghanistan | AFG |  |  | FALSE
2020-03-05 | ICU_demand |  |  |  | 9.13 |  |  | Additional 50% Reduction | Afghanistan | AFG |  |  | FALSE
2020-03-05 | infections |  |  |  | 1794.91 |  |  | Additional 50% Reduction | Afghanistan | AFG |  |  | FALSE
2020-03-05 | hospital_incidence |  |  |  | 6.66 |  |  | Additional 50% Reduction | Afghanistan | AFG |  |  | FALSE
2020-03-05 | ICU_incidence |  |  |  | 2.45 |  |  | Additional 50% Reduction | Afghanistan | AFG |  |  | FALSE
2020-03-05 | cumulative_infections |  |  |  | 8754.4 |  |  | Additional 50% Reduction | Afghanistan | AFG |  |  | FALSE
2020-03-05 | hospital_demand |  |  |  | 22.54 |  |  | Maintain Status Quo | Afghanistan | AFG |  |  | FALSE
2020-03-05 | ICU_demand |  |  |  | 9.13 |  |  | Maintain Status Quo | Afghanistan | AFG |  |  | FALSE
2020-03-05 | infections |  |  |  | 1794.91 |  |  | Maintain Status Quo | Afghanistan | AFG |  |  | FALSE
2020-03-05 | hospital_incidence |  |  |  | 6.66 |  |  | Maintain Status Quo | Afghanistan | AFG |  |  | FALSE
2020-03-05 | ICU_incidence |  |  |  | 2.45 |  |  | Maintain Status Quo | Afghanistan | AFG |  |  | FALSE
2020-03-05 | cumulative_infections |  |  |  | 8754.4 |  |  | Maintain Status Quo | Afghanistan | AFG |  |  | FALSE
2020-03-05 | hospital_demand |  |  |  | 22.54 |  |  | Relax Interventions 50% | Afghanistan | AFG |  |  | FALSE
2020-03-05 | ICU_demand |  |  |  | 9.13 |  |  | Relax Interventions 50% | Afghanistan | AFG |  |  | FALSE
2020-03-05 | infections |  |  |  | 1794.91 |  |  | Relax Interventions 50% | Afghanistan | AFG |  |  | FALSE
2020-03-05 | hospital_incidence |  |  |  | 6.66 |  |  | Relax Interventions 50% | Afghanistan | AFG |  |  | FALSE
2020-03-05 | ICU_incidence |  |  |  | 2.45 |  |  | Relax Interventions 50% | Afghanistan | AFG |  |  | FALSE
2020-03-05 | cumulative_infections |  |  |  | 8754.4 |  |  | Relax Interventions 50% | Afghanistan | AFG |  |  | FALSE
2020-03-06 | hospital_demand |  |  |  | 28.24 |  |  | Additional 50% Reduction | Afghanistan | AFG |  |  | FALSE
2020-03-06 | ICU_demand |  |  |  | 11.38 |  |  | Additional 50% Reduction | Afghanistan | AFG |  |  | FALSE
2020-03-06 | infections |  |  |  | 2028.35 |  |  | Additional 50% Reduction | Afghanistan | AFG |  |  | FALSE
2020-03-06 | hospital_incidence |  |  |  | 8.33 |  |  | Additional 50% Reduction | Afghanistan | AFG |  |  | FALSE
2020-03-06 | ICU_incidence |  |  |  | 3.05 |  |  | Additional 50% Reduction | Afghanistan | AFG |  |  | FALSE
2020-03-06 | cumulative_infections |  |  |  | 10782.75 |  |  | Additional 50% Reduction | Afghanistan | AFG |  |  | FALSE
2020-03-06 | hospital_demand |  |  |  | 28.24 |  |  | Maintain Status Quo | Afghanistan | AFG |  |  | FALSE
2020-03-06 | ICU_demand |  |  |  | 11.38 |  |  | Maintain Status Quo | Afghanistan | AFG |  |  | FALSE
2020-03-06 | infections |  |  |  | 2028.35 |  |  | Maintain Status Quo | Afghanistan | AFG |  |  | FALSE
2020-03-06 | hospital_incidence |  |  |  | 8.33 |  |  | Maintain Status Quo | Afghanistan | AFG |  |  | FALSE
2020-03-06 | ICU_incidence |  |  |  | 3.05 |  |  | Maintain Status Quo | Afghanistan | AFG |  |  | FALSE
2020-03-06 | cumulative_infections |  |  |  | 10782.75 |  |  | Maintain Status Quo | Afghanistan | AFG |  |  | FALSE
2020-03-06 | hospital_demand |  |  |  | 28.24 |  |  | Relax Interventions 50% | Afghanistan | AFG |  |  | FALSE
2020-03-06 | ICU_demand |  |  |  | 11.38 |  |  | Relax Interventions 50% | Afghanistan | AFG |  |  | FALSE
2020-03-06 | infections |  |  |  | 2028.35 |  |  | Relax Interventions 50% | Afghanistan | AFG |  |  | FALSE
2020-03-06 | hospital_incidence |  |  |  | 8.33 |  |  | Relax Interventions 50% | Afghanistan | AFG |  |  | FALSE
2020-03-06 | ICU_incidence |  |  |  | 3.05 |  |  | Relax Interventions 50% | Afghanistan | AFG |  |  | FALSE
2020-03-06 | cumulative_infections |  |  |  | 10782.75 |  |  | Relax Interventions 50% | Afghanistan | AFG |  |  | FALSE
2020-03-07 | hospital_demand |  |  |  | 35.26 |  |  | Additional 50% Reduction | Afghanistan | AFG |  |  | FALSE
2020-03-07 | ICU_demand |  |  |  | 14.15 |  |  | Additional 50% Reduction | Afghanistan | AFG |  |  | FALSE
2020-03-07 | infections |  |  |  | 2062.12 |  |  | Additional 50% Reduction | Afghanistan | AFG |  |  | FALSE
2020-03-07 | hospital_incidence |  |  |  | 10.15 |  |  | Additional 50% Reduction | Afghanistan | AFG |  |  | FALSE
2020-03-07 | ICU_incidence |  |  |  | 3.71 |  |  | Additional 50% Reduction | Afghanistan | AFG |  |  | FALSE
2020-03-07 | cumulative_infections |  |  |  | 12844.87 |  |  | Additional 50% Reduction | Afghanistan | AFG |  |  | FALSE
2020-03-07 | hospital_demand |  |  |  | 35.26 |  |  | Maintain Status Quo | Afghanistan | AFG |  |  | FALSE
2020-03-07 | ICU_demand |  |  |  | 14.15 |  |  | Maintain Status Quo | Afghanistan | AFG |  |  | FALSE
2020-03-07 | infections |  |  |  | 2062.12 |  |  | Maintain Status Quo | Afghanistan | AFG |  |  | FALSE
2020-03-07 | hospital_incidence |  |  |  | 10.15 |  |  | Maintain Status Quo | Afghanistan | AFG |  |  | FALSE
2020-03-07 | ICU_incidence |  |  |  | 3.71 |  |  | Maintain Status Quo | Afghanistan | AFG |  |  | FALSE
2020-03-07 | cumulative_infections |  |  |  | 12844.87 |  |  | Maintain Status Quo | Afghanistan | AFG |  |  | FALSE
2020-03-07 | hospital_demand |  |  |  | 35.26 |  |  | Relax Interventions 50% | Afghanistan | AFG |  |  | FALSE
2020-03-07 | ICU_demand |  |  |  | 14.15 |  |  | Relax Interventions 50% | Afghanistan | AFG |  |  | FALSE
2020-03-07 | infections |  |  |  | 2062.12 |  |  | Relax Interventions 50% | Afghanistan | AFG |  |  | FALSE
2020-03-07 | hospital_incidence |  |  |  | 10.15 |  |  | Relax Interventions 50% | Afghanistan | AFG |  |  | FALSE
2020-03-07 | ICU_incidence |  |  |  | 3.71 |  |  | Relax Interventions 50% | Afghanistan | AFG |  |  | FALSE
2020-03-07 | cumulative_infections |  |  |  | 12844.87 |  |  | Relax Interventions 50% | Afghanistan | AFG |  |  | FALSE
2020-03-08 | hospital_demand |  |  |  | 43.5 |  |  | Additional 50% Reduction | Afghanistan | AFG |  |  | FALSE
2020-03-08 | ICU_demand |  |  |  | 17.4 |  |  | Additional 50% Reduction | Afghanistan | AFG |  |  | FALSE
2020-03-08 | infections |  |  |  | 2038.29 |  |  | Additional 50% Reduction | Afghanistan | AFG |  |  | FALSE
2020-03-08 | hospital_incidence |  |  |  | 11.85 |  |  | Additional 50% Reduction | Afghanistan | AFG |  |  | FALSE
2020-03-08 | ICU_incidence |  |  |  | 4.3 |  |  | Additional 50% Reduction | Afghanistan | AFG |  |  | FALSE
2020-03-08 | cumulative_infections |  |  |  | 14883.17 |  |  | Additional 50% Reduction | Afghanistan | AFG |  |  | FALSE
2020-03-08 | hospital_demand |  |  |  | 43.5 |  |  | Maintain Status Quo | Afghanistan | AFG |  |  | FALSE
2020-03-08 | ICU_demand |  |  |  | 17.4 |  |  | Maintain Status Quo | Afghanistan | AFG |  |  | FALSE
2020-03-08 | infections |  |  |  | 2038.29 |  |  | Maintain Status Quo | Afghanistan | AFG |  |  | FALSE
2020-03-08 | hospital_incidence |  |  |  | 11.85 |  |  | Maintain Status Quo | Afghanistan | AFG |  |  | FALSE
2020-03-08 | ICU_incidence |  |  |  | 4.3 |  |  | Maintain Status Quo | Afghanistan | AFG |  |  | FALSE
2020-03-08 | cumulative_infections |  |  |  | 14883.17 |  |  | Maintain Status Quo | Afghanistan | AFG |  |  | FALSE
2020-03-08 | hospital_demand |  |  |  | 43.5 |  |  | Relax Interventions 50% | Afghanistan | AFG |  |  | FALSE
2020-03-08 | ICU_demand |  |  |  | 17.4 |  |  | Relax Interventions 50% | Afghanistan | AFG |  |  | FALSE
2020-03-08 | infections |  |  |  | 2038.29 |  |  | Relax Interventions 50% | Afghanistan | AFG |  |  | FALSE
2020-03-08 | hospital_incidence |  |  |  | 11.85 |  |  | Relax Interventions 50% | Afghanistan | AFG |  |  | FALSE
2020-03-08 | ICU_incidence |  |  |  | 4.3 |  |  | Relax Interventions 50% | Afghanistan | AFG |  |  | FALSE
2020-03-08 | cumulative_infections |  |  |  | 14883.17 |  |  | Relax Interventions 50% | Afghanistan | AFG |  |  | FALSE
2020-03-09 | hospital_demand |  |  |  | 52.63 |  |  | Additional 50% Reduction | Afghanistan | AFG |  |  | FALSE
2020-03-09 | ICU_demand |  |  |  | 21.01 |  |  | Additional 50% Reduction | Afghanistan | AFG |  |  | FALSE
2020-03-09 | infections |  |  |  | 2016.29 |  |  | Additional 50% Reduction | Afghanistan | AFG |  |  | FALSE
2020-03-09 | hospital_incidence |  |  |  | 13.25 |  |  | Additional 50% Reduction | Afghanistan | AFG |  |  | FALSE
2020-03-09 | ICU_incidence |  |  |  | 4.79 |  |  | Additional 50% Reduction | Afghanistan | AFG |  |  | FALSE
2020-03-09 | cumulative_infections |  |  |  | 16899.46 |  |  | Additional 50% Reduction | Afghanistan | AFG |  |  | FALSE
2020-03-09 | hospital_demand |  |  |  | 52.63 |  |  | Maintain Status Quo | Afghanistan | AFG |  |  | FALSE
2020-03-09 | ICU_demand |  |  |  | 21.01 |  |  | Maintain Status Quo | Afghanistan | AFG |  |  | FALSE
2020-03-09 | infections |  |  |  | 2016.29 |  |  | Maintain Status Quo | Afghanistan | AFG |  |  | FALSE
2020-03-09 | hospital_incidence |  |  |  | 13.25 |  |  | Maintain Status Quo | Afghanistan | AFG |  |  | FALSE
2020-03-09 | ICU_incidence |  |  |  | 4.79 |  |  | Maintain Status Quo | Afghanistan | AFG |  |  | FALSE
2020-03-09 | cumulative_infections |  |  |  | 16899.46 |  |  | Maintain Status Quo | Afghanistan | AFG |  |  | FALSE
2020-03-09 | hospital_demand |  |  |  | 52.63 |  |  | Relax Interventions 50% | Afghanistan | AFG |  |  | FALSE
2020-03-09 | ICU_demand |  |  |  | 21.01 |  |  | Relax Interventions 50% | Afghanistan | AFG |  |  | FALSE
2020-03-09 | infections |  |  |  | 2016.29 |  |  | Relax Interventions 50% | Afghanistan | AFG |  |  | FALSE
2020-03-09 | hospital_incidence |  |  |  | 13.25 |  |  | Relax Interventions 50% | Afghanistan | AFG |  |  | FALSE
2020-03-09 | ICU_incidence |  |  |  | 4.79 |  |  | Relax Interventions 50% | Afghanistan | AFG |  |  | FALSE
2020-03-09 | cumulative_infections |  |  |  | 16899.46 |  |  | Relax Interventions 50% | Afghanistan | AFG |  |  | FALSE
2020-03-10 | hospital_demand |  |  |  | 62.24 |  |  | Additional 50% Reduction | Afghanistan | AFG |  |  | FALSE
2020-03-10 | ICU_demand |  |  |  | 24.84 |  |  | Additional 50% Reduction | Afghanistan | AFG |  |  | FALSE
2020-03-10 | infections |  |  |  | 2016.22 |  |  | Additional 50% Reduction | Afghanistan | AFG |  |  | FALSE
2020-03-10 | hospital_incidence |  |  |  | 14.35 |  |  | Additional 50% Reduction | Afghanistan | AFG |  |  | FALSE
2020-03-10 | ICU_incidence |  |  |  | 5.14 |  |  | Additional 50% Reduction | Afghanistan | AFG |  |  | FALSE
2020-03-10 | cumulative_infections |  |  |  | 18915.68 |  |  | Additional 50% Reduction | Afghanistan | AFG |  |  | FALSE
2020-03-10 | hospital_demand |  |  |  | 62.24 |  |  | Maintain Status Quo | Afghanistan | AFG |  |  | FALSE
2020-03-10 | ICU_demand |  |  |  | 24.84 |  |  | Maintain Status Quo | Afghanistan | AFG |  |  | FALSE
2020-03-10 | infections |  |  |  | 2016.22 |  |  | Maintain Status Quo | Afghanistan | AFG |  |  | FALSE
2020-03-10 | hospital_incidence |  |  |  | 14.35 |  |  | Maintain Status Quo | Afghanistan | AFG |  |  | FALSE
2020-03-10 | ICU_incidence |  |  |  | 5.14 |  |  | Maintain Status Quo | Afghanistan | AFG |  |  | FALSE
2020-03-10 | cumulative_infections |  |  |  | 18915.68 |  |  | Maintain Status Quo | Afghanistan | AFG |  |  | FALSE
2020-03-10 | hospital_demand |  |  |  | 62.24 |  |  | Relax Interventions 50% | Afghanistan | AFG |  |  | FALSE
2020-03-10 | ICU_demand |  |  |  | 24.84 |  |  | Relax Interventions 50% | Afghanistan | AFG |  |  | FALSE
2020-03-10 | infections |  |  |  | 2016.22 |  |  | Relax Interventions 50% | Afghanistan | AFG |  |  | FALSE
2020-03-10 | hospital_incidence |  |  |  | 14.35 |  |  | Relax Interventions 50% | Afghanistan | AFG |  |  | FALSE
2020-03-10 | ICU_incidence |  |  |  | 5.14 |  |  | Relax Interventions 50% | Afghanistan | AFG |  |  | FALSE
2020-03-10 | cumulative_infections |  |  |  | 18915.68 |  |  | Relax Interventions 50% | Afghanistan | AFG |  |  | FALSE
2020-03-11 | hospital_demand |  |  |  | 71.95 |  |  | Additional 50% Reduction | Afghanistan | AFG |  |  | FALSE
2020-03-11 | ICU_demand |  |  |  | 28.73 |  |  | Additional 50% Reduction | Afghanistan | AFG |  |  | FALSE
2020-03-11 | infections |  |  |  | 2042.54 |  |  | Additional 50% Reduction | Afghanistan | AFG |  |  | FALSE
2020-03-11 | hospital_incidence |  |  |  | 15.18 |  |  | Additional 50% Reduction | Afghanistan | AFG |  |  | FALSE
2020-03-11 | ICU_incidence |  |  |  | 5.4 |  |  | Additional 50% Reduction | Afghanistan | AFG |  |  | FALSE
2020-03-11 | cumulative_infections |  |  |  | 20958.21 |  |  | Additional 50% Reduction | Afghanistan | AFG |  |  | FALSE
2020-03-11 | hospital_demand |  |  |  | 71.95 |  |  | Maintain Status Quo | Afghanistan | AFG |  |  | FALSE
2020-03-11 | ICU_demand |  |  |  | 28.73 |  |  | Maintain Status Quo | Afghanistan | AFG |  |  | FALSE
2020-03-11 | infections |  |  |  | 2042.54 |  |  | Maintain Status Quo | Afghanistan | AFG |  |  | FALSE
2020-03-11 | hospital_incidence |  |  |  | 15.18 |  |  | Maintain Status Quo | Afghanistan | AFG |  |  | FALSE
2020-03-11 | ICU_incidence |  |  |  | 5.4 |  |  | Maintain Status Quo | Afghanistan | AFG |  |  | FALSE
2020-03-11 | cumulative_infections |  |  |  | 20958.21 |  |  | Maintain Status Quo | Afghanistan | AFG |  |  | FALSE
2020-03-11 | hospital_demand |  |  |  | 71.95 |  |  | Relax Interventions 50% | Afghanistan | AFG |  |  | FALSE
2020-03-11 | ICU_demand |  |  |  | 28.73 |  |  | Relax Interventions 50% | Afghanistan | AFG |  |  | FALSE
2020-03-11 | infections |  |  |  | 2042.54 |  |  | Relax Interventions 50% | Afghanistan | AFG |  |  | FALSE
2020-03-11 | hospital_incidence |  |  |  | 15.18 |  |  | Relax Interventions 50% | Afghanistan | AFG |  |  | FALSE
2020-03-11 | ICU_incidence |  |  |  | 5.4 |  |  | Relax Interventions 50% | Afghanistan | AFG |  |  | FALSE
2020-03-11 | cumulative_infections |  |  |  | 20958.21 |  |  | Relax Interventions 50% | Afghanistan | AFG |  |  | FALSE
2020-03-12 | hospital_demand |  |  |  | 81.49 |  |  | Additional 50% Reduction | Afghanistan | AFG |  |  | FALSE
2020-03-12 | ICU_demand |  |  |  | 32.58 |  |  | Additional 50% Reduction | Afghanistan | AFG |  |  | FALSE
2020-03-12 | infections |  |  |  | 2095.35 |  |  | Additional 50% Reduction | Afghanistan | AFG |  |  | FALSE
2020-03-12 | hospital_incidence |  |  |  | 15.84 |  |  | Additional 50% Reduction | Afghanistan | AFG |  |  | FALSE
2020-03-12 | ICU_incidence |  |  |  | 5.58 |  |  | Additional 50% Reduction | Afghanistan | AFG |  |  | FALSE
2020-03-12 | cumulative_infections |  |  |  | 23053.56 |  |  | Additional 50% Reduction | Afghanistan | AFG |  |  | FALSE
2020-03-12 | hospital_demand |  |  |  | 81.49 |  |  | Maintain Status Quo | Afghanistan | AFG |  |  | FALSE
2020-03-12 | ICU_demand |  |  |  | 32.58 |  |  | Maintain Status Quo | Afghanistan | AFG |  |  | FALSE
2020-03-12 | infections |  |  |  | 2095.35 |  |  | Maintain Status Quo | Afghanistan | AFG |  |  | FALSE
2020-03-12 | hospital_incidence |  |  |  | 15.84 |  |  | Maintain Status Quo | Afghanistan | AFG |  |  | FALSE
2020-03-12 | ICU_incidence |  |  |  | 5.58 |  |  | Maintain Status Quo | Afghanistan | AFG |  |  | FALSE
2020-03-12 | cumulative_infections |  |  |  | 23053.56 |  |  | Maintain Status Quo | Afghanistan | AFG |  |  | FALSE
2020-03-12 | hospital_demand |  |  |  | 81.49 |  |  | Relax Interventions 50% | Afghanistan | AFG |  |  | FALSE
2020-03-12 | ICU_demand |  |  |  | 32.58 |  |  | Relax Interventions 50% | Afghanistan | AFG |  |  | FALSE
2020-03-12 | infections |  |  |  | 2095.35 |  |  | Relax Interventions 50% | Afghanistan | AFG |  |  | FALSE
2020-03-12 | hospital_incidence |  |  |  | 15.84 |  |  | Relax Interventions 50% | Afghanistan | AFG |  |  | FALSE
2020-03-12 | ICU_incidence |  |  |  | 5.58 |  |  | Relax Interventions 50% | Afghanistan | AFG |  |  | FALSE
2020-03-12 | cumulative_infections |  |  |  | 23053.56 |  |  | Relax Interventions 50% | Afghanistan | AFG |  |  | FALSE
2020-03-13 | hospital_demand |  |  |  | 90.67 |  |  | Additional 50% Reduction | Afghanistan | AFG |  |  | FALSE
2020-03-13 | ICU_demand |  |  |  | 36.32 |  |  | Additional 50% Reduction | Afghanistan | AFG |  |  | FALSE
2020-03-13 | infections |  |  |  | 2175.11 |  |  | Additional 50% Reduction | Afghanistan | AFG |  |  | FALSE
2020-03-13 | hospital_incidence |  |  |  | 16.41 |  |  | Additional 50% Reduction | Afghanistan | AFG |  |  | FALSE
2020-03-13 | ICU_incidence |  |  |  | 5.72 |  |  | Additional 50% Reduction | Afghanistan | AFG |  |  | FALSE
2020-03-13 | cumulative_infections |  |  |  | 25228.67 |  |  | Additional 50% Reduction | Afghanistan | AFG |  |  | FALSE
2020-03-13 | hospital_demand |  |  |  | 90.67 |  |  | Maintain Status Quo | Afghanistan | AFG |  |  | FALSE
2020-03-13 | ICU_demand |  |  |  | 36.32 |  |  | Maintain Status Quo | Afghanistan | AFG |  |  | FALSE
2020-03-13 | infections |  |  |  | 2175.11 |  |  | Maintain Status Quo | Afghanistan | AFG |  |  | FALSE
2020-03-13 | hospital_incidence |  |  |  | 16.41 |  |  | Maintain Status Quo | Afghanistan | AFG |  |  | FALSE
2020-03-13 | ICU_incidence |  |  |  | 5.72 |  |  | Maintain Status Quo | Afghanistan | AFG |  |  | FALSE
2020-03-13 | cumulative_infections |  |  |  | 25228.67 |  |  | Maintain Status Quo | Afghanistan | AFG |  |  | FALSE
2020-03-13 | hospital_demand |  |  |  | 90.67 |  |  | Relax Interventions 50% | Afghanistan | AFG |  |  | FALSE
2020-03-13 | ICU_demand |  |  |  | 36.32 |  |  | Relax Interventions 50% | Afghanistan | AFG |  |  | FALSE
2020-03-13 | infections |  |  |  | 2175.11 |  |  | Relax Interventions 50% | Afghanistan | AFG |  |  | FALSE
2020-03-13 | hospital_incidence |  |  |  | 16.41 |  |  | Relax Interventions 50% | Afghanistan | AFG |  |  | FALSE
2020-03-13 | ICU_incidence |  |  |  | 5.72 |  |  | Relax Interventions 50% | Afghanistan | AFG |  |  | FALSE
2020-03-13 | cumulative_infections |  |  |  | 25228.67 |  |  | Relax Interventions 50% | Afghanistan | AFG |  |  | FALSE
2020-03-14 | hospital_demand |  |  |  | 99.46 |  |  | Additional 50% Reduction | Afghanistan | AFG |  |  | FALSE
2020-03-14 | ICU_demand |  |  |  | 39.92 |  |  | Additional 50% Reduction | Afghanistan | AFG |  |  | FALSE
2020-03-14 | infections |  |  |  | 2284.32 |  |  | Additional 50% Reduction | Afghanistan | AFG |  |  | FALSE
2020-03-14 | hospital_incidence |  |  |  | 16.97 |  |  | Additional 50% Reduction | Afghanistan | AFG |  |  | FALSE
2020-03-14 | ICU_incidence |  |  |  | 5.84 |  |  | Additional 50% Reduction | Afghanistan | AFG |  |  | FALSE
2020-03-14 | cumulative_infections |  |  |  | 27512.99 |  |  | Additional 50% Reduction | Afghanistan | AFG |  |  | FALSE
2020-03-14 | hospital_demand |  |  |  | 99.46 |  |  | Maintain Status Quo | Afghanistan | AFG |  |  | FALSE
2020-03-14 | ICU_demand |  |  |  | 39.92 |  |  | Maintain Status Quo | Afghanistan | AFG |  |  | FALSE
2020-03-14 | infections |  |  |  | 2284.32 |  |  | Maintain Status Quo | Afghanistan | AFG |  |  | FALSE
2020-03-14 | hospital_incidence |  |  |  | 16.97 |  |  | Maintain Status Quo | Afghanistan | AFG |  |  | FALSE
2020-03-14 | ICU_incidence |  |  |  | 5.84 |  |  | Maintain Status Quo | Afghanistan | AFG |  |  | FALSE
2020-03-14 | cumulative_infections |  |  |  | 27512.99 |  |  | Maintain Status Quo | Afghanistan | AFG |  |  | FALSE
2020-03-14 | hospital_demand |  |  |  | 99.46 |  |  | Relax Interventions 50% | Afghanistan | AFG |  |  | FALSE
2020-03-14 | ICU_demand |  |  |  | 39.92 |  |  | Relax Interventions 50% | Afghanistan | AFG |  |  | FALSE
2020-03-14 | infections |  |  |  | 2284.32 |  |  | Relax Interventions 50% | Afghanistan | AFG |  |  | FALSE
2020-03-14 | hospital_incidence |  |  |  | 16.97 |  |  | Relax Interventions 50% | Afghanistan | AFG |  |  | FALSE
2020-03-14 | ICU_incidence |  |  |  | 5.84 |  |  | Relax Interventions 50% | Afghanistan | AFG |  |  | FALSE
2020-03-14 | cumulative_infections |  |  |  | 27512.99 |  |  | Relax Interventions 50% | Afghanistan | AFG |  |  | FALSE
2020-03-15 | hospital_demand |  |  |  | 107.89 |  |  | Additional 50% Reduction | Afghanistan | AFG |  |  | FALSE
2020-03-15 | ICU_demand |  |  |  | 43.39 |  |  | Additional 50% Reduction | Afghanistan | AFG |  |  | FALSE
2020-03-15 | infections |  |  |  | 2428.03 |  |  | Additional 50% Reduction | Afghanistan | AFG |  |  | FALSE
2020-03-15 | hospital_incidence |  |  |  | 17.58 |  |  | Additional 50% Reduction | Afghanistan | AFG |  |  | FALSE
2020-03-15 | ICU_incidence |  |  |  | 5.99 |  |  | Additional 50% Reduction | Afghanistan | AFG |  |  | FALSE
2020-03-15 | cumulative_infections |  |  |  | 29941.02 |  |  | Additional 50% Reduction | Afghanistan | AFG |  |  | FALSE
2020-03-15 | hospital_demand |  |  |  | 107.89 |  |  | Maintain Status Quo | Afghanistan | AFG |  |  | FALSE
2020-03-15 | ICU_demand |  |  |  | 43.39 |  |  | Maintain Status Quo | Afghanistan | AFG |  |  | FALSE
2020-03-15 | infections |  |  |  | 2428.03 |  |  | Maintain Status Quo | Afghanistan | AFG |  |  | FALSE
2020-03-15 | hospital_incidence |  |  |  | 17.58 |  |  | Maintain Status Quo | Afghanistan | AFG |  |  | FALSE
2020-03-15 | ICU_incidence |  |  |  | 5.99 |  |  | Maintain Status Quo | Afghanistan | AFG |  |  | FALSE
2020-03-15 | cumulative_infections |  |  |  | 29941.02 |  |  | Maintain Status Quo | Afghanistan | AFG |  |  | FALSE
2020-03-15 | hospital_demand |  |  |  | 107.89 |  |  | Relax Interventions 50% | Afghanistan | AFG |  |  | FALSE
2020-03-15 | ICU_demand |  |  |  | 43.39 |  |  | Relax Interventions 50% | Afghanistan | AFG |  |  | FALSE
2020-03-15 | infections |  |  |  | 2428.03 |  |  | Relax Interventions 50% | Afghanistan | AFG |  |  | FALSE
2020-03-15 | hospital_incidence |  |  |  | 17.58 |  |  | Relax Interventions 50% | Afghanistan | AFG |  |  | FALSE
2020-03-15 | ICU_incidence |  |  |  | 5.99 |  |  | Relax Interventions 50% | Afghanistan | AFG |  |  | FALSE
2020-03-15 | cumulative_infections |  |  |  | 29941.02 |  |  | Relax Interventions 50% | Afghanistan | AFG |  |  | FALSE
2020-03-16 | hospital_demand |  |  |  | 116.05 |  |  | Additional 50% Reduction | Afghanistan | AFG |  |  | FALSE
2020-03-16 | ICU_demand |  |  |  | 46.74 |  |  | Additional 50% Reduction | Afghanistan | AFG |  |  | FALSE
2020-03-16 | infections |  |  |  | 2614.28 |  |  | Additional 50% Reduction | Afghanistan | AFG |  |  | FALSE
2020-03-16 | hospital_incidence |  |  |  | 18.3 |  |  | Additional 50% Reduction | Afghanistan | AFG |  |  | FALSE
2020-03-16 | ICU_incidence |  |  |  | 6.16 |  |  | Additional 50% Reduction | Afghanistan | AFG |  |  | FALSE
2020-03-16 | cumulative_infections |  |  |  | 32555.3 |  |  | Additional 50% Reduction | Afghanistan | AFG |  |  | FALSE
2020-03-16 | hospital_demand |  |  |  | 116.05 |  |  | Maintain Status Quo | Afghanistan | AFG |  |  | FALSE
2020-03-16 | ICU_demand |  |  |  | 46.74 |  |  | Maintain Status Quo | Afghanistan | AFG |  |  | FALSE
2020-03-16 | infections |  |  |  | 2614.28 |  |  | Maintain Status Quo | Afghanistan | AFG |  |  | FALSE
2020-03-16 | hospital_incidence |  |  |  | 18.3 |  |  | Maintain Status Quo | Afghanistan | AFG |  |  | FALSE
2020-03-16 | ICU_incidence |  |  |  | 6.16 |  |  | Maintain Status Quo | Afghanistan | AFG |  |  | FALSE
2020-03-16 | cumulative_infections |  |  |  | 32555.3 |  |  | Maintain Status Quo | Afghanistan | AFG |  |  | FALSE
2020-03-16 | hospital_demand |  |  |  | 116.05 |  |  | Relax Interventions 50% | Afghanistan | AFG |  |  | FALSE
2020-03-16 | ICU_demand |  |  |  | 46.74 |  |  | Relax Interventions 50% | Afghanistan | AFG |  |  | FALSE
2020-03-16 | infections |  |  |  | 2614.28 |  |  | Relax Interventions 50% | Afghanistan | AFG |  |  | FALSE
2020-03-16 | hospital_incidence |  |  |  | 18.3 |  |  | Relax Interventions 50% | Afghanistan | AFG |  |  | FALSE
2020-03-16 | ICU_incidence |  |  |  | 6.16 |  |  | Relax Interventions 50% | Afghanistan | AFG |  |  | FALSE
2020-03-16 | cumulative_infections |  |  |  | 32555.3 |  |  | Relax Interventions 50% | Afghanistan | AFG |  |  | FALSE
2020-03-17 | hospital_demand |  |  |  | 124.12 |  |  | Additional 50% Reduction | Afghanistan | AFG |  |  | FALSE
2020-03-17 | ICU_demand |  |  |  | 50.03 |  |  | Additional 50% Reduction | Afghanistan | AFG |  |  | FALSE
2020-03-17 | infections |  |  |  | 2854.55 |  |  | Additional 50% Reduction | Afghanistan | AFG |  |  | FALSE
2020-03-17 | hospital_incidence |  |  |  | 19.2 |  |  | Additional 50% Reduction | Afghanistan | AFG |  |  | FALSE
2020-03-17 | ICU_incidence |  |  |  | 6.39 |  |  | Additional 50% Reduction | Afghanistan | AFG |  |  | FALSE
2020-03-17 | cumulative_infections |  |  |  | 35409.85 |  |  | Additional 50% Reduction | Afghanistan | AFG |  |  | FALSE
2020-03-17 | hospital_demand |  |  |  | 124.12 |  |  | Maintain Status Quo | Afghanistan | AFG |  |  | FALSE
2020-03-17 | ICU_demand |  |  |  | 50.03 |  |  | Maintain Status Quo | Afghanistan | AFG |  |  | FALSE
2020-03-17 | infections |  |  |  | 2854.55 |  |  | Maintain Status Quo | Afghanistan | AFG |  |  | FALSE
2020-03-17 | hospital_incidence |  |  |  | 19.2 |  |  | Maintain Status Quo | Afghanistan | AFG |  |  | FALSE
2020-03-17 | ICU_incidence |  |  |  | 6.39 |  |  | Maintain Status Quo | Afghanistan | AFG |  |  | FALSE
2020-03-17 | cumulative_infections |  |  |  | 35409.85 |  |  | Maintain Status Quo | Afghanistan | AFG |  |  | FALSE
2020-03-17 | hospital_demand |  |  |  | 124.12 |  |  | Relax Interventions 50% | Afghanistan | AFG |  |  | FALSE
2020-03-17 | ICU_demand |  |  |  | 50.03 |  |  | Relax Interventions 50% | Afghanistan | AFG |  |  | FALSE
2020-03-17 | infections |  |  |  | 2854.55 |  |  | Relax Interventions 50% | Afghanistan | AFG |  |  | FALSE
2020-03-17 | hospital_incidence |  |  |  | 19.2 |  |  | Relax Interventions 50% | Afghanistan | AFG |  |  | FALSE
2020-03-17 | ICU_incidence |  |  |  | 6.39 |  |  | Relax Interventions 50% | Afghanistan | AFG |  |  | FALSE
2020-03-17 | cumulative_infections |  |  |  | 35409.85 |  |  | Relax Interventions 50% | Afghanistan | AFG |  |  | FALSE
2020-03-18 | hospital_demand |  |  |  | 132.33 |  |  | Additional 50% Reduction | Afghanistan | AFG |  |  | FALSE
2020-03-18 | ICU_demand |  |  |  | 53.33 |  |  | Additional 50% Reduction | Afghanistan | AFG |  |  | FALSE
2020-03-18 | infections |  |  |  | 3164.66 |  |  | Additional 50% Reduction | Afghanistan | AFG |  |  | FALSE
2020-03-18 | hospital_incidence |  |  |  | 20.34 |  |  | Additional 50% Reduction | Afghanistan | AFG |  |  | FALSE
2020-03-18 | ICU_incidence |  |  |  | 6.69 |  |  | Additional 50% Reduction | Afghanistan | AFG |  |  | FALSE
2020-03-18 | cumulative_infections |  |  |  | 38574.52 |  |  | Additional 50% Reduction | Afghanistan | AFG |  |  | FALSE
2020-03-18 | hospital_demand |  |  |  | 132.33 |  |  | Maintain Status Quo | Afghanistan | AFG |  |  | FALSE
2020-03-18 | ICU_demand |  |  |  | 53.33 |  |  | Maintain Status Quo | Afghanistan | AFG |  |  | FALSE
2020-03-18 | infections |  |  |  | 3164.66 |  |  | Maintain Status Quo | Afghanistan | AFG |  |  | FALSE
2020-03-18 | hospital_incidence |  |  |  | 20.34 |  |  | Maintain Status Quo | Afghanistan | AFG |  |  | FALSE
2020-03-18 | ICU_incidence |  |  |  | 6.69 |  |  | Maintain Status Quo | Afghanistan | AFG |  |  | FALSE
2020-03-18 | cumulative_infections |  |  |  | 38574.52 |  |  | Maintain Status Quo | Afghanistan | AFG |  |  | FALSE
2020-03-18 | hospital_demand |  |  |  | 132.33 |  |  | Relax Interventions 50% | Afghanistan | AFG |  |  | FALSE
2020-03-18 | ICU_demand |  |  |  | 53.33 |  |  | Relax Interventions 50% | Afghanistan | AFG |  |  | FALSE
2020-03-18 | infections |  |  |  | 3164.66 |  |  | Relax Interventions 50% | Afghanistan | AFG |  |  | FALSE
2020-03-18 | hospital_incidence |  |  |  | 20.34 |  |  | Relax Interventions 50% | Afghanistan | AFG |  |  | FALSE
2020-03-18 | ICU_incidence |  |  |  | 6.69 |  |  | Relax Interventions 50% | Afghanistan | AFG |  |  | FALSE
2020-03-18 | cumulative_infections |  |  |  | 38574.52 |  |  | Relax Interventions 50% | Afghanistan | AFG |  |  | FALSE
2020-03-19 | hospital_demand |  |  |  | 140.96 |  |  | Additional 50% Reduction | Afghanistan | AFG |  |  | FALSE
2020-03-19 | ICU_demand |  |  |  | 56.72 |  |  | Additional 50% Reduction | Afghanistan | AFG |  |  | FALSE
2020-03-19 | infections |  |  |  | 3566.02 |  |  | Additional 50% Reduction | Afghanistan | AFG |  |  | FALSE
2020-03-19 | hospital_incidence |  |  |  | 21.8 |  |  | Additional 50% Reduction | Afghanistan | AFG |  |  | FALSE
2020-03-19 | ICU_incidence |  |  |  | 7.09 |  |  | Additional 50% Reduction | Afghanistan | AFG |  |  | FALSE
2020-03-19 | cumulative_infections |  |  |  | 42140.54 |  |  | Additional 50% Reduction | Afghanistan | AFG |  |  | FALSE
2020-03-19 | hospital_demand |  |  |  | 140.96 |  |  | Maintain Status Quo | Afghanistan | AFG |  |  | FALSE
2020-03-19 | ICU_demand |  |  |  | 56.72 |  |  | Maintain Status Quo | Afghanistan | AFG |  |  | FALSE
2020-03-19 | infections |  |  |  | 3566.02 |  |  | Maintain Status Quo | Afghanistan | AFG |  |  | FALSE
2020-03-19 | hospital_incidence |  |  |  | 21.8 |  |  | Maintain Status Quo | Afghanistan | AFG |  |  | FALSE
2020-03-19 | ICU_incidence |  |  |  | 7.09 |  |  | Maintain Status Quo | Afghanistan | AFG |  |  | FALSE
2020-03-19 | cumulative_infections |  |  |  | 42140.54 |  |  | Maintain Status Quo | Afghanistan | AFG |  |  | FALSE
2020-03-19 | hospital_demand |  |  |  | 140.96 |  |  | Relax Interventions 50% | Afghanistan | AFG |  |  | FALSE
2020-03-19 | ICU_demand |  |  |  | 56.72 |  |  | Relax Interventions 50% | Afghanistan | AFG |  |  | FALSE
2020-03-19 | infections |  |  |  | 3566.02 |  |  | Relax Interventions 50% | Afghanistan | AFG |  |  | FALSE
2020-03-19 | hospital_incidence |  |  |  | 21.8 |  |  | Relax Interventions 50% | Afghanistan | AFG |  |  | FALSE
2020-03-19 | ICU_incidence |  |  |  | 7.09 |  |  | Relax Interventions 50% | Afghanistan | AFG |  |  | FALSE
2020-03-19 | cumulative_infections |  |  |  | 42140.54 |  |  | Relax Interventions 50% | Afghanistan | AFG |  |  | FALSE
2020-03-20 | hospital_demand |  |  |  | 150.35 |  |  | Additional 50% Reduction | Afghanistan | AFG |  |  | FALSE
2020-03-20 | ICU_demand |  |  |  | 60.33 |  |  | Additional 50% Reduction | Afghanistan | AFG |  |  | FALSE
2020-03-20 | infections |  |  |  | 3787.88 |  |  | Additional 50% Reduction | Afghanistan | AFG |  |  | FALSE
2020-03-20 | hospital_incidence |  |  |  | 23.63 |  |  | Additional 50% Reduction | Afghanistan | AFG |  |  | FALSE
2020-03-20 | ICU_incidence |  |  |  | 7.6 |  |  | Additional 50% Reduction | Afghanistan | AFG |  |  | FALSE
2020-03-20 | cumulative_infections |  |  |  | 45928.42 |  |  | Additional 50% Reduction | Afghanistan | AFG |  |  | FALSE
2020-03-20 | hospital_demand |  |  |  | 150.35 |  |  | Maintain Status Quo | Afghanistan | AFG |  |  | FALSE
2020-03-20 | ICU_demand |  |  |  | 60.33 |  |  | Maintain Status Quo | Afghanistan | AFG |  |  | FALSE
2020-03-20 | infections |  |  |  | 3787.88 |  |  | Maintain Status Quo | Afghanistan | AFG |  |  | FALSE
2020-03-20 | hospital_incidence |  |  |  | 23.63 |  |  | Maintain Status Quo | Afghanistan | AFG |  |  | FALSE
2020-03-20 | ICU_incidence |  |  |  | 7.6 |  |  | Maintain Status Quo | Afghanistan | AFG |  |  | FALSE
2020-03-20 | cumulative_infections |  |  |  | 45928.42 |  |  | Maintain Status Quo | Afghanistan | AFG |  |  | FALSE
2020-03-20 | hospital_demand |  |  |  | 150.35 |  |  | Relax Interventions 50% | Afghanistan | AFG |  |  | FALSE
2020-03-20 | ICU_demand |  |  |  | 60.33 |  |  | Relax Interventions 50% | Afghanistan | AFG |  |  | FALSE
2020-03-20 | infections |  |  |  | 3787.88 |  |  | Relax Interventions 50% | Afghanistan | AFG |  |  | FALSE
2020-03-20 | hospital_incidence |  |  |  | 23.63 |  |  | Relax Interventions 50% | Afghanistan | AFG |  |  | FALSE
2020-03-20 | ICU_incidence |  |  |  | 7.6 |  |  | Relax Interventions 50% | Afghanistan | AFG |  |  | FALSE
2020-03-20 | cumulative_infections |  |  |  | 45928.42 |  |  | Relax Interventions 50% | Afghanistan | AFG |  |  | FALSE
2020-03-21 | hospital_demand |  |  |  | 160.76 |  |  | Additional 50% Reduction | Afghanistan | AFG |  |  | FALSE
2020-03-21 | ICU_demand |  |  |  | 64.09 |  |  | Additional 50% Reduction | Afghanistan | AFG |  |  | FALSE
2020-03-21 | infections |  |  |  | 3738.35 |  |  | Additional 50% Reduction | Afghanistan | AFG |  |  | FALSE
2020-03-21 | hospital_incidence |  |  |  | 25.6 |  |  | Additional 50% Reduction | Afghanistan | AFG |  |  | FALSE
2020-03-21 | ICU_incidence |  |  |  | 8.15 |  |  | Additional 50% Reduction | Afghanistan | AFG |  |  | FALSE
2020-03-21 | cumulative_infections |  |  |  | 49666.77 |  |  | Additional 50% Reduction | Afghanistan | AFG |  |  | FALSE
2020-03-21 | hospital_demand |  |  |  | 160.76 |  |  | Maintain Status Quo | Afghanistan | AFG |  |  | FALSE
2020-03-21 | ICU_demand |  |  |  | 64.09 |  |  | Maintain Status Quo | Afghanistan | AFG |  |  | FALSE
2020-03-21 | infections |  |  |  | 3738.35 |  |  | Maintain Status Quo | Afghanistan | AFG |  |  | FALSE
2020-03-21 | hospital_incidence |  |  |  | 25.6 |  |  | Maintain Status Quo | Afghanistan | AFG |  |  | FALSE
2020-03-21 | ICU_incidence |  |  |  | 8.15 |  |  | Maintain Status Quo | Afghanistan | AFG |  |  | FALSE
2020-03-21 | cumulative_infections |  |  |  | 49666.77 |  |  | Maintain Status Quo | Afghanistan | AFG |  |  | FALSE
2020-03-21 | hospital_demand |  |  |  | 160.76 |  |  | Relax Interventions 50% | Afghanistan | AFG |  |  | FALSE
2020-03-21 | ICU_demand |  |  |  | 64.09 |  |  | Relax Interventions 50% | Afghanistan | AFG |  |  | FALSE
2020-03-21 | infections |  |  |  | 3738.35 |  |  | Relax Interventions 50% | Afghanistan | AFG |  |  | FALSE
2020-03-21 | hospital_incidence |  |  |  | 25.6 |  |  | Relax Interventions 50% | Afghanistan | AFG |  |  | FALSE
2020-03-21 | ICU_incidence |  |  |  | 8.15 |  |  | Relax Interventions 50% | Afghanistan | AFG |  |  | FALSE
2020-03-21 | cumulative_infections |  |  |  | 49666.77 |  |  | Relax Interventions 50% | Afghanistan | AFG |  |  | FALSE
2020-03-22 | hospital_demand |  |  |  | 172.06 |  |  | Additional 50% Reduction | Afghanistan | AFG |  |  | FALSE
2020-03-22 | ICU_demand |  |  |  | 67.53 |  |  | Additional 50% Reduction | Afghanistan | AFG |  |  | FALSE
2020-03-22 | infections |  |  |  | 3594.31 |  |  | Additional 50% Reduction | Afghanistan | AFG |  |  | FALSE
2020-03-22 | hospital_incidence |  |  |  | 27.31 |  |  | Additional 50% Reduction | Afghanistan | AFG |  |  | FALSE
2020-03-22 | ICU_incidence |  |  |  | 8.64 |  |  | Additional 50% Reduction | Afghanistan | AFG |  |  | FALSE
2020-03-22 | cumulative_infections |  |  |  | 53261.07 |  |  | Additional 50% Reduction | Afghanistan | AFG |  |  | FALSE
2020-03-22 | hospital_demand |  |  |  | 172.06 |  |  | Maintain Status Quo | Afghanistan | AFG |  |  | FALSE
2020-03-22 | ICU_demand |  |  |  | 67.53 |  |  | Maintain Status Quo | Afghanistan | AFG |  |  | FALSE
2020-03-22 | infections |  |  |  | 3594.31 |  |  | Maintain Status Quo | Afghanistan | AFG |  |  | FALSE
2020-03-22 | hospital_incidence |  |  |  | 27.31 |  |  | Maintain Status Quo | Afghanistan | AFG |  |  | FALSE
2020-03-22 | ICU_incidence |  |  |  | 8.64 |  |  | Maintain Status Quo | Afghanistan | AFG |  |  | FALSE
2020-03-22 | cumulative_infections |  |  |  | 53261.07 |  |  | Maintain Status Quo | Afghanistan | AFG |  |  | FALSE
2020-03-22 | hospital_demand |  |  |  | 172.06 |  |  | Relax Interventions 50% | Afghanistan | AFG |  |  | FALSE
2020-03-22 | ICU_demand |  |  |  | 67.53 |  |  | Relax Interventions 50% | Afghanistan | AFG |  |  | FALSE
2020-03-22 | infections |  |  |  | 3594.31 |  |  | Relax Interventions 50% | Afghanistan | AFG |  |  | FALSE
2020-03-22 | hospital_incidence |  |  |  | 27.31 |  |  | Relax Interventions 50% | Afghanistan | AFG |  |  | FALSE
2020-03-22 | ICU_incidence |  |  |  | 8.64 |  |  | Relax Interventions 50% | Afghanistan | AFG |  |  | FALSE
2020-03-22 | cumulative_infections |  |  |  | 53261.07 |  |  | Relax Interventions 50% | Afghanistan | AFG |  |  | FALSE
2020-03-23 | hospital_demand |  |  |  | 183.78 |  |  | Additional 50% Reduction | Afghanistan | AFG |  |  | FALSE
2020-03-23 | ICU_demand |  |  |  | 70.48 |  |  | Additional 50% Reduction | Afghanistan | AFG |  |  | FALSE
2020-03-23 | infections |  |  |  | 3434.81 |  |  | Additional 50% Reduction | Afghanistan | AFG |  |  | FALSE
2020-03-23 | hospital_incidence |  |  |  | 28.55 |  |  | Additional 50% Reduction | Afghanistan | AFG |  |  | FALSE
2020-03-23 | ICU_incidence |  |  |  | 8.99 |  |  | Additional 50% Reduction | Afghanistan | AFG |  |  | FALSE
2020-03-23 | cumulative_infections |  |  |  | 56695.88 |  |  | Additional 50% Reduction | Afghanistan | AFG |  |  | FALSE
2020-03-23 | hospital_demand |  |  |  | 183.78 |  |  | Maintain Status Quo | Afghanistan | AFG |  |  | FALSE
2020-03-23 | ICU_demand |  |  |  | 70.48 |  |  | Maintain Status Quo | Afghanistan | AFG |  |  | FALSE
2020-03-23 | infections |  |  |  | 3434.81 |  |  | Maintain Status Quo | Afghanistan | AFG |  |  | FALSE
2020-03-23 | hospital_incidence |  |  |  | 28.55 |  |  | Maintain Status Quo | Afghanistan | AFG |  |  | FALSE
2020-03-23 | ICU_incidence |  |  |  | 8.99 |  |  | Maintain Status Quo | Afghanistan | AFG |  |  | FALSE
2020-03-23 | cumulative_infections |  |  |  | 56695.88 |  |  | Maintain Status Quo | Afghanistan | AFG |  |  | FALSE
2020-03-23 | hospital_demand |  |  |  | 183.78 |  |  | Relax Interventions 50% | Afghanistan | AFG |  |  | FALSE
2020-03-23 | ICU_demand |  |  |  | 70.48 |  |  | Relax Interventions 50% | Afghanistan | AFG |  |  | FALSE
2020-03-23 | infections |  |  |  | 3434.81 |  |  | Relax Interventions 50% | Afghanistan | AFG |  |  | FALSE
2020-03-23 | hospital_incidence |  |  |  | 28.55 |  |  | Relax Interventions 50% | Afghanistan | AFG |  |  | FALSE
2020-03-23 | ICU_incidence |  |  |  | 8.99 |  |  | Relax Interventions 50% | Afghanistan | AFG |  |  | FALSE
2020-03-23 | cumulative_infections |  |  |  | 56695.88 |  |  | Relax Interventions 50% | Afghanistan | AFG |  |  | FALSE
2020-03-24 | hospital_demand |  |  |  | 195.33 |  |  | Additional 50% Reduction | Afghanistan | AFG |  |  | FALSE
2020-03-24 | ICU_demand |  |  |  | 73.04 |  |  | Additional 50% Reduction | Afghanistan | AFG |  |  | FALSE
2020-03-24 | infections |  |  |  | 3289.52 |  |  | Additional 50% Reduction | Afghanistan | AFG |  |  | FALSE
2020-03-24 | hospital_incidence |  |  |  | 29.24 |  |  | Additional 50% Reduction | Afghanistan | AFG |  |  | FALSE
2020-03-24 | ICU_incidence |  |  |  | 9.18 |  |  | Additional 50% Reduction | Afghanistan | AFG |  |  | FALSE
2020-03-24 | cumulative_infections |  |  |  | 59985.4 |  |  | Additional 50% Reduction | Afghanistan | AFG |  |  | FALSE
2020-03-24 | hospital_demand |  |  |  | 195.33 |  |  | Maintain Status Quo | Afghanistan | AFG |  |  | FALSE
2020-03-24 | ICU_demand |  |  |  | 73.04 |  |  | Maintain Status Quo | Afghanistan | AFG |  |  | FALSE
2020-03-24 | infections |  |  |  | 3289.52 |  |  | Maintain Status Quo | Afghanistan | AFG |  |  | FALSE
2020-03-24 | hospital_incidence |  |  |  | 29.24 |  |  | Maintain Status Quo | Afghanistan | AFG |  |  | FALSE
2020-03-24 | ICU_incidence |  |  |  | 9.18 |  |  | Maintain Status Quo | Afghanistan | AFG |  |  | FALSE
2020-03-24 | cumulative_infections |  |  |  | 59985.4 |  |  | Maintain Status Quo | Afghanistan | AFG |  |  | FALSE
2020-03-24 | hospital_demand |  |  |  | 195.33 |  |  | Relax Interventions 50% | Afghanistan | AFG |  |  | FALSE
2020-03-24 | ICU_demand |  |  |  | 73.04 |  |  | Relax Interventions 50% | Afghanistan | AFG |  |  | FALSE
2020-03-24 | infections |  |  |  | 3289.52 |  |  | Relax Interventions 50% | Afghanistan | AFG |  |  | FALSE
2020-03-24 | hospital_incidence |  |  |  | 29.24 |  |  | Relax Interventions 50% | Afghanistan | AFG |  |  | FALSE
2020-03-24 | ICU_incidence |  |  |  | 9.18 |  |  | Relax Interventions 50% | Afghanistan | AFG |  |  | FALSE
2020-03-24 | cumulative_infections |  |  |  | 59985.4 |  |  | Relax Interventions 50% | Afghanistan | AFG |  |  | FALSE
2020-03-25 | hospital_demand |  |  |  | 206.15 |  |  | Additional 50% Reduction | Afghanistan | AFG |  |  | FALSE
2020-03-25 | ICU_demand |  |  |  | 75.27 |  |  | Additional 50% Reduction | Afghanistan | AFG |  |  | FALSE
2020-03-25 | infections |  |  |  | 3165.8 |  |  | Additional 50% Reduction | Afghanistan | AFG |  |  | FALSE
2020-03-25 | hospital_incidence |  |  |  | 29.46 |  |  | Additional 50% Reduction | Afghanistan | AFG |  |  | FALSE
2020-03-25 | ICU_incidence |  |  |  | 9.24 |  |  | Additional 50% Reduction | Afghanistan | AFG |  |  | FALSE
2020-03-25 | cumulative_infections |  |  |  | 63151.2 |  |  | Additional 50% Reduction | Afghanistan | AFG |  |  | FALSE
2020-03-25 | hospital_demand |  |  |  | 206.15 |  |  | Maintain Status Quo | Afghanistan | AFG |  |  | FALSE
2020-03-25 | ICU_demand |  |  |  | 75.27 |  |  | Maintain Status Quo | Afghanistan | AFG |  |  | FALSE
2020-03-25 | infections |  |  |  | 3165.8 |  |  | Maintain Status Quo | Afghanistan | AFG |  |  | FALSE
2020-03-25 | hospital_incidence |  |  |  | 29.46 |  |  | Maintain Status Quo | Afghanistan | AFG |  |  | FALSE
2020-03-25 | ICU_incidence |  |  |  | 9.24 |  |  | Maintain Status Quo | Afghanistan | AFG |  |  | FALSE
2020-03-25 | cumulative_infections |  |  |  | 63151.2 |  |  | Maintain Status Quo | Afghanistan | AFG |  |  | FALSE
2020-03-25 | hospital_demand |  |  |  | 206.15 |  |  | Relax Interventions 50% | Afghanistan | AFG |  |  | FALSE
2020-03-25 | ICU_demand |  |  |  | 75.27 |  |  | Relax Interventions 50% | Afghanistan | AFG |  |  | FALSE
2020-03-25 | infections |  |  |  | 3165.8 |  |  | Relax Interventions 50% | Afghanistan | AFG |  |  | FALSE
2020-03-25 | hospital_incidence |  |  |  | 29.46 |  |  | Relax Interventions 50% | Afghanistan | AFG |  |  | FALSE
2020-03-25 | ICU_incidence |  |  |  | 9.24 |  |  | Relax Interventions 50% | Afghanistan | AFG |  |  | FALSE
2020-03-25 | cumulative_infections |  |  |  | 63151.2 |  |  | Relax Interventions 50% | Afghanistan | AFG |  |  | FALSE
2020-03-26 | hospital_demand |  |  |  | 215.83 |  |  | Additional 50% Reduction | Afghanistan | AFG |  |  | FALSE
2020-03-26 | ICU_demand |  |  |  | 77.22 |  |  | Additional 50% Reduction | Afghanistan | AFG |  |  | FALSE
2020-03-26 | infections |  |  |  | 3062.48 |  |  | Additional 50% Reduction | Afghanistan | AFG |  |  | FALSE
2020-03-26 | hospital_incidence |  |  |  | 29.32 |  |  | Additional 50% Reduction | Afghanistan | AFG |  |  | FALSE
2020-03-26 | ICU_incidence |  |  |  | 9.19 |  |  | Additional 50% Reduction | Afghanistan | AFG |  |  | FALSE
2020-03-26 | cumulative_infections |  |  |  | 66213.68 |  |  | Additional 50% Reduction | Afghanistan | AFG |  |  | FALSE
2020-03-26 | hospital_demand |  |  |  | 215.83 |  |  | Maintain Status Quo | Afghanistan | AFG |  |  | FALSE
2020-03-26 | ICU_demand |  |  |  | 77.22 |  |  | Maintain Status Quo | Afghanistan | AFG |  |  | FALSE
2020-03-26 | infections |  |  |  | 3062.48 |  |  | Maintain Status Quo | Afghanistan | AFG |  |  | FALSE
2020-03-26 | hospital_incidence |  |  |  | 29.32 |  |  | Maintain Status Quo | Afghanistan | AFG |  |  | FALSE
2020-03-26 | ICU_incidence |  |  |  | 9.19 |  |  | Maintain Status Quo | Afghanistan | AFG |  |  | FALSE
2020-03-26 | cumulative_infections |  |  |  | 66213.68 |  |  | Maintain Status Quo | Afghanistan | AFG |  |  | FALSE
2020-03-26 | hospital_demand |  |  |  | 215.83 |  |  | Relax Interventions 50% | Afghanistan | AFG |  |  | FALSE
2020-03-26 | ICU_demand |  |  |  | 77.22 |  |  | Relax Interventions 50% | Afghanistan | AFG |  |  | FALSE
2020-03-26 | infections |  |  |  | 3062.48 |  |  | Relax Interventions 50% | Afghanistan | AFG |  |  | FALSE
2020-03-26 | hospital_incidence |  |  |  | 29.32 |  |  | Relax Interventions 50% | Afghanistan | AFG |  |  | FALSE
2020-03-26 | ICU_incidence |  |  |  | 9.19 |  |  | Relax Interventions 50% | Afghanistan | AFG |  |  | FALSE
2020-03-26 | cumulative_infections |  |  |  | 66213.68 |  |  | Relax Interventions 50% | Afghanistan | AFG |  |  | FALSE
2020-03-27 | hospital_demand |  |  |  | 224.1 |  |  | Additional 50% Reduction | Afghanistan | AFG |  |  | FALSE
2020-03-27 | ICU_demand |  |  |  | 78.92 |  |  | Additional 50% Reduction | Afghanistan | AFG |  |  | FALSE
2020-03-27 | infections |  |  |  | 2976.08 |  |  | Additional 50% Reduction | Afghanistan | AFG |  |  | FALSE
2020-03-27 | hospital_incidence |  |  |  | 28.93 |  |  | Additional 50% Reduction | Afghanistan | AFG |  |  | FALSE
2020-03-27 | ICU_incidence |  |  |  | 9.07 |  |  | Additional 50% Reduction | Afghanistan | AFG |  |  | FALSE
2020-03-27 | cumulative_infections |  |  |  | 69189.76 |  |  | Additional 50% Reduction | Afghanistan | AFG |  |  | FALSE
2020-03-27 | hospital_demand |  |  |  | 224.1 |  |  | Maintain Status Quo | Afghanistan | AFG |  |  | FALSE
2020-03-27 | ICU_demand |  |  |  | 78.92 |  |  | Maintain Status Quo | Afghanistan | AFG |  |  | FALSE
2020-03-27 | infections |  |  |  | 2976.08 |  |  | Maintain Status Quo | Afghanistan | AFG |  |  | FALSE
2020-03-27 | hospital_incidence |  |  |  | 28.93 |  |  | Maintain Status Quo | Afghanistan | AFG |  |  | FALSE
2020-03-27 | ICU_incidence |  |  |  | 9.07 |  |  | Maintain Status Quo | Afghanistan | AFG |  |  | FALSE
2020-03-27 | cumulative_infections |  |  |  | 69189.76 |  |  | Maintain Status Quo | Afghanistan | AFG |  |  | FALSE
2020-03-27 | hospital_demand |  |  |  | 224.1 |  |  | Relax Interventions 50% | Afghanistan | AFG |  |  | FALSE
2020-03-27 | ICU_demand |  |  |  | 78.92 |  |  | Relax Interventions 50% | Afghanistan | AFG |  |  | FALSE
2020-03-27 | infections |  |  |  | 2976.08 |  |  | Relax Interventions 50% | Afghanistan | AFG |  |  | FALSE
2020-03-27 | hospital_incidence |  |  |  | 28.93 |  |  | Relax Interventions 50% | Afghanistan | AFG |  |  | FALSE
2020-03-27 | ICU_incidence |  |  |  | 9.07 |  |  | Relax Interventions 50% | Afghanistan | AFG |  |  | FALSE
2020-03-27 | cumulative_infections |  |  |  | 69189.76 |  |  | Relax Interventions 50% | Afghanistan | AFG |  |  | FALSE
2020-03-28 | hospital_demand |  |  |  | 230.86 |  |  | Additional 50% Reduction | Afghanistan | AFG |  |  | FALSE
2020-03-28 | ICU_demand |  |  |  | 80.38 |  |  | Additional 50% Reduction | Afghanistan | AFG |  |  | FALSE
2020-03-28 | infections |  |  |  | 2903.28 |  |  | Additional 50% Reduction | Afghanistan | AFG |  |  | FALSE
2020-03-28 | hospital_incidence |  |  |  | 28.38 |  |  | Additional 50% Reduction | Afghanistan | AFG |  |  | FALSE
2020-03-28 | ICU_incidence |  |  |  | 8.91 |  |  | Additional 50% Reduction | Afghanistan | AFG |  |  | FALSE
2020-03-28 | cumulative_infections |  |  |  | 72093.04 |  |  | Additional 50% Reduction | Afghanistan | AFG |  |  | FALSE
2020-03-28 | hospital_demand |  |  |  | 230.86 |  |  | Maintain Status Quo | Afghanistan | AFG |  |  | FALSE
2020-03-28 | ICU_demand |  |  |  | 80.38 |  |  | Maintain Status Quo | Afghanistan | AFG |  |  | FALSE
2020-03-28 | infections |  |  |  | 2903.28 |  |  | Maintain Status Quo | Afghanistan | AFG |  |  | FALSE
2020-03-28 | hospital_incidence |  |  |  | 28.38 |  |  | Maintain Status Quo | Afghanistan | AFG |  |  | FALSE
2020-03-28 | ICU_incidence |  |  |  | 8.91 |  |  | Maintain Status Quo | Afghanistan | AFG |  |  | FALSE
2020-03-28 | cumulative_infections |  |  |  | 72093.04 |  |  | Maintain Status Quo | Afghanistan | AFG |  |  | FALSE
2020-03-28 | hospital_demand |  |  |  | 230.86 |  |  | Relax Interventions 50% | Afghanistan | AFG |  |  | FALSE
2020-03-28 | ICU_demand |  |  |  | 80.38 |  |  | Relax Interventions 50% | Afghanistan | AFG |  |  | FALSE
2020-03-28 | infections |  |  |  | 2903.28 |  |  | Relax Interventions 50% | Afghanistan | AFG |  |  | FALSE
2020-03-28 | hospital_incidence |  |  |  | 28.38 |  |  | Relax Interventions 50% | Afghanistan | AFG |  |  | FALSE
2020-03-28 | ICU_incidence |  |  |  | 8.91 |  |  | Relax Interventions 50% | Afghanistan | AFG |  |  | FALSE
2020-03-28 | cumulative_infections |  |  |  | 72093.04 |  |  | Relax Interventions 50% | Afghanistan | AFG |  |  | FALSE
2020-03-29 | hospital_demand |  |  |  | 236.11 |  |  | Additional 50% Reduction | Afghanistan | AFG |  |  | FALSE
2020-03-29 | ICU_demand |  |  |  | 81.64 |  |  | Additional 50% Reduction | Afghanistan | AFG |  |  | FALSE
2020-03-29 | infections |  |  |  | 2841.56 |  |  | Additional 50% Reduction | Afghanistan | AFG |  |  | FALSE
2020-03-29 | hospital_incidence |  |  |  | 27.77 |  |  | Additional 50% Reduction | Afghanistan | AFG |  |  | FALSE
2020-03-29 | ICU_incidence |  |  |  | 8.73 |  |  | Additional 50% Reduction | Afghanistan | AFG |  |  | FALSE
2020-03-29 | cumulative_infections |  |  |  | 74934.6 |  |  | Additional 50% Reduction | Afghanistan | AFG |  |  | FALSE
2020-03-29 | hospital_demand |  |  |  | 236.11 |  |  | Maintain Status Quo | Afghanistan | AFG |  |  | FALSE
2020-03-29 | ICU_demand |  |  |  | 81.64 |  |  | Maintain Status Quo | Afghanistan | AFG |  |  | FALSE
2020-03-29 | infections |  |  |  | 2841.56 |  |  | Maintain Status Quo | Afghanistan | AFG |  |  | FALSE
2020-03-29 | hospital_incidence |  |  |  | 27.77 |  |  | Maintain Status Quo | Afghanistan | AFG |  |  | FALSE
2020-03-29 | ICU_incidence |  |  |  | 8.73 |  |  | Maintain Status Quo | Afghanistan | AFG |  |  | FALSE
2020-03-29 | cumulative_infections |  |  |  | 74934.6 |  |  | Maintain Status Quo | Afghanistan | AFG |  |  | FALSE
2020-03-29 | hospital_demand |  |  |  | 236.11 |  |  | Relax Interventions 50% | Afghanistan | AFG |  |  | FALSE
2020-03-29 | ICU_demand |  |  |  | 81.64 |  |  | Relax Interventions 50% | Afghanistan | AFG |  |  | FALSE
2020-03-29 | infections |  |  |  | 2841.56 |  |  | Relax Interventions 50% | Afghanistan | AFG |  |  | FALSE
2020-03-29 | hospital_incidence |  |  |  | 27.77 |  |  | Relax Interventions 50% | Afghanistan | AFG |  |  | FALSE
2020-03-29 | ICU_incidence |  |  |  | 8.73 |  |  | Relax Interventions 50% | Afghanistan | AFG |  |  | FALSE
2020-03-29 | cumulative_infections |  |  |  | 74934.6 |  |  | Relax Interventions 50% | Afghanistan | AFG |  |  | FALSE
2020-03-30 | hospital_demand |  |  |  | 239.93 |  |  | Additional 50% Reduction | Afghanistan | AFG |  |  | FALSE
2020-03-30 | ICU_demand |  |  |  | 82.72 |  |  | Additional 50% Reduction | Afghanistan | AFG |  |  | FALSE
2020-03-30 | infections |  |  |  | 2789.22 |  |  | Additional 50% Reduction | Afghanistan | AFG |  |  | FALSE
2020-03-30 | hospital_incidence |  |  |  | 27.13 |  |  | Additional 50% Reduction | Afghanistan | AFG |  |  | FALSE
2020-03-30 | ICU_incidence |  |  |  | 8.55 |  |  | Additional 50% Reduction | Afghanistan | AFG |  |  | FALSE
2020-03-30 | cumulative_infections |  |  |  | 77723.82 |  |  | Additional 50% Reduction | Afghanistan | AFG |  |  | FALSE
2020-03-30 | hospital_demand |  |  |  | 239.93 |  |  | Maintain Status Quo | Afghanistan | AFG |  |  | FALSE
2020-03-30 | ICU_demand |  |  |  | 82.72 |  |  | Maintain Status Quo | Afghanistan | AFG |  |  | FALSE
2020-03-30 | infections |  |  |  | 2789.22 |  |  | Maintain Status Quo | Afghanistan | AFG |  |  | FALSE
2020-03-30 | hospital_incidence |  |  |  | 27.13 |  |  | Maintain Status Quo | Afghanistan | AFG |  |  | FALSE
2020-03-30 | ICU_incidence |  |  |  | 8.55 |  |  | Maintain Status Quo | Afghanistan | AFG |  |  | FALSE
2020-03-30 | cumulative_infections |  |  |  | 77723.82 |  |  | Maintain Status Quo | Afghanistan | AFG |  |  | FALSE
2020-03-30 | hospital_demand |  |  |  | 239.93 |  |  | Relax Interventions 50% | Afghanistan | AFG |  |  | FALSE
2020-03-30 | ICU_demand |  |  |  | 82.72 |  |  | Relax Interventions 50% | Afghanistan | AFG |  |  | FALSE
2020-03-30 | infections |  |  |  | 2789.22 |  |  | Relax Interventions 50% | Afghanistan | AFG |  |  | FALSE
2020-03-30 | hospital_incidence |  |  |  | 27.13 |  |  | Relax Interventions 50% | Afghanistan | AFG |  |  | FALSE
2020-03-30 | ICU_incidence |  |  |  | 8.55 |  |  | Relax Interventions 50% | Afghanistan | AFG |  |  | FALSE
2020-03-30 | cumulative_infections |  |  |  | 77723.82 |  |  | Relax Interventions 50% | Afghanistan | AFG |  |  | FALSE
2020-03-31 | hospital_demand |  |  |  | 242.46 |  |  | Additional 50% Reduction | Afghanistan | AFG |  |  | FALSE
2020-03-31 | ICU_demand |  |  |  | 83.66 |  |  | Additional 50% Reduction | Afghanistan | AFG |  |  | FALSE
2020-03-31 | infections |  |  |  | 2745.17 |  |  | Additional 50% Reduction | Afghanistan | AFG |  |  | FALSE
2020-03-31 | hospital_incidence |  |  |  | 26.5 |  |  | Additional 50% Reduction | Afghanistan | AFG |  |  | FALSE
2020-03-31 | ICU_incidence |  |  |  | 8.37 |  |  | Additional 50% Reduction | Afghanistan | AFG |  |  | FALSE
2020-03-31 | cumulative_infections |  |  |  | 80468.99 |  |  | Additional 50% Reduction | Afghanistan | AFG |  |  | FALSE
2020-03-31 | hospital_demand |  |  |  | 242.46 |  |  | Maintain Status Quo | Afghanistan | AFG |  |  | FALSE
2020-03-31 | ICU_demand |  |  |  | 83.66 |  |  | Maintain Status Quo | Afghanistan | AFG |  |  | FALSE
2020-03-31 | infections |  |  |  | 2745.17 |  |  | Maintain Status Quo | Afghanistan | AFG |  |  | FALSE
2020-03-31 | hospital_incidence |  |  |  | 26.5 |  |  | Maintain Status Quo | Afghanistan | AFG |  |  | FALSE
2020-03-31 | ICU_incidence |  |  |  | 8.37 |  |  | Maintain Status Quo | Afghanistan | AFG |  |  | FALSE
2020-03-31 | cumulative_infections |  |  |  | 80468.99 |  |  | Maintain Status Quo | Afghanistan | AFG |  |  | FALSE
2020-03-31 | hospital_demand |  |  |  | 242.46 |  |  | Relax Interventions 50% | Afghanistan | AFG |  |  | FALSE
2020-03-31 | ICU_demand |  |  |  | 83.66 |  |  | Relax Interventions 50% | Afghanistan | AFG |  |  | FALSE
2020-03-31 | infections |  |  |  | 2745.17 |  |  | Relax Interventions 50% | Afghanistan | AFG |  |  | FALSE
2020-03-31 | hospital_incidence |  |  |  | 26.5 |  |  | Relax Interventions 50% | Afghanistan | AFG |  |  | FALSE
2020-03-31 | ICU_incidence |  |  |  | 8.37 |  |  | Relax Interventions 50% | Afghanistan | AFG |  |  | FALSE
2020-03-31 | cumulative_infections |  |  |  | 80468.99 |  |  | Relax Interventions 50% | Afghanistan | AFG |  |  | FALSE
2020-04-01 | hospital_demand |  |  |  | 243.86 |  |  | Additional 50% Reduction | Afghanistan | AFG |  |  | FALSE
2020-04-01 | ICU_demand |  |  |  | 84.47 |  |  | Additional 50% Reduction | Afghanistan | AFG |  |  | FALSE
2020-04-01 | infections |  |  |  | 2708.69 |  |  | Additional 50% Reduction | Afghanistan | AFG |  |  | FALSE
2020-04-01 | hospital_incidence |  |  |  | 25.9 |  |  | Additional 50% Reduction | Afghanistan | AFG |  |  | FALSE
2020-04-01 | ICU_incidence |  |  |  | 8.21 |  |  | Additional 50% Reduction | Afghanistan | AFG |  |  | FALSE
2020-04-01 | cumulative_infections |  |  |  | 83177.68 |  |  | Additional 50% Reduction | Afghanistan | AFG |  |  | FALSE
2020-04-01 | hospital_demand |  |  |  | 243.86 |  |  | Maintain Status Quo | Afghanistan | AFG |  |  | FALSE
2020-04-01 | ICU_demand |  |  |  | 84.47 |  |  | Maintain Status Quo | Afghanistan | AFG |  |  | FALSE
2020-04-01 | infections |  |  |  | 2708.69 |  |  | Maintain Status Quo | Afghanistan | AFG |  |  | FALSE
2020-04-01 | hospital_incidence |  |  |  | 25.9 |  |  | Maintain Status Quo | Afghanistan | AFG |  |  | FALSE
2020-04-01 | ICU_incidence |  |  |  | 8.21 |  |  | Maintain Status Quo | Afghanistan | AFG |  |  | FALSE
2020-04-01 | cumulative_infections |  |  |  | 83177.68 |  |  | Maintain Status Quo | Afghanistan | AFG |  |  | FALSE
2020-04-01 | hospital_demand |  |  |  | 243.86 |  |  | Relax Interventions 50% | Afghanistan | AFG |  |  | FALSE
2020-04-01 | ICU_demand |  |  |  | 84.47 |  |  | Relax Interventions 50% | Afghanistan | AFG |  |  | FALSE
2020-04-01 | infections |  |  |  | 2708.69 |  |  | Relax Interventions 50% | Afghanistan | AFG |  |  | FALSE
2020-04-01 | hospital_incidence |  |  |  | 25.9 |  |  | Relax Interventions 50% | Afghanistan | AFG |  |  | FALSE
2020-04-01 | ICU_incidence |  |  |  | 8.21 |  |  | Relax Interventions 50% | Afghanistan | AFG |  |  | FALSE
2020-04-01 | cumulative_infections |  |  |  | 83177.68 |  |  | Relax Interventions 50% | Afghanistan | AFG |  |  | FALSE
2020-04-02 | hospital_demand |  |  |  | 244.3 |  |  | Additional 50% Reduction | Afghanistan | AFG |  |  | FALSE
2020-04-02 | ICU_demand |  |  |  | 85.18 |  |  | Additional 50% Reduction | Afghanistan | AFG |  |  | FALSE
2020-04-02 | infections |  |  |  | 2679.32 |  |  | Additional 50% Reduction | Afghanistan | AFG |  |  | FALSE
2020-04-02 | hospital_incidence |  |  |  | 25.36 |  |  | Additional 50% Reduction | Afghanistan | AFG |  |  | FALSE
2020-04-02 | ICU_incidence |  |  |  | 8.06 |  |  | Additional 50% Reduction | Afghanistan | AFG |  |  | FALSE
2020-04-02 | cumulative_infections |  |  |  | 85857 |  |  | Additional 50% Reduction | Afghanistan | AFG |  |  | FALSE
2020-04-02 | hospital_demand |  |  |  | 244.3 |  |  | Maintain Status Quo | Afghanistan | AFG |  |  | FALSE
2020-04-02 | ICU_demand |  |  |  | 85.18 |  |  | Maintain Status Quo | Afghanistan | AFG |  |  | FALSE
2020-04-02 | infections |  |  |  | 2679.32 |  |  | Maintain Status Quo | Afghanistan | AFG |  |  | FALSE
2020-04-02 | hospital_incidence |  |  |  | 25.36 |  |  | Maintain Status Quo | Afghanistan | AFG |  |  | FALSE
2020-04-02 | ICU_incidence |  |  |  | 8.06 |  |  | Maintain Status Quo | Afghanistan | AFG |  |  | FALSE
2020-04-02 | cumulative_infections |  |  |  | 85857 |  |  | Maintain Status Quo | Afghanistan | AFG |  |  | FALSE
2020-04-02 | hospital_demand |  |  |  | 244.3 |  |  | Relax Interventions 50% | Afghanistan | AFG |  |  | FALSE
2020-04-02 | ICU_demand |  |  |  | 85.18 |  |  | Relax Interventions 50% | Afghanistan | AFG |  |  | FALSE
2020-04-02 | infections |  |  |  | 2679.32 |  |  | Relax Interventions 50% | Afghanistan | AFG |  |  | FALSE
2020-04-02 | hospital_incidence |  |  |  | 25.36 |  |  | Relax Interventions 50% | Afghanistan | AFG |  |  | FALSE
2020-04-02 | ICU_incidence |  |  |  | 8.06 |  |  | Relax Interventions 50% | Afghanistan | AFG |  |  | FALSE
2020-04-02 | cumulative_infections |  |  |  | 85857 |  |  | Relax Interventions 50% | Afghanistan | AFG |  |  | FALSE
2020-04-03 | hospital_demand |  |  |  | 243.97 |  |  | Additional 50% Reduction | Afghanistan | AFG |  |  | FALSE
2020-04-03 | ICU_demand |  |  |  | 85.8 |  |  | Additional 50% Reduction | Afghanistan | AFG |  |  | FALSE
2020-04-03 | infections |  |  |  | 2569.13 |  |  | Additional 50% Reduction | Afghanistan | AFG |  |  | FALSE
2020-04-03 | hospital_incidence |  |  |  | 24.85 |  |  | Additional 50% Reduction | Afghanistan | AFG |  |  | FALSE
2020-04-03 | ICU_incidence |  |  |  | 7.92 |  |  | Additional 50% Reduction | Afghanistan | AFG |  |  | FALSE
2020-04-03 | cumulative_infections |  |  |  | 88426.13 |  |  | Additional 50% Reduction | Afghanistan | AFG |  |  | FALSE
2020-04-03 | hospital_demand |  |  |  | 243.97 |  |  | Maintain Status Quo | Afghanistan | AFG |  |  | FALSE
2020-04-03 | ICU_demand |  |  |  | 85.8 |  |  | Maintain Status Quo | Afghanistan | AFG |  |  | FALSE
2020-04-03 | infections |  |  |  | 2569.13 |  |  | Maintain Status Quo | Afghanistan | AFG |  |  | FALSE
2020-04-03 | hospital_incidence |  |  |  | 24.85 |  |  | Maintain Status Quo | Afghanistan | AFG |  |  | FALSE
2020-04-03 | ICU_incidence |  |  |  | 7.92 |  |  | Maintain Status Quo | Afghanistan | AFG |  |  | FALSE
2020-04-03 | cumulative_infections |  |  |  | 88426.13 |  |  | Maintain Status Quo | Afghanistan | AFG |  |  | FALSE
2020-04-03 | hospital_demand |  |  |  | 243.97 |  |  | Relax Interventions 50% | Afghanistan | AFG |  |  | FALSE
2020-04-03 | ICU_demand |  |  |  | 85.8 |  |  | Relax Interventions 50% | Afghanistan | AFG |  |  | FALSE
2020-04-03 | infections |  |  |  | 2569.13 |  |  | Relax Interventions 50% | Afghanistan | AFG |  |  | FALSE
2020-04-03 | hospital_incidence |  |  |  | 24.85 |  |  | Relax Interventions 50% | Afghanistan | AFG |  |  | FALSE
2020-04-03 | ICU_incidence |  |  |  | 7.92 |  |  | Relax Interventions 50% | Afghanistan | AFG |  |  | FALSE
2020-04-03 | cumulative_infections |  |  |  | 88426.13 |  |  | Relax Interventions 50% | Afghanistan | AFG |  |  | FALSE
2020-04-04 | hospital_demand |  |  |  | 242.97 |  |  | Additional 50% Reduction | Afghanistan | AFG |  |  | FALSE
2020-04-04 | ICU_demand |  |  |  | 86.35 |  |  | Additional 50% Reduction | Afghanistan | AFG |  |  | FALSE
2020-04-04 | infections |  |  |  | 2370.84 |  |  | Additional 50% Reduction | Afghanistan | AFG |  |  | FALSE
2020-04-04 | hospital_incidence |  |  |  | 24.3 |  |  | Additional 50% Reduction | Afghanistan | AFG |  |  | FALSE
2020-04-04 | ICU_incidence |  |  |  | 7.77 |  |  | Additional 50% Reduction | Afghanistan | AFG |  |  | FALSE
2020-04-04 | cumulative_infections |  |  |  | 90796.97 |  |  | Additional 50% Reduction | Afghanistan | AFG |  |  | FALSE
2020-04-04 | hospital_demand |  |  |  | 242.97 |  |  | Maintain Status Quo | Afghanistan | AFG |  |  | FALSE
2020-04-04 | ICU_demand |  |  |  | 86.35 |  |  | Maintain Status Quo | Afghanistan | AFG |  |  | FALSE
2020-04-04 | infections |  |  |  | 2370.84 |  |  | Maintain Status Quo | Afghanistan | AFG |  |  | FALSE
2020-04-04 | hospital_incidence |  |  |  | 24.3 |  |  | Maintain Status Quo | Afghanistan | AFG |  |  | FALSE
2020-04-04 | ICU_incidence |  |  |  | 7.77 |  |  | Maintain Status Quo | Afghanistan | AFG |  |  | FALSE
2020-04-04 | cumulative_infections |  |  |  | 90796.97 |  |  | Maintain Status Quo | Afghanistan | AFG |  |  | FALSE
2020-04-04 | hospital_demand |  |  |  | 242.97 |  |  | Relax Interventions 50% | Afghanistan | AFG |  |  | FALSE
2020-04-04 | ICU_demand |  |  |  | 86.35 |  |  | Relax Interventions 50% | Afghanistan | AFG |  |  | FALSE
2020-04-04 | infections |  |  |  | 2370.84 |  |  | Relax Interventions 50% | Afghanistan | AFG |  |  | FALSE
2020-04-04 | hospital_incidence |  |  |  | 24.3 |  |  | Relax Interventions 50% | Afghanistan | AFG |  |  | FALSE
2020-04-04 | ICU_incidence |  |  |  | 7.77 |  |  | Relax Interventions 50% | Afghanistan | AFG |  |  | FALSE
2020-04-04 | cumulative_infections |  |  |  | 90796.97 |  |  | Relax Interventions 50% | Afghanistan | AFG |  |  | FALSE
2020-04-05 | hospital_demand |  |  |  | 241.28 |  |  | Additional 50% Reduction | Afghanistan | AFG |  |  | FALSE
2020-04-05 | ICU_demand |  |  |  | 86.77 |  |  | Additional 50% Reduction | Afghanistan | AFG |  |  | FALSE
2020-04-05 | infections |  |  |  | 2154.28 |  |  | Additional 50% Reduction | Afghanistan | AFG |  |  | FALSE
2020-04-05 | hospital_incidence |  |  |  | 23.58 |  |  | Additional 50% Reduction | Afghanistan | AFG |  |  | FALSE
2020-04-05 | ICU_incidence |  |  |  | 7.56 |  |  | Additional 50% Reduction | Afghanistan | AFG |  |  | FALSE
2020-04-05 | cumulative_infections |  |  |  | 92951.25 |  |  | Additional 50% Reduction | Afghanistan | AFG |  |  | FALSE
2020-04-05 | hospital_demand |  |  |  | 241.28 |  |  | Maintain Status Quo | Afghanistan | AFG |  |  | FALSE
2020-04-05 | ICU_demand |  |  |  | 86.77 |  |  | Maintain Status Quo | Afghanistan | AFG |  |  | FALSE
2020-04-05 | infections |  |  |  | 2154.28 |  |  | Maintain Status Quo | Afghanistan | AFG |  |  | FALSE
2020-04-05 | hospital_incidence |  |  |  | 23.58 |  |  | Maintain Status Quo | Afghanistan | AFG |  |  | FALSE
2020-04-05 | ICU_incidence |  |  |  | 7.56 |  |  | Maintain Status Quo | Afghanistan | AFG |  |  | FALSE
2020-04-05 | cumulative_infections |  |  |  | 92951.25 |  |  | Maintain Status Quo | Afghanistan | AFG |  |  | FALSE
2020-04-05 | hospital_demand |  |  |  | 241.28 |  |  | Relax Interventions 50% | Afghanistan | AFG |  |  | FALSE
2020-04-05 | ICU_demand |  |  |  | 86.77 |  |  | Relax Interventions 50% | Afghanistan | AFG |  |  | FALSE
2020-04-05 | infections |  |  |  | 2154.28 |  |  | Relax Interventions 50% | Afghanistan | AFG |  |  | FALSE
2020-04-05 | hospital_incidence |  |  |  | 23.58 |  |  | Relax Interventions 50% | Afghanistan | AFG |  |  | FALSE
2020-04-05 | ICU_incidence |  |  |  | 7.56 |  |  | Relax Interventions 50% | Afghanistan | AFG |  |  | FALSE
2020-04-05 | cumulative_infections |  |  |  | 92951.25 |  |  | Relax Interventions 50% | Afghanistan | AFG |  |  | FALSE
2020-04-06 | hospital_demand |  |  |  | 238.8 |  |  | Additional 50% Reduction | Afghanistan | AFG |  |  | FALSE
2020-04-06 | ICU_demand |  |  |  | 87 |  |  | Additional 50% Reduction | Afghanistan | AFG |  |  | FALSE
2020-04-06 | infections |  |  |  | 1948.38 |  |  | Additional 50% Reduction | Afghanistan | AFG |  |  | FALSE
2020-04-06 | hospital_incidence |  |  |  | 22.64 |  |  | Additional 50% Reduction | Afghanistan | AFG |  |  | FALSE
2020-04-06 | ICU_incidence |  |  |  | 7.28 |  |  | Additional 50% Reduction | Afghanistan | AFG |  |  | FALSE
2020-04-06 | cumulative_infections |  |  |  | 94899.63 |  |  | Additional 50% Reduction | Afghanistan | AFG |  |  | FALSE
2020-04-06 | hospital_demand |  |  |  | 238.8 |  |  | Maintain Status Quo | Afghanistan | AFG |  |  | FALSE
2020-04-06 | ICU_demand |  |  |  | 87 |  |  | Maintain Status Quo | Afghanistan | AFG |  |  | FALSE
2020-04-06 | infections |  |  |  | 1948.38 |  |  | Maintain Status Quo | Afghanistan | AFG |  |  | FALSE
2020-04-06 | hospital_incidence |  |  |  | 22.64 |  |  | Maintain Status Quo | Afghanistan | AFG |  |  | FALSE
2020-04-06 | ICU_incidence |  |  |  | 7.28 |  |  | Maintain Status Quo | Afghanistan | AFG |  |  | FALSE
2020-04-06 | cumulative_infections |  |  |  | 94899.63 |  |  | Maintain Status Quo | Afghanistan | AFG |  |  | FALSE
2020-04-06 | hospital_demand |  |  |  | 238.8 |  |  | Relax Interventions 50% | Afghanistan | AFG |  |  | FALSE
2020-04-06 | ICU_demand |  |  |  | 87 |  |  | Relax Interventions 50% | Afghanistan | AFG |  |  | FALSE
2020-04-06 | infections |  |  |  | 1948.38 |  |  | Relax Interventions 50% | Afghanistan | AFG |  |  | FALSE
2020-04-06 | hospital_incidence |  |  |  | 22.64 |  |  | Relax Interventions 50% | Afghanistan | AFG |  |  | FALSE
2020-04-06 | ICU_incidence |  |  |  | 7.28 |  |  | Relax Interventions 50% | Afghanistan | AFG |  |  | FALSE
2020-04-06 | cumulative_infections |  |  |  | 94899.63 |  |  | Relax Interventions 50% | Afghanistan | AFG |  |  | FALSE
2020-04-07 | hospital_demand |  |  |  | 235.4 |  |  | Additional 50% Reduction | Afghanistan | AFG |  |  | FALSE
2020-04-07 | ICU_demand |  |  |  | 86.97 |  |  | Additional 50% Reduction | Afghanistan | AFG |  |  | FALSE
2020-04-07 | infections |  |  |  | 1762.33 |  |  | Additional 50% Reduction | Afghanistan | AFG |  |  | FALSE
2020-04-07 | hospital_incidence |  |  |  | 21.5 |  |  | Additional 50% Reduction | Afghanistan | AFG |  |  | FALSE
2020-04-07 | ICU_incidence |  |  |  | 6.93 |  |  | Additional 50% Reduction | Afghanistan | AFG |  |  | FALSE
2020-04-07 | cumulative_infections |  |  |  | 96661.96 |  |  | Additional 50% Reduction | Afghanistan | AFG |  |  | FALSE
2020-04-07 | hospital_demand |  |  |  | 235.4 |  |  | Maintain Status Quo | Afghanistan | AFG |  |  | FALSE
2020-04-07 | ICU_demand |  |  |  | 86.97 |  |  | Maintain Status Quo | Afghanistan | AFG |  |  | FALSE
2020-04-07 | infections |  |  |  | 1762.33 |  |  | Maintain Status Quo | Afghanistan | AFG |  |  | FALSE
2020-04-07 | hospital_incidence |  |  |  | 21.5 |  |  | Maintain Status Quo | Afghanistan | AFG |  |  | FALSE
2020-04-07 | ICU_incidence |  |  |  | 6.93 |  |  | Maintain Status Quo | Afghanistan | AFG |  |  | FALSE
2020-04-07 | cumulative_infections |  |  |  | 96661.96 |  |  | Maintain Status Quo | Afghanistan | AFG |  |  | FALSE
2020-04-07 | hospital_demand |  |  |  | 235.4 |  |  | Relax Interventions 50% | Afghanistan | AFG |  |  | FALSE
2020-04-07 | ICU_demand |  |  |  | 86.97 |  |  | Relax Interventions 50% | Afghanistan | AFG |  |  | FALSE
2020-04-07 | infections |  |  |  | 1762.33 |  |  | Relax Interventions 50% | Afghanistan | AFG |  |  | FALSE
2020-04-07 | hospital_incidence |  |  |  | 21.5 |  |  | Relax Interventions 50% | Afghanistan | AFG |  |  | FALSE
2020-04-07 | ICU_incidence |  |  |  | 6.93 |  |  | Relax Interventions 50% | Afghanistan | AFG |  |  | FALSE
2020-04-07 | cumulative_infections |  |  |  | 96661.96 |  |  | Relax Interventions 50% | Afghanistan | AFG |  |  | FALSE
2020-04-08 | hospital_demand |  |  |  | 231 |  |  | Additional 50% Reduction | Afghanistan | AFG |  |  | FALSE
2020-04-08 | ICU_demand |  |  |  | 86.63 |  |  | Additional 50% Reduction | Afghanistan | AFG |  |  | FALSE
2020-04-08 | infections |  |  |  | 1596.84 |  |  | Additional 50% Reduction | Afghanistan | AFG |  |  | FALSE
2020-04-08 | hospital_incidence |  |  |  | 20.22 |  |  | Additional 50% Reduction | Afghanistan | AFG |  |  | FALSE
2020-04-08 | ICU_incidence |  |  |  | 6.53 |  |  | Additional 50% Reduction | Afghanistan | AFG |  |  | FALSE
2020-04-08 | cumulative_infections |  |  |  | 98258.81 |  |  | Additional 50% Reduction | Afghanistan | AFG |  |  | FALSE
2020-04-08 | hospital_demand |  |  |  | 231 |  |  | Maintain Status Quo | Afghanistan | AFG |  |  | FALSE
2020-04-08 | ICU_demand |  |  |  | 86.63 |  |  | Maintain Status Quo | Afghanistan | AFG |  |  | FALSE
2020-04-08 | infections |  |  |  | 1596.84 |  |  | Maintain Status Quo | Afghanistan | AFG |  |  | FALSE
2020-04-08 | hospital_incidence |  |  |  | 20.22 |  |  | Maintain Status Quo | Afghanistan | AFG |  |  | FALSE
2020-04-08 | ICU_incidence |  |  |  | 6.53 |  |  | Maintain Status Quo | Afghanistan | AFG |  |  | FALSE
2020-04-08 | cumulative_infections |  |  |  | 98258.81 |  |  | Maintain Status Quo | Afghanistan | AFG |  |  | FALSE
2020-04-08 | hospital_demand |  |  |  | 231 |  |  | Relax Interventions 50% | Afghanistan | AFG |  |  | FALSE
2020-04-08 | ICU_demand |  |  |  | 86.63 |  |  | Relax Interventions 50% | Afghanistan | AFG |  |  | FALSE
2020-04-08 | infections |  |  |  | 1596.84 |  |  | Relax Interventions 50% | Afghanistan | AFG |  |  | FALSE
2020-04-08 | hospital_incidence |  |  |  | 20.22 |  |  | Relax Interventions 50% | Afghanistan | AFG |  |  | FALSE
2020-04-08 | ICU_incidence |  |  |  | 6.53 |  |  | Relax Interventions 50% | Afghanistan | AFG |  |  | FALSE
2020-04-08 | cumulative_infections |  |  |  | 98258.81 |  |  | Relax Interventions 50% | Afghanistan | AFG |  |  | FALSE
2020-04-09 | hospital_demand |  |  |  | 225.58 |  |  | Additional 50% Reduction | Afghanistan | AFG |  |  | FALSE
2020-04-09 | ICU_demand |  |  |  | 85.93 |  |  | Additional 50% Reduction | Afghanistan | AFG |  |  | FALSE
2020-04-09 | infections |  |  |  | 1449.73 |  |  | Additional 50% Reduction | Afghanistan | AFG |  |  | FALSE
2020-04-09 | hospital_incidence |  |  |  | 18.87 |  |  | Additional 50% Reduction | Afghanistan | AFG |  |  | FALSE
2020-04-09 | ICU_incidence |  |  |  | 6.1 |  |  | Additional 50% Reduction | Afghanistan | AFG |  |  | FALSE
2020-04-09 | cumulative_infections |  |  |  | 99708.54 |  |  | Additional 50% Reduction | Afghanistan | AFG |  |  | FALSE
2020-04-09 | hospital_demand |  |  |  | 225.58 |  |  | Maintain Status Quo | Afghanistan | AFG |  |  | FALSE
2020-04-09 | ICU_demand |  |  |  | 85.93 |  |  | Maintain Status Quo | Afghanistan | AFG |  |  | FALSE
2020-04-09 | infections |  |  |  | 1449.73 |  |  | Maintain Status Quo | Afghanistan | AFG |  |  | FALSE
2020-04-09 | hospital_incidence |  |  |  | 18.87 |  |  | Maintain Status Quo | Afghanistan | AFG |  |  | FALSE
2020-04-09 | ICU_incidence |  |  |  | 6.1 |  |  | Maintain Status Quo | Afghanistan | AFG |  |  | FALSE
2020-04-09 | cumulative_infections |  |  |  | 99708.54 |  |  | Maintain Status Quo | Afghanistan | AFG |  |  | FALSE
2020-04-09 | hospital_demand |  |  |  | 225.58 |  |  | Relax Interventions 50% | Afghanistan | AFG |  |  | FALSE
2020-04-09 | ICU_demand |  |  |  | 85.93 |  |  | Relax Interventions 50% | Afghanistan | AFG |  |  | FALSE
2020-04-09 | infections |  |  |  | 1449.73 |  |  | Relax Interventions 50% | Afghanistan | AFG |  |  | FALSE
2020-04-09 | hospital_incidence |  |  |  | 18.87 |  |  | Relax Interventions 50% | Afghanistan | AFG |  |  | FALSE
2020-04-09 | ICU_incidence |  |  |  | 6.1 |  |  | Relax Interventions 50% | Afghanistan | AFG |  |  | FALSE
2020-04-09 | cumulative_infections |  |  |  | 99708.54 |  |  | Relax Interventions 50% | Afghanistan | AFG |  |  | FALSE
2020-04-10 | hospital_demand |  |  |  | 219.21 |  |  | Additional 50% Reduction | Afghanistan | AFG |  |  | FALSE
2020-04-10 | ICU_demand |  |  |  | 84.87 |  |  | Additional 50% Reduction | Afghanistan | AFG |  |  | FALSE
2020-04-10 | infections |  |  |  | 1318.27 |  |  | Additional 50% Reduction | Afghanistan | AFG |  |  | FALSE
2020-04-10 | hospital_incidence |  |  |  | 17.49 |  |  | Additional 50% Reduction | Afghanistan | AFG |  |  | FALSE
2020-04-10 | ICU_incidence |  |  |  | 5.66 |  |  | Additional 50% Reduction | Afghanistan | AFG |  |  | FALSE
2020-04-10 | cumulative_infections |  |  |  | 101026.81 |  |  | Additional 50% Reduction | Afghanistan | AFG |  |  | FALSE
2020-04-10 | hospital_demand |  |  |  | 219.21 |  |  | Maintain Status Quo | Afghanistan | AFG |  |  | FALSE
2020-04-10 | ICU_demand |  |  |  | 84.87 |  |  | Maintain Status Quo | Afghanistan | AFG |  |  | FALSE
2020-04-10 | infections |  |  |  | 1318.27 |  |  | Maintain Status Quo | Afghanistan | AFG |  |  | FALSE
2020-04-10 | hospital_incidence |  |  |  | 17.49 |  |  | Maintain Status Quo | Afghanistan | AFG |  |  | FALSE
2020-04-10 | ICU_incidence |  |  |  | 5.66 |  |  | Maintain Status Quo | Afghanistan | AFG |  |  | FALSE
2020-04-10 | cumulative_infections |  |  |  | 101026.81 |  |  | Maintain Status Quo | Afghanistan | AFG |  |  | FALSE
2020-04-10 | hospital_demand |  |  |  | 219.21 |  |  | Relax Interventions 50% | Afghanistan | AFG |  |  | FALSE
2020-04-10 | ICU_demand |  |  |  | 84.87 |  |  | Relax Interventions 50% | Afghanistan | AFG |  |  | FALSE
2020-04-10 | infections |  |  |  | 1318.27 |  |  | Relax Interventions 50% | Afghanistan | AFG |  |  | FALSE
2020-04-10 | hospital_incidence |  |  |  | 17.49 |  |  | Relax Interventions 50% | Afghanistan | AFG |  |  | FALSE
2020-04-10 | ICU_incidence |  |  |  | 5.66 |  |  | Relax Interventions 50% | Afghanistan | AFG |  |  | FALSE
2020-04-10 | cumulative_infections |  |  |  | 101026.81 |  |  | Relax Interventions 50% | Afghanistan | AFG |  |  | FALSE
2020-04-11 | hospital_demand |  |  |  | 211.98 |  |  | Additional 50% Reduction | Afghanistan | AFG |  |  | FALSE
2020-04-11 | ICU_demand |  |  |  | 83.48 |  |  | Additional 50% Reduction | Afghanistan | AFG |  |  | FALSE
2020-04-11 | infections |  |  |  | 1200.06 |  |  | Additional 50% Reduction | Afghanistan | AFG |  |  | FALSE
2020-04-11 | hospital_incidence |  |  |  | 16.14 |  |  | Additional 50% Reduction | Afghanistan | AFG |  |  | FALSE
2020-04-11 | ICU_incidence |  |  |  | 5.22 |  |  | Additional 50% Reduction | Afghanistan | AFG |  |  | FALSE
2020-04-11 | cumulative_infections |  |  |  | 102226.87 |  |  | Additional 50% Reduction | Afghanistan | AFG |  |  | FALSE
2020-04-11 | hospital_demand |  |  |  | 211.98 |  |  | Maintain Status Quo | Afghanistan | AFG |  |  | FALSE
2020-04-11 | ICU_demand |  |  |  | 83.48 |  |  | Maintain Status Quo | Afghanistan | AFG |  |  | FALSE
2020-04-11 | infections |  |  |  | 1200.06 |  |  | Maintain Status Quo | Afghanistan | AFG |  |  | FALSE
2020-04-11 | hospital_incidence |  |  |  | 16.14 |  |  | Maintain Status Quo | Afghanistan | AFG |  |  | FALSE
2020-04-11 | ICU_incidence |  |  |  | 5.22 |  |  | Maintain Status Quo | Afghanistan | AFG |  |  | FALSE
2020-04-11 | cumulative_infections |  |  |  | 102226.87 |  |  | Maintain Status Quo | Afghanistan | AFG |  |  | FALSE
2020-04-11 | hospital_demand |  |  |  | 211.98 |  |  | Relax Interventions 50% | Afghanistan | AFG |  |  | FALSE
2020-04-11 | ICU_demand |  |  |  | 83.48 |  |  | Relax Interventions 50% | Afghanistan | AFG |  |  | FALSE
2020-04-11 | infections |  |  |  | 1200.06 |  |  | Relax Interventions 50% | Afghanistan | AFG |  |  | FALSE
2020-04-11 | hospital_incidence |  |  |  | 16.14 |  |  | Relax Interventions 50% | Afghanistan | AFG |  |  | FALSE
2020-04-11 | ICU_incidence |  |  |  | 5.22 |  |  | Relax Interventions 50% | Afghanistan | AFG |  |  | FALSE
2020-04-11 | cumulative_infections |  |  |  | 102226.87 |  |  | Relax Interventions 50% | Afghanistan | AFG |  |  | FALSE
2020-04-12 | hospital_demand |  |  |  | 204.03 |  |  | Additional 50% Reduction | Afghanistan | AFG |  |  | FALSE
2020-04-12 | ICU_demand |  |  |  | 81.76 |  |  | Additional 50% Reduction | Afghanistan | AFG |  |  | FALSE
2020-04-12 | infections |  |  |  | 1093.22 |  |  | Additional 50% Reduction | Afghanistan | AFG |  |  | FALSE
2020-04-12 | hospital_incidence |  |  |  | 14.84 |  |  | Additional 50% Reduction | Afghanistan | AFG |  |  | FALSE
2020-04-12 | ICU_incidence |  |  |  | 4.8 |  |  | Additional 50% Reduction | Afghanistan | AFG |  |  | FALSE
2020-04-12 | cumulative_infections |  |  |  | 103320.09 |  |  | Additional 50% Reduction | Afghanistan | AFG |  |  | FALSE
2020-04-12 | hospital_demand |  |  |  | 204.03 |  |  | Maintain Status Quo | Afghanistan | AFG |  |  | FALSE
2020-04-12 | ICU_demand |  |  |  | 81.76 |  |  | Maintain Status Quo | Afghanistan | AFG |  |  | FALSE
2020-04-12 | infections |  |  |  | 1093.22 |  |  | Maintain Status Quo | Afghanistan | AFG |  |  | FALSE
2020-04-12 | hospital_incidence |  |  |  | 14.84 |  |  | Maintain Status Quo | Afghanistan | AFG |  |  | FALSE
2020-04-12 | ICU_incidence |  |  |  | 4.8 |  |  | Maintain Status Quo | Afghanistan | AFG |  |  | FALSE
2020-04-12 | cumulative_infections |  |  |  | 103320.09 |  |  | Maintain Status Quo | Afghanistan | AFG |  |  | FALSE
2020-04-12 | hospital_demand |  |  |  | 204.03 |  |  | Relax Interventions 50% | Afghanistan | AFG |  |  | FALSE
2020-04-12 | ICU_demand |  |  |  | 81.76 |  |  | Relax Interventions 50% | Afghanistan | AFG |  |  | FALSE
2020-04-12 | infections |  |  |  | 1093.22 |  |  | Relax Interventions 50% | Afghanistan | AFG |  |  | FALSE
2020-04-12 | hospital_incidence |  |  |  | 14.84 |  |  | Relax Interventions 50% | Afghanistan | AFG |  |  | FALSE
2020-04-12 | ICU_incidence |  |  |  | 4.8 |  |  | Relax Interventions 50% | Afghanistan | AFG |  |  | FALSE
2020-04-12 | cumulative_infections |  |  |  | 103320.09 |  |  | Relax Interventions 50% | Afghanistan | AFG |  |  | FALSE
2020-04-13 | hospital_demand |  |  |  | 195.5 |  |  | Additional 50% Reduction | Afghanistan | AFG |  |  | FALSE
2020-04-13 | ICU_demand |  |  |  | 79.77 |  |  | Additional 50% Reduction | Afghanistan | AFG |  |  | FALSE
2020-04-13 | infections |  |  |  | 996.28 |  |  | Additional 50% Reduction | Afghanistan | AFG |  |  | FALSE
2020-04-13 | hospital_incidence |  |  |  | 13.61 |  |  | Additional 50% Reduction | Afghanistan | AFG |  |  | FALSE
2020-04-13 | ICU_incidence |  |  |  | 4.41 |  |  | Additional 50% Reduction | Afghanistan | AFG |  |  | FALSE
2020-04-13 | cumulative_infections |  |  |  | 104316.37 |  |  | Additional 50% Reduction | Afghanistan | AFG |  |  | FALSE
2020-04-13 | hospital_demand |  |  |  | 195.5 |  |  | Maintain Status Quo | Afghanistan | AFG |  |  | FALSE
2020-04-13 | ICU_demand |  |  |  | 79.77 |  |  | Maintain Status Quo | Afghanistan | AFG |  |  | FALSE
2020-04-13 | infections |  |  |  | 996.28 |  |  | Maintain Status Quo | Afghanistan | AFG |  |  | FALSE
2020-04-13 | hospital_incidence |  |  |  | 13.61 |  |  | Maintain Status Quo | Afghanistan | AFG |  |  | FALSE
2020-04-13 | ICU_incidence |  |  |  | 4.41 |  |  | Maintain Status Quo | Afghanistan | AFG |  |  | FALSE
2020-04-13 | cumulative_infections |  |  |  | 104316.37 |  |  | Maintain Status Quo | Afghanistan | AFG |  |  | FALSE
2020-04-13 | hospital_demand |  |  |  | 195.5 |  |  | Relax Interventions 50% | Afghanistan | AFG |  |  | FALSE
2020-04-13 | ICU_demand |  |  |  | 79.77 |  |  | Relax Interventions 50% | Afghanistan | AFG |  |  | FALSE
2020-04-13 | infections |  |  |  | 996.28 |  |  | Relax Interventions 50% | Afghanistan | AFG |  |  | FALSE
2020-04-13 | hospital_incidence |  |  |  | 13.61 |  |  | Relax Interventions 50% | Afghanistan | AFG |  |  | FALSE
2020-04-13 | ICU_incidence |  |  |  | 4.41 |  |  | Relax Interventions 50% | Afghanistan | AFG |  |  | FALSE
2020-04-13 | cumulative_infections |  |  |  | 104316.37 |  |  | Relax Interventions 50% | Afghanistan | AFG |  |  | FALSE
2020-04-14 | hospital_demand |  |  |  | 186.55 |  |  | Additional 50% Reduction | Afghanistan | AFG |  |  | FALSE
2020-04-14 | ICU_demand |  |  |  | 77.54 |  |  | Additional 50% Reduction | Afghanistan | AFG |  |  | FALSE
2020-04-14 | infections |  |  |  | 908.12 |  |  | Additional 50% Reduction | Afghanistan | AFG |  |  | FALSE
2020-04-14 | hospital_incidence |  |  |  | 12.46 |  |  | Additional 50% Reduction | Afghanistan | AFG |  |  | FALSE
2020-04-14 | ICU_incidence |  |  |  | 4.04 |  |  | Additional 50% Reduction | Afghanistan | AFG |  |  | FALSE
2020-04-14 | cumulative_infections |  |  |  | 105224.49 |  |  | Additional 50% Reduction | Afghanistan | AFG |  |  | FALSE
2020-04-14 | hospital_demand |  |  |  | 186.55 |  |  | Maintain Status Quo | Afghanistan | AFG |  |  | FALSE
2020-04-14 | ICU_demand |  |  |  | 77.54 |  |  | Maintain Status Quo | Afghanistan | AFG |  |  | FALSE
2020-04-14 | infections |  |  |  | 908.12 |  |  | Maintain Status Quo | Afghanistan | AFG |  |  | FALSE
2020-04-14 | hospital_incidence |  |  |  | 12.46 |  |  | Maintain Status Quo | Afghanistan | AFG |  |  | FALSE
2020-04-14 | ICU_incidence |  |  |  | 4.04 |  |  | Maintain Status Quo | Afghanistan | AFG |  |  | FALSE
2020-04-14 | cumulative_infections |  |  |  | 105224.49 |  |  | Maintain Status Quo | Afghanistan | AFG |  |  | FALSE
2020-04-14 | hospital_demand |  |  |  | 186.55 |  |  | Relax Interventions 50% | Afghanistan | AFG |  |  | FALSE
2020-04-14 | ICU_demand |  |  |  | 77.54 |  |  | Relax Interventions 50% | Afghanistan | AFG |  |  | FALSE
2020-04-14 | infections |  |  |  | 908.12 |  |  | Relax Interventions 50% | Afghanistan | AFG |  |  | FALSE
2020-04-14 | hospital_incidence |  |  |  | 12.46 |  |  | Relax Interventions 50% | Afghanistan | AFG |  |  | FALSE
2020-04-14 | ICU_incidence |  |  |  | 4.04 |  |  | Relax Interventions 50% | Afghanistan | AFG |  |  | FALSE
2020-04-14 | cumulative_infections |  |  |  | 105224.49 |  |  | Relax Interventions 50% | Afghanistan | AFG |  |  | FALSE
2020-04-15 | hospital_demand |  |  |  | 177.33 |  |  | Additional 50% Reduction | Afghanistan | AFG |  |  | FALSE
2020-04-15 | ICU_demand |  |  |  | 75.11 |  |  | Additional 50% Reduction | Afghanistan | AFG |  |  | FALSE
2020-04-15 | infections |  |  |  | 827.83 |  |  | Additional 50% Reduction | Afghanistan | AFG |  |  | FALSE
2020-04-15 | hospital_incidence |  |  |  | 11.39 |  |  | Additional 50% Reduction | Afghanistan | AFG |  |  | FALSE
2020-04-15 | ICU_incidence |  |  |  | 3.69 |  |  | Additional 50% Reduction | Afghanistan | AFG |  |  | FALSE
2020-04-15 | cumulative_infections |  |  |  | 106052.32 |  |  | Additional 50% Reduction | Afghanistan | AFG |  |  | FALSE
2020-04-15 | hospital_demand |  |  |  | 177.33 |  |  | Maintain Status Quo | Afghanistan | AFG |  |  | FALSE
2020-04-15 | ICU_demand |  |  |  | 75.11 |  |  | Maintain Status Quo | Afghanistan | AFG |  |  | FALSE
2020-04-15 | infections |  |  |  | 827.83 |  |  | Maintain Status Quo | Afghanistan | AFG |  |  | FALSE
2020-04-15 | hospital_incidence |  |  |  | 11.39 |  |  | Maintain Status Quo | Afghanistan | AFG |  |  | FALSE
2020-04-15 | ICU_incidence |  |  |  | 3.69 |  |  | Maintain Status Quo | Afghanistan | AFG |  |  | FALSE
2020-04-15 | cumulative_infections |  |  |  | 106052.32 |  |  | Maintain Status Quo | Afghanistan | AFG |  |  | FALSE
2020-04-15 | hospital_demand |  |  |  | 177.33 |  |  | Relax Interventions 50% | Afghanistan | AFG |  |  | FALSE
2020-04-15 | ICU_demand |  |  |  | 75.11 |  |  | Relax Interventions 50% | Afghanistan | AFG |  |  | FALSE
2020-04-15 | infections |  |  |  | 827.83 |  |  | Relax Interventions 50% | Afghanistan | AFG |  |  | FALSE
2020-04-15 | hospital_incidence |  |  |  | 11.39 |  |  | Relax Interventions 50% | Afghanistan | AFG |  |  | FALSE
2020-04-15 | ICU_incidence |  |  |  | 3.69 |  |  | Relax Interventions 50% | Afghanistan | AFG |  |  | FALSE
2020-04-15 | cumulative_infections |  |  |  | 106052.32 |  |  | Relax Interventions 50% | Afghanistan | AFG |  |  | FALSE
2020-04-16 | hospital_demand |  |  |  | 167.97 |  |  | Additional 50% Reduction | Afghanistan | AFG |  |  | FALSE
2020-04-16 | ICU_demand |  |  |  | 72.52 |  |  | Additional 50% Reduction | Afghanistan | AFG |  |  | FALSE
2020-04-16 | infections |  |  |  | 754.67 |  |  | Additional 50% Reduction | Afghanistan | AFG |  |  | FALSE
2020-04-16 | hospital_incidence |  |  |  | 10.41 |  |  | Additional 50% Reduction | Afghanistan | AFG |  |  | FALSE
2020-04-16 | ICU_incidence |  |  |  | 3.37 |  |  | Additional 50% Reduction | Afghanistan | AFG |  |  | FALSE
2020-04-16 | cumulative_infections |  |  |  | 106807 |  |  | Additional 50% Reduction | Afghanistan | AFG |  |  | FALSE
2020-04-16 | hospital_demand |  |  |  | 167.97 |  |  | Maintain Status Quo | Afghanistan | AFG |  |  | FALSE
2020-04-16 | ICU_demand |  |  |  | 72.52 |  |  | Maintain Status Quo | Afghanistan | AFG |  |  | FALSE
2020-04-16 | infections |  |  |  | 754.67 |  |  | Maintain Status Quo | Afghanistan | AFG |  |  | FALSE
2020-04-16 | hospital_incidence |  |  |  | 10.41 |  |  | Maintain Status Quo | Afghanistan | AFG |  |  | FALSE
2020-04-16 | ICU_incidence |  |  |  | 3.37 |  |  | Maintain Status Quo | Afghanistan | AFG |  |  | FALSE
2020-04-16 | cumulative_infections |  |  |  | 106807 |  |  | Maintain Status Quo | Afghanistan | AFG |  |  | FALSE
2020-04-16 | hospital_demand |  |  |  | 167.97 |  |  | Relax Interventions 50% | Afghanistan | AFG |  |  | FALSE
2020-04-16 | ICU_demand |  |  |  | 72.52 |  |  | Relax Interventions 50% | Afghanistan | AFG |  |  | FALSE
2020-04-16 | infections |  |  |  | 754.67 |  |  | Relax Interventions 50% | Afghanistan | AFG |  |  | FALSE
2020-04-16 | hospital_incidence |  |  |  | 10.41 |  |  | Relax Interventions 50% | Afghanistan | AFG |  |  | FALSE
2020-04-16 | ICU_incidence |  |  |  | 3.37 |  |  | Relax Interventions 50% | Afghanistan | AFG |  |  | FALSE
2020-04-16 | cumulative_infections |  |  |  | 106807 |  |  | Relax Interventions 50% | Afghanistan | AFG |  |  | FALSE
2020-04-17 | hospital_demand |  |  |  | 158.6 |  |  | Additional 50% Reduction | Afghanistan | AFG |  |  | FALSE
2020-04-17 | ICU_demand |  |  |  | 69.82 |  |  | Additional 50% Reduction | Afghanistan | AFG |  |  | FALSE
2020-04-17 | infections |  |  |  | 821.9 |  |  | Additional 50% Reduction | Afghanistan | AFG |  |  | FALSE
2020-04-17 | hospital_incidence |  |  |  | 9.52 |  |  | Additional 50% Reduction | Afghanistan | AFG |  |  | FALSE
2020-04-17 | ICU_incidence |  |  |  | 3.08 |  |  | Additional 50% Reduction | Afghanistan | AFG |  |  | FALSE
2020-04-17 | cumulative_infections |  |  |  | 107628.9 |  |  | Additional 50% Reduction | Afghanistan | AFG |  |  | FALSE
2020-04-17 | hospital_demand |  |  |  | 158.6 |  |  | Maintain Status Quo | Afghanistan | AFG |  |  | FALSE
2020-04-17 | ICU_demand |  |  |  | 69.82 |  |  | Maintain Status Quo | Afghanistan | AFG |  |  | FALSE
2020-04-17 | infections |  |  |  | 821.9 |  |  | Maintain Status Quo | Afghanistan | AFG |  |  | FALSE
2020-04-17 | hospital_incidence |  |  |  | 9.52 |  |  | Maintain Status Quo | Afghanistan | AFG |  |  | FALSE
2020-04-17 | ICU_incidence |  |  |  | 3.08 |  |  | Maintain Status Quo | Afghanistan | AFG |  |  | FALSE
2020-04-17 | cumulative_infections |  |  |  | 107628.9 |  |  | Maintain Status Quo | Afghanistan | AFG |  |  | FALSE
2020-04-17 | hospital_demand |  |  |  | 158.6 |  |  | Relax Interventions 50% | Afghanistan | AFG |  |  | FALSE
2020-04-17 | ICU_demand |  |  |  | 69.82 |  |  | Relax Interventions 50% | Afghanistan | AFG |  |  | FALSE
2020-04-17 | infections |  |  |  | 821.9 |  |  | Relax Interventions 50% | Afghanistan | AFG |  |  | FALSE
2020-04-17 | hospital_incidence |  |  |  | 9.52 |  |  | Relax Interventions 50% | Afghanistan | AFG |  |  | FALSE
2020-04-17 | ICU_incidence |  |  |  | 3.08 |  |  | Relax Interventions 50% | Afghanistan | AFG |  |  | FALSE
2020-04-17 | cumulative_infections |  |  |  | 107628.9 |  |  | Relax Interventions 50% | Afghanistan | AFG |  |  | FALSE
2020-04-18 | hospital_demand |  |  |  | 149.4 |  |  | Additional 50% Reduction | Afghanistan | AFG |  |  | FALSE
2020-04-18 | ICU_demand |  |  |  | 67.04 |  |  | Additional 50% Reduction | Afghanistan | AFG |  |  | FALSE
2020-04-18 | infections |  |  |  | 1029.18 |  |  | Additional 50% Reduction | Afghanistan | AFG |  |  | FALSE
2020-04-18 | hospital_incidence |  |  |  | 8.87 |  |  | Additional 50% Reduction | Afghanistan | AFG |  |  | FALSE
2020-04-18 | ICU_incidence |  |  |  | 2.88 |  |  | Additional 50% Reduction | Afghanistan | AFG |  |  | FALSE
2020-04-18 | cumulative_infections |  |  |  | 108658.08 |  |  | Additional 50% Reduction | Afghanistan | AFG |  |  | FALSE
2020-04-18 | hospital_demand |  |  |  | 149.4 |  |  | Maintain Status Quo | Afghanistan | AFG |  |  | FALSE
2020-04-18 | ICU_demand |  |  |  | 67.04 |  |  | Maintain Status Quo | Afghanistan | AFG |  |  | FALSE
2020-04-18 | infections |  |  |  | 1029.18 |  |  | Maintain Status Quo | Afghanistan | AFG |  |  | FALSE
2020-04-18 | hospital_incidence |  |  |  | 8.87 |  |  | Maintain Status Quo | Afghanistan | AFG |  |  | FALSE
2020-04-18 | ICU_incidence |  |  |  | 2.88 |  |  | Maintain Status Quo | Afghanistan | AFG |  |  | FALSE
2020-04-18 | cumulative_infections |  |  |  | 108658.08 |  |  | Maintain Status Quo | Afghanistan | AFG |  |  | FALSE
2020-04-18 | hospital_demand |  |  |  | 149.4 |  |  | Relax Interventions 50% | Afghanistan | AFG |  |  | FALSE
2020-04-18 | ICU_demand |  |  |  | 67.04 |  |  | Relax Interventions 50% | Afghanistan | AFG |  |  | FALSE
2020-04-18 | infections |  |  |  | 1029.18 |  |  | Relax Interventions 50% | Afghanistan | AFG |  |  | FALSE
2020-04-18 | hospital_incidence |  |  |  | 8.87 |  |  | Relax Interventions 50% | Afghanistan | AFG |  |  | FALSE
2020-04-18 | ICU_incidence |  |  |  | 2.88 |  |  | Relax Interventions 50% | Afghanistan | AFG |  |  | FALSE
2020-04-18 | cumulative_infections |  |  |  | 108658.08 |  |  | Relax Interventions 50% | Afghanistan | AFG |  |  | FALSE
2020-04-19 | hospital_demand |  |  |  | 140.71 |  |  | Additional 50% Reduction | Afghanistan | AFG |  |  | FALSE
2020-04-19 | ICU_demand |  |  |  | 64.32 |  |  | Additional 50% Reduction | Afghanistan | AFG |  |  | FALSE
2020-04-19 | infections |  |  |  | 1278.52 |  |  | Additional 50% Reduction | Afghanistan | AFG |  |  | FALSE
2020-04-19 | hospital_incidence |  |  |  | 8.63 |  |  | Additional 50% Reduction | Afghanistan | AFG |  |  | FALSE
2020-04-19 | ICU_incidence |  |  |  | 2.81 |  |  | Additional 50% Reduction | Afghanistan | AFG |  |  | FALSE
2020-04-19 | cumulative_infections |  |  |  | 109936.6 |  |  | Additional 50% Reduction | Afghanistan | AFG |  |  | FALSE
2020-04-19 | hospital_demand |  |  |  | 140.71 |  |  | Maintain Status Quo | Afghanistan | AFG |  |  | FALSE
2020-04-19 | ICU_demand |  |  |  | 64.32 |  |  | Maintain Status Quo | Afghanistan | AFG |  |  | FALSE
2020-04-19 | infections |  |  |  | 1278.52 |  |  | Maintain Status Quo | Afghanistan | AFG |  |  | FALSE
2020-04-19 | hospital_incidence |  |  |  | 8.63 |  |  | Maintain Status Quo | Afghanistan | AFG |  |  | FALSE
2020-04-19 | ICU_incidence |  |  |  | 2.81 |  |  | Maintain Status Quo | Afghanistan | AFG |  |  | FALSE
2020-04-19 | cumulative_infections |  |  |  | 109936.6 |  |  | Maintain Status Quo | Afghanistan | AFG |  |  | FALSE
2020-04-19 | hospital_demand |  |  |  | 140.71 |  |  | Relax Interventions 50% | Afghanistan | AFG |  |  | FALSE
2020-04-19 | ICU_demand |  |  |  | 64.32 |  |  | Relax Interventions 50% | Afghanistan | AFG |  |  | FALSE
2020-04-19 | infections |  |  |  | 1278.52 |  |  | Relax Interventions 50% | Afghanistan | AFG |  |  | FALSE
2020-04-19 | hospital_incidence |  |  |  | 8.63 |  |  | Relax Interventions 50% | Afghanistan | AFG |  |  | FALSE
2020-04-19 | ICU_incidence |  |  |  | 2.81 |  |  | Relax Interventions 50% | Afghanistan | AFG |  |  | FALSE
2020-04-19 | cumulative_infections |  |  |  | 109936.6 |  |  | Relax Interventions 50% | Afghanistan | AFG |  |  | FALSE
2020-04-20 | hospital_demand |  |  |  | 132.96 |  |  | Additional 50% Reduction | Afghanistan | AFG |  |  | FALSE
2020-04-20 | ICU_demand |  |  |  | 61.8 |  |  | Additional 50% Reduction | Afghanistan | AFG |  |  | FALSE
2020-04-20 | infections |  |  |  | 1549.42 |  |  | Additional 50% Reduction | Afghanistan | AFG |  |  | FALSE
2020-04-20 | hospital_incidence |  |  |  | 8.87 |  |  | Additional 50% Reduction | Afghanistan | AFG |  |  | FALSE
2020-04-20 | ICU_incidence |  |  |  | 2.89 |  |  | Additional 50% Reduction | Afghanistan | AFG |  |  | FALSE
2020-04-20 | cumulative_infections |  |  |  | 111486.02 |  |  | Additional 50% Reduction | Afghanistan | AFG |  |  | FALSE
2020-04-20 | hospital_demand |  |  |  | 132.96 |  |  | Maintain Status Quo | Afghanistan | AFG |  |  | FALSE
2020-04-20 | ICU_demand |  |  |  | 61.8 |  |  | Maintain Status Quo | Afghanistan | AFG |  |  | FALSE
2020-04-20 | infections |  |  |  | 1549.42 |  |  | Maintain Status Quo | Afghanistan | AFG |  |  | FALSE
2020-04-20 | hospital_incidence |  |  |  | 8.87 |  |  | Maintain Status Quo | Afghanistan | AFG |  |  | FALSE
2020-04-20 | ICU_incidence |  |  |  | 2.89 |  |  | Maintain Status Quo | Afghanistan | AFG |  |  | FALSE
2020-04-20 | cumulative_infections |  |  |  | 111486.02 |  |  | Maintain Status Quo | Afghanistan | AFG |  |  | FALSE
2020-04-20 | hospital_demand |  |  |  | 132.96 |  |  | Relax Interventions 50% | Afghanistan | AFG |  |  | FALSE
2020-04-20 | ICU_demand |  |  |  | 61.8 |  |  | Relax Interventions 50% | Afghanistan | AFG |  |  | FALSE
2020-04-20 | infections |  |  |  | 1549.42 |  |  | Relax Interventions 50% | Afghanistan | AFG |  |  | FALSE
2020-04-20 | hospital_incidence |  |  |  | 8.87 |  |  | Relax Interventions 50% | Afghanistan | AFG |  |  | FALSE
2020-04-20 | ICU_incidence |  |  |  | 2.89 |  |  | Relax Interventions 50% | Afghanistan | AFG |  |  | FALSE
2020-04-20 | cumulative_infections |  |  |  | 111486.02 |  |  | Relax Interventions 50% | Afghanistan | AFG |  |  | FALSE
2020-04-21 | hospital_demand |  |  |  | 126.58 |  |  | Additional 50% Reduction | Afghanistan | AFG |  |  | FALSE
2020-04-21 | ICU_demand |  |  |  | 59.63 |  |  | Additional 50% Reduction | Afghanistan | AFG |  |  | FALSE
2020-04-21 | infections |  |  |  | 1850.52 |  |  | Additional 50% Reduction | Afghanistan | AFG |  |  | FALSE
2020-04-21 | hospital_incidence |  |  |  | 9.58 |  |  | Additional 50% Reduction | Afghanistan | AFG |  |  | FALSE
2020-04-21 | ICU_incidence |  |  |  | 3.14 |  |  | Additional 50% Reduction | Afghanistan | AFG |  |  | FALSE
2020-04-21 | cumulative_infections |  |  |  | 113336.55 |  |  | Additional 50% Reduction | Afghanistan | AFG |  |  | FALSE
2020-04-21 | hospital_demand |  |  |  | 126.58 |  |  | Maintain Status Quo | Afghanistan | AFG |  |  | FALSE
2020-04-21 | ICU_demand |  |  |  | 59.63 |  |  | Maintain Status Quo | Afghanistan | AFG |  |  | FALSE
2020-04-21 | infections |  |  |  | 1850.52 |  |  | Maintain Status Quo | Afghanistan | AFG |  |  | FALSE
2020-04-21 | hospital_incidence |  |  |  | 9.58 |  |  | Maintain Status Quo | Afghanistan | AFG |  |  | FALSE
2020-04-21 | ICU_incidence |  |  |  | 3.14 |  |  | Maintain Status Quo | Afghanistan | AFG |  |  | FALSE
2020-04-21 | cumulative_infections |  |  |  | 113336.55 |  |  | Maintain Status Quo | Afghanistan | AFG |  |  | FALSE
2020-04-21 | hospital_demand |  |  |  | 126.58 |  |  | Relax Interventions 50% | Afghanistan | AFG |  |  | FALSE
2020-04-21 | ICU_demand |  |  |  | 59.63 |  |  | Relax Interventions 50% | Afghanistan | AFG |  |  | FALSE
2020-04-21 | infections |  |  |  | 1850.52 |  |  | Relax Interventions 50% | Afghanistan | AFG |  |  | FALSE
2020-04-21 | hospital_incidence |  |  |  | 9.58 |  |  | Relax Interventions 50% | Afghanistan | AFG |  |  | FALSE
2020-04-21 | ICU_incidence |  |  |  | 3.14 |  |  | Relax Interventions 50% | Afghanistan | AFG |  |  | FALSE
2020-04-21 | cumulative_infections |  |  |  | 113336.55 |  |  | Relax Interventions 50% | Afghanistan | AFG |  |  | FALSE
2020-04-22 | hospital_demand |  |  |  | 121.95 |  |  | Additional 50% Reduction | Afghanistan | AFG |  |  | FALSE
2020-04-22 | ICU_demand |  |  |  | 57.96 |  |  | Additional 50% Reduction | Afghanistan | AFG |  |  | FALSE
2020-04-22 | infections |  |  |  | 2197.69 |  |  | Additional 50% Reduction | Afghanistan | AFG |  |  | FALSE
2020-04-22 | hospital_incidence |  |  |  | 10.72 |  |  | Additional 50% Reduction | Afghanistan | AFG |  |  | FALSE
2020-04-22 | ICU_incidence |  |  |  | 3.53 |  |  | Additional 50% Reduction | Afghanistan | AFG |  |  | FALSE
2020-04-22 | cumulative_infections |  |  |  | 115534.23 |  |  | Additional 50% Reduction | Afghanistan | AFG |  |  | FALSE
2020-04-22 | hospital_demand |  |  |  | 121.95 |  |  | Maintain Status Quo | Afghanistan | AFG |  |  | FALSE
2020-04-22 | ICU_demand |  |  |  | 57.96 |  |  | Maintain Status Quo | Afghanistan | AFG |  |  | FALSE
2020-04-22 | infections |  |  |  | 2197.69 |  |  | Maintain Status Quo | Afghanistan | AFG |  |  | FALSE
2020-04-22 | hospital_incidence |  |  |  | 10.72 |  |  | Maintain Status Quo | Afghanistan | AFG |  |  | FALSE
2020-04-22 | ICU_incidence |  |  |  | 3.53 |  |  | Maintain Status Quo | Afghanistan | AFG |  |  | FALSE
2020-04-22 | cumulative_infections |  |  |  | 115534.23 |  |  | Maintain Status Quo | Afghanistan | AFG |  |  | FALSE
2020-04-22 | hospital_demand |  |  |  | 121.95 |  |  | Relax Interventions 50% | Afghanistan | AFG |  |  | FALSE
2020-04-22 | ICU_demand |  |  |  | 57.96 |  |  | Relax Interventions 50% | Afghanistan | AFG |  |  | FALSE
2020-04-22 | infections |  |  |  | 2197.69 |  |  | Relax Interventions 50% | Afghanistan | AFG |  |  | FALSE
2020-04-22 | hospital_incidence |  |  |  | 10.72 |  |  | Relax Interventions 50% | Afghanistan | AFG |  |  | FALSE
2020-04-22 | ICU_incidence |  |  |  | 3.53 |  |  | Relax Interventions 50% | Afghanistan | AFG |  |  | FALSE
2020-04-22 | cumulative_infections |  |  |  | 115534.23 |  |  | Relax Interventions 50% | Afghanistan | AFG |  |  | FALSE
2020-04-23 | hospital_demand |  |  |  | 119.37 |  |  | Additional 50% Reduction | Afghanistan | AFG |  |  | FALSE
2020-04-23 | ICU_demand |  |  |  | 56.92 |  |  | Additional 50% Reduction | Afghanistan | AFG |  |  | FALSE
2020-04-23 | infections |  |  |  | 2607.06 |  |  | Additional 50% Reduction | Afghanistan | AFG |  |  | FALSE
2020-04-23 | hospital_incidence |  |  |  | 12.28 |  |  | Additional 50% Reduction | Afghanistan | AFG |  |  | FALSE
2020-04-23 | ICU_incidence |  |  |  | 4.07 |  |  | Additional 50% Reduction | Afghanistan | AFG |  |  | FALSE
2020-04-23 | cumulative_infections |  |  |  | 118141.29 |  |  | Additional 50% Reduction | Afghanistan | AFG |  |  | FALSE
2020-04-23 | hospital_demand |  |  |  | 119.37 |  |  | Maintain Status Quo | Afghanistan | AFG |  |  | FALSE
2020-04-23 | ICU_demand |  |  |  | 56.92 |  |  | Maintain Status Quo | Afghanistan | AFG |  |  | FALSE
2020-04-23 | infections |  |  |  | 2607.06 |  |  | Maintain Status Quo | Afghanistan | AFG |  |  | FALSE
2020-04-23 | hospital_incidence |  |  |  | 12.28 |  |  | Maintain Status Quo | Afghanistan | AFG |  |  | FALSE
2020-04-23 | ICU_incidence |  |  |  | 4.07 |  |  | Maintain Status Quo | Afghanistan | AFG |  |  | FALSE
2020-04-23 | cumulative_infections |  |  |  | 118141.29 |  |  | Maintain Status Quo | Afghanistan | AFG |  |  | FALSE
2020-04-23 | hospital_demand |  |  |  | 119.37 |  |  | Relax Interventions 50% | Afghanistan | AFG |  |  | FALSE
2020-04-23 | ICU_demand |  |  |  | 56.92 |  |  | Relax Interventions 50% | Afghanistan | AFG |  |  | FALSE
2020-04-23 | infections |  |  |  | 2607.06 |  |  | Relax Interventions 50% | Afghanistan | AFG |  |  | FALSE
2020-04-23 | hospital_incidence |  |  |  | 12.28 |  |  | Relax Interventions 50% | Afghanistan | AFG |  |  | FALSE
2020-04-23 | ICU_incidence |  |  |  | 4.07 |  |  | Relax Interventions 50% | Afghanistan | AFG |  |  | FALSE
2020-04-23 | cumulative_infections |  |  |  | 118141.29 |  |  | Relax Interventions 50% | Afghanistan | AFG |  |  | FALSE
2020-04-24 | hospital_demand |  |  |  | 119.11 |  |  | Additional 50% Reduction | Afghanistan | AFG |  |  | FALSE
2020-04-24 | ICU_demand |  |  |  | 56.62 |  |  | Additional 50% Reduction | Afghanistan | AFG |  |  | FALSE
2020-04-24 | infections |  |  |  | 3094.44 |  |  | Additional 50% Reduction | Afghanistan | AFG |  |  | FALSE
2020-04-24 | hospital_incidence |  |  |  | 14.28 |  |  | Additional 50% Reduction | Afghanistan | AFG |  |  | FALSE
2020-04-24 | ICU_incidence |  |  |  | 4.75 |  |  | Additional 50% Reduction | Afghanistan | AFG |  |  | FALSE
2020-04-24 | cumulative_infections |  |  |  | 121235.73 |  |  | Additional 50% Reduction | Afghanistan | AFG |  |  | FALSE
2020-04-24 | hospital_demand |  |  |  | 119.11 |  |  | Maintain Status Quo | Afghanistan | AFG |  |  | FALSE
2020-04-24 | ICU_demand |  |  |  | 56.62 |  |  | Maintain Status Quo | Afghanistan | AFG |  |  | FALSE
2020-04-24 | infections |  |  |  | 3094.44 |  |  | Maintain Status Quo | Afghanistan | AFG |  |  | FALSE
2020-04-24 | hospital_incidence |  |  |  | 14.28 |  |  | Maintain Status Quo | Afghanistan | AFG |  |  | FALSE
2020-04-24 | ICU_incidence |  |  |  | 4.75 |  |  | Maintain Status Quo | Afghanistan | AFG |  |  | FALSE
2020-04-24 | cumulative_infections |  |  |  | 121235.73 |  |  | Maintain Status Quo | Afghanistan | AFG |  |  | FALSE
2020-04-24 | hospital_demand |  |  |  | 119.11 |  |  | Relax Interventions 50% | Afghanistan | AFG |  |  | FALSE
2020-04-24 | ICU_demand |  |  |  | 56.62 |  |  | Relax Interventions 50% | Afghanistan | AFG |  |  | FALSE
2020-04-24 | infections |  |  |  | 3094.44 |  |  | Relax Interventions 50% | Afghanistan | AFG |  |  | FALSE
2020-04-24 | hospital_incidence |  |  |  | 14.28 |  |  | Relax Interventions 50% | Afghanistan | AFG |  |  | FALSE
2020-04-24 | ICU_incidence |  |  |  | 4.75 |  |  | Relax Interventions 50% | Afghanistan | AFG |  |  | FALSE
2020-04-24 | cumulative_infections |  |  |  | 121235.73 |  |  | Relax Interventions 50% | Afghanistan | AFG |  |  | FALSE
2020-04-25 | hospital_demand |  |  |  | 121.44 |  |  | Additional 50% Reduction | Afghanistan | AFG |  |  | FALSE
2020-04-25 | ICU_demand |  |  |  | 57.2 |  |  | Additional 50% Reduction | Afghanistan | AFG |  |  | FALSE
2020-04-25 | infections |  |  |  | 3676.55 |  |  | Additional 50% Reduction | Afghanistan | AFG |  |  | FALSE
2020-04-25 | hospital_incidence |  |  |  | 16.73 |  |  | Additional 50% Reduction | Afghanistan | AFG |  |  | FALSE
2020-04-25 | ICU_incidence |  |  |  | 5.6 |  |  | Additional 50% Reduction | Afghanistan | AFG |  |  | FALSE
2020-04-25 | cumulative_infections |  |  |  | 124912.28 |  |  | Additional 50% Reduction | Afghanistan | AFG |  |  | FALSE
2020-04-25 | hospital_demand |  |  |  | 121.44 |  |  | Maintain Status Quo | Afghanistan | AFG |  |  | FALSE
2020-04-25 | ICU_demand |  |  |  | 57.2 |  |  | Maintain Status Quo | Afghanistan | AFG |  |  | FALSE
2020-04-25 | infections |  |  |  | 3676.55 |  |  | Maintain Status Quo | Afghanistan | AFG |  |  | FALSE
2020-04-25 | hospital_incidence |  |  |  | 16.73 |  |  | Maintain Status Quo | Afghanistan | AFG |  |  | FALSE
2020-04-25 | ICU_incidence |  |  |  | 5.6 |  |  | Maintain Status Quo | Afghanistan | AFG |  |  | FALSE
2020-04-25 | cumulative_infections |  |  |  | 124912.28 |  |  | Maintain Status Quo | Afghanistan | AFG |  |  | FALSE
2020-04-25 | hospital_demand |  |  |  | 121.44 |  |  | Relax Interventions 50% | Afghanistan | AFG |  |  | FALSE
2020-04-25 | ICU_demand |  |  |  | 57.2 |  |  | Relax Interventions 50% | Afghanistan | AFG |  |  | FALSE
2020-04-25 | infections |  |  |  | 3676.55 |  |  | Relax Interventions 50% | Afghanistan | AFG |  |  | FALSE
2020-04-25 | hospital_incidence |  |  |  | 16.73 |  |  | Relax Interventions 50% | Afghanistan | AFG |  |  | FALSE
2020-04-25 | ICU_incidence |  |  |  | 5.6 |  |  | Relax Interventions 50% | Afghanistan | AFG |  |  | FALSE
2020-04-25 | cumulative_infections |  |  |  | 124912.28 |  |  | Relax Interventions 50% | Afghanistan | AFG |  |  | FALSE
2020-04-26 | hospital_demand |  |  |  | 126.62 |  |  | Additional 50% Reduction | Afghanistan | AFG |  |  | FALSE
2020-04-26 | ICU_demand |  |  |  | 58.78 |  |  | Additional 50% Reduction | Afghanistan | AFG |  |  | FALSE
2020-04-26 | infections |  |  |  | 4372.44 |  |  | Additional 50% Reduction | Afghanistan | AFG |  |  | FALSE
2020-04-26 | hospital_incidence |  |  |  | 19.71 |  |  | Additional 50% Reduction | Afghanistan | AFG |  |  | FALSE
2020-04-26 | ICU_incidence |  |  |  | 6.63 |  |  | Additional 50% Reduction | Afghanistan | AFG |  |  | FALSE
2020-04-26 | cumulative_infections |  |  |  | 129284.73 |  |  | Additional 50% Reduction | Afghanistan | AFG |  |  | FALSE
2020-04-26 | hospital_demand |  |  |  | 126.62 |  |  | Maintain Status Quo | Afghanistan | AFG |  |  | FALSE
2020-04-26 | ICU_demand |  |  |  | 58.78 |  |  | Maintain Status Quo | Afghanistan | AFG |  |  | FALSE
2020-04-26 | infections |  |  |  | 4372.44 |  |  | Maintain Status Quo | Afghanistan | AFG |  |  | FALSE
2020-04-26 | hospital_incidence |  |  |  | 19.71 |  |  | Maintain Status Quo | Afghanistan | AFG |  |  | FALSE
2020-04-26 | ICU_incidence |  |  |  | 6.63 |  |  | Maintain Status Quo | Afghanistan | AFG |  |  | FALSE
2020-04-26 | cumulative_infections |  |  |  | 129284.73 |  |  | Maintain Status Quo | Afghanistan | AFG |  |  | FALSE
2020-04-26 | hospital_demand |  |  |  | 126.62 |  |  | Relax Interventions 50% | Afghanistan | AFG |  |  | FALSE
2020-04-26 | ICU_demand |  |  |  | 58.78 |  |  | Relax Interventions 50% | Afghanistan | AFG |  |  | FALSE
2020-04-26 | infections |  |  |  | 4372.44 |  |  | Relax Interventions 50% | Afghanistan | AFG |  |  | FALSE
2020-04-26 | hospital_incidence |  |  |  | 19.71 |  |  | Relax Interventions 50% | Afghanistan | AFG |  |  | FALSE
2020-04-26 | ICU_incidence |  |  |  | 6.63 |  |  | Relax Interventions 50% | Afghanistan | AFG |  |  | FALSE
2020-04-26 | cumulative_infections |  |  |  | 129284.73 |  |  | Relax Interventions 50% | Afghanistan | AFG |  |  | FALSE
2020-04-27 | hospital_demand |  |  |  | 134.96 |  |  | Additional 50% Reduction | Afghanistan | AFG |  |  | FALSE
2020-04-27 | ICU_demand |  |  |  | 61.5 |  |  | Additional 50% Reduction | Afghanistan | AFG |  |  | FALSE
2020-04-27 | infections |  |  |  | 5204.58 |  |  | Additional 50% Reduction | Afghanistan | AFG |  |  | FALSE
2020-04-27 | hospital_incidence |  |  |  | 23.3 |  |  | Additional 50% Reduction | Afghanistan | AFG |  |  | FALSE
2020-04-27 | ICU_incidence |  |  |  | 7.88 |  |  | Additional 50% Reduction | Afghanistan | AFG |  |  | FALSE
2020-04-27 | cumulative_infections |  |  |  | 134489.31 |  |  | Additional 50% Reduction | Afghanistan | AFG |  |  | FALSE
2020-04-27 | hospital_demand |  |  |  | 134.96 |  |  | Maintain Status Quo | Afghanistan | AFG |  |  | FALSE
2020-04-27 | ICU_demand |  |  |  | 61.5 |  |  | Maintain Status Quo | Afghanistan | AFG |  |  | FALSE
2020-04-27 | infections |  |  |  | 5204.58 |  |  | Maintain Status Quo | Afghanistan | AFG |  |  | FALSE
2020-04-27 | hospital_incidence |  |  |  | 23.3 |  |  | Maintain Status Quo | Afghanistan | AFG |  |  | FALSE
2020-04-27 | ICU_incidence |  |  |  | 7.88 |  |  | Maintain Status Quo | Afghanistan | AFG |  |  | FALSE
2020-04-27 | cumulative_infections |  |  |  | 134489.31 |  |  | Maintain Status Quo | Afghanistan | AFG |  |  | FALSE
2020-04-27 | hospital_demand |  |  |  | 134.96 |  |  | Relax Interventions 50% | Afghanistan | AFG |  |  | FALSE
2020-04-27 | ICU_demand |  |  |  | 61.5 |  |  | Relax Interventions 50% | Afghanistan | AFG |  |  | FALSE
2020-04-27 | infections |  |  |  | 5204.58 |  |  | Relax Interventions 50% | Afghanistan | AFG |  |  | FALSE
2020-04-27 | hospital_incidence |  |  |  | 23.3 |  |  | Relax Interventions 50% | Afghanistan | AFG |  |  | FALSE
2020-04-27 | ICU_incidence |  |  |  | 7.88 |  |  | Relax Interventions 50% | Afghanistan | AFG |  |  | FALSE
2020-04-27 | cumulative_infections |  |  |  | 134489.31 |  |  | Relax Interventions 50% | Afghanistan | AFG |  |  | FALSE
2020-04-28 | hospital_demand |  |  |  | 146.85 |  |  | Additional 50% Reduction | Afghanistan | AFG |  |  | FALSE
2020-04-28 | ICU_demand |  |  |  | 65.54 |  |  | Additional 50% Reduction | Afghanistan | AFG |  |  | FALSE
2020-04-28 | infections |  |  |  | 6199.89 |  |  | Additional 50% Reduction | Afghanistan | AFG |  |  | FALSE
2020-04-28 | hospital_incidence |  |  |  | 27.59 |  |  | Additional 50% Reduction | Afghanistan | AFG |  |  | FALSE
2020-04-28 | ICU_incidence |  |  |  | 9.38 |  |  | Additional 50% Reduction | Afghanistan | AFG |  |  | FALSE
2020-04-28 | cumulative_infections |  |  |  | 140689.2 |  |  | Additional 50% Reduction | Afghanistan | AFG |  |  | FALSE
2020-04-28 | hospital_demand |  |  |  | 146.85 |  |  | Maintain Status Quo | Afghanistan | AFG |  |  | FALSE
2020-04-28 | ICU_demand |  |  |  | 65.54 |  |  | Maintain Status Quo | Afghanistan | AFG |  |  | FALSE
2020-04-28 | infections |  |  |  | 6199.89 |  |  | Maintain Status Quo | Afghanistan | AFG |  |  | FALSE
2020-04-28 | hospital_incidence |  |  |  | 27.59 |  |  | Maintain Status Quo | Afghanistan | AFG |  |  | FALSE
2020-04-28 | ICU_incidence |  |  |  | 9.38 |  |  | Maintain Status Quo | Afghanistan | AFG |  |  | FALSE
2020-04-28 | cumulative_infections |  |  |  | 140689.2 |  |  | Maintain Status Quo | Afghanistan | AFG |  |  | FALSE
2020-04-28 | hospital_demand |  |  |  | 146.85 |  |  | Relax Interventions 50% | Afghanistan | AFG |  |  | FALSE
2020-04-28 | ICU_demand |  |  |  | 65.54 |  |  | Relax Interventions 50% | Afghanistan | AFG |  |  | FALSE
2020-04-28 | infections |  |  |  | 6199.89 |  |  | Relax Interventions 50% | Afghanistan | AFG |  |  | FALSE
2020-04-28 | hospital_incidence |  |  |  | 27.59 |  |  | Relax Interventions 50% | Afghanistan | AFG |  |  | FALSE
2020-04-28 | ICU_incidence |  |  |  | 9.38 |  |  | Relax Interventions 50% | Afghanistan | AFG |  |  | FALSE
2020-04-28 | cumulative_infections |  |  |  | 140689.2 |  |  | Relax Interventions 50% | Afghanistan | AFG |  |  | FALSE
2020-04-29 | hospital_demand |  |  |  | 162.74 |  |  | Additional 50% Reduction | Afghanistan | AFG |  |  | FALSE
2020-04-29 | ICU_demand |  |  |  | 71.1 |  |  | Additional 50% Reduction | Afghanistan | AFG |  |  | FALSE
2020-04-29 | infections |  |  |  | 7390.66 |  |  | Additional 50% Reduction | Afghanistan | AFG |  |  | FALSE
2020-04-29 | hospital_incidence |  |  |  | 32.73 |  |  | Additional 50% Reduction | Afghanistan | AFG |  |  | FALSE
2020-04-29 | ICU_incidence |  |  |  | 11.19 |  |  | Additional 50% Reduction | Afghanistan | AFG |  |  | FALSE
2020-04-29 | cumulative_infections |  |  |  | 148079.86 |  |  | Additional 50% Reduction | Afghanistan | AFG |  |  | FALSE
2020-04-29 | hospital_demand |  |  |  | 162.74 |  |  | Maintain Status Quo | Afghanistan | AFG |  |  | FALSE
2020-04-29 | ICU_demand |  |  |  | 71.1 |  |  | Maintain Status Quo | Afghanistan | AFG |  |  | FALSE
2020-04-29 | infections |  |  |  | 7390.66 |  |  | Maintain Status Quo | Afghanistan | AFG |  |  | FALSE
2020-04-29 | hospital_incidence |  |  |  | 32.73 |  |  | Maintain Status Quo | Afghanistan | AFG |  |  | FALSE
2020-04-29 | ICU_incidence |  |  |  | 11.19 |  |  | Maintain Status Quo | Afghanistan | AFG |  |  | FALSE
2020-04-29 | cumulative_infections |  |  |  | 148079.86 |  |  | Maintain Status Quo | Afghanistan | AFG |  |  | FALSE
2020-04-29 | hospital_demand |  |  |  | 162.74 |  |  | Relax Interventions 50% | Afghanistan | AFG |  |  | FALSE
2020-04-29 | ICU_demand |  |  |  | 71.1 |  |  | Relax Interventions 50% | Afghanistan | AFG |  |  | FALSE
2020-04-29 | infections |  |  |  | 7390.66 |  |  | Relax Interventions 50% | Afghanistan | AFG |  |  | FALSE
2020-04-29 | hospital_incidence |  |  |  | 32.73 |  |  | Relax Interventions 50% | Afghanistan | AFG |  |  | FALSE
2020-04-29 | ICU_incidence |  |  |  | 11.19 |  |  | Relax Interventions 50% | Afghanistan | AFG |  |  | FALSE
2020-04-29 | cumulative_infections |  |  |  | 148079.86 |  |  | Relax Interventions 50% | Afghanistan | AFG |  |  | FALSE
2020-04-30 | hospital_demand |  |  |  | 183.2 |  |  | Additional 50% Reduction | Afghanistan | AFG |  |  | FALSE
2020-04-30 | ICU_demand |  |  |  | 78.42 |  |  | Additional 50% Reduction | Afghanistan | AFG |  |  | FALSE
2020-04-30 | infections |  |  |  | 8815.65 |  |  | Additional 50% Reduction | Afghanistan | AFG |  |  | FALSE
2020-04-30 | hospital_incidence |  |  |  | 38.87 |  |  | Additional 50% Reduction | Afghanistan | AFG |  |  | FALSE
2020-04-30 | ICU_incidence |  |  |  | 13.36 |  |  | Additional 50% Reduction | Afghanistan | AFG |  |  | FALSE
2020-04-30 | cumulative_infections |  |  |  | 156895.51 |  |  | Additional 50% Reduction | Afghanistan | AFG |  |  | FALSE
2020-04-30 | hospital_demand |  |  |  | 183.2 |  |  | Maintain Status Quo | Afghanistan | AFG |  |  | FALSE
2020-04-30 | ICU_demand |  |  |  | 78.42 |  |  | Maintain Status Quo | Afghanistan | AFG |  |  | FALSE
2020-04-30 | infections |  |  |  | 8815.65 |  |  | Maintain Status Quo | Afghanistan | AFG |  |  | FALSE
2020-04-30 | hospital_incidence |  |  |  | 38.87 |  |  | Maintain Status Quo | Afghanistan | AFG |  |  | FALSE
2020-04-30 | ICU_incidence |  |  |  | 13.36 |  |  | Maintain Status Quo | Afghanistan | AFG |  |  | FALSE
2020-04-30 | cumulative_infections |  |  |  | 156895.51 |  |  | Maintain Status Quo | Afghanistan | AFG |  |  | FALSE
2020-04-30 | hospital_demand |  |  |  | 183.2 |  |  | Relax Interventions 50% | Afghanistan | AFG |  |  | FALSE
2020-04-30 | ICU_demand |  |  |  | 78.42 |  |  | Relax Interventions 50% | Afghanistan | AFG |  |  | FALSE
2020-04-30 | infections |  |  |  | 8815.65 |  |  | Relax Interventions 50% | Afghanistan | AFG |  |  | FALSE
2020-04-30 | hospital_incidence |  |  |  | 38.87 |  |  | Relax Interventions 50% | Afghanistan | AFG |  |  | FALSE
2020-04-30 | ICU_incidence |  |  |  | 13.36 |  |  | Relax Interventions 50% | Afghanistan | AFG |  |  | FALSE
2020-04-30 | cumulative_infections |  |  |  | 156895.51 |  |  | Relax Interventions 50% | Afghanistan | AFG |  |  | FALSE
2020-05-01 | hospital_demand |  |  |  | 208.91 |  |  | Additional 50% Reduction | Afghanistan | AFG |  |  | FALSE
2020-05-01 | ICU_demand |  |  |  | 87.78 |  |  | Additional 50% Reduction | Afghanistan | AFG |  |  | FALSE
2020-05-01 | infections |  |  |  | 9840.92 |  |  | Additional 50% Reduction | Afghanistan | AFG |  |  | FALSE
2020-05-01 | hospital_incidence |  |  |  | 46.12 |  |  | Additional 50% Reduction | Afghanistan | AFG |  |  | FALSE
2020-05-01 | ICU_incidence |  |  |  | 15.94 |  |  | Additional 50% Reduction | Afghanistan | AFG |  |  | FALSE
2020-05-01 | cumulative_infections |  |  |  | 166736.43 |  |  | Additional 50% Reduction | Afghanistan | AFG |  |  | FALSE
2020-05-01 | hospital_demand |  |  |  | 208.91 |  |  | Maintain Status Quo | Afghanistan | AFG |  |  | FALSE
2020-05-01 | ICU_demand |  |  |  | 87.78 |  |  | Maintain Status Quo | Afghanistan | AFG |  |  | FALSE
2020-05-01 | infections |  |  |  | 9840.92 |  |  | Maintain Status Quo | Afghanistan | AFG |  |  | FALSE
2020-05-01 | hospital_incidence |  |  |  | 46.12 |  |  | Maintain Status Quo | Afghanistan | AFG |  |  | FALSE
2020-05-01 | ICU_incidence |  |  |  | 15.94 |  |  | Maintain Status Quo | Afghanistan | AFG |  |  | FALSE
2020-05-01 | cumulative_infections |  |  |  | 166736.43 |  |  | Maintain Status Quo | Afghanistan | AFG |  |  | FALSE
2020-05-01 | hospital_demand |  |  |  | 208.91 |  |  | Relax Interventions 50% | Afghanistan | AFG |  |  | FALSE
2020-05-01 | ICU_demand |  |  |  | 87.78 |  |  | Relax Interventions 50% | Afghanistan | AFG |  |  | FALSE
2020-05-01 | infections |  |  |  | 9840.92 |  |  | Relax Interventions 50% | Afghanistan | AFG |  |  | FALSE
2020-05-01 | hospital_incidence |  |  |  | 46.12 |  |  | Relax Interventions 50% | Afghanistan | AFG |  |  | FALSE
2020-05-01 | ICU_incidence |  |  |  | 15.94 |  |  | Relax Interventions 50% | Afghanistan | AFG |  |  | FALSE
2020-05-01 | cumulative_infections |  |  |  | 166736.43 |  |  | Relax Interventions 50% | Afghanistan | AFG |  |  | FALSE
2020-05-02 | hospital_demand |  |  |  | 240.32 |  |  | Additional 50% Reduction | Afghanistan | AFG |  |  | FALSE
2020-05-02 | ICU_demand |  |  |  | 99.39 |  |  | Additional 50% Reduction | Afghanistan | AFG |  |  | FALSE
2020-05-02 | infections |  |  |  | 10304.23 |  |  | Additional 50% Reduction | Afghanistan | AFG |  |  | FALSE
2020-05-02 | hospital_incidence |  |  |  | 53.95 |  |  | Additional 50% Reduction | Afghanistan | AFG |  |  | FALSE
2020-05-02 | ICU_incidence |  |  |  | 18.73 |  |  | Additional 50% Reduction | Afghanistan | AFG |  |  | FALSE
2020-05-02 | cumulative_infections |  |  |  | 177040.66 |  |  | Additional 50% Reduction | Afghanistan | AFG |  |  | FALSE
2020-05-02 | hospital_demand |  |  |  | 240.32 |  |  | Maintain Status Quo | Afghanistan | AFG |  |  | FALSE
2020-05-02 | ICU_demand |  |  |  | 99.39 |  |  | Maintain Status Quo | Afghanistan | AFG |  |  | FALSE
2020-05-02 | infections |  |  |  | 10304.23 |  |  | Maintain Status Quo | Afghanistan | AFG |  |  | FALSE
2020-05-02 | hospital_incidence |  |  |  | 53.95 |  |  | Maintain Status Quo | Afghanistan | AFG |  |  | FALSE
2020-05-02 | ICU_incidence |  |  |  | 18.73 |  |  | Maintain Status Quo | Afghanistan | AFG |  |  | FALSE
2020-05-02 | cumulative_infections |  |  |  | 177040.66 |  |  | Maintain Status Quo | Afghanistan | AFG |  |  | FALSE
2020-05-02 | hospital_demand |  |  |  | 240.32 |  |  | Relax Interventions 50% | Afghanistan | AFG |  |  | FALSE
2020-05-02 | ICU_demand |  |  |  | 99.39 |  |  | Relax Interventions 50% | Afghanistan | AFG |  |  | FALSE
2020-05-02 | infections |  |  |  | 10304.23 |  |  | Relax Interventions 50% | Afghanistan | AFG |  |  | FALSE
2020-05-02 | hospital_incidence |  |  |  | 53.95 |  |  | Relax Interventions 50% | Afghanistan | AFG |  |  | FALSE
2020-05-02 | ICU_incidence |  |  |  | 18.73 |  |  | Relax Interventions 50% | Afghanistan | AFG |  |  | FALSE
2020-05-02 | cumulative_infections |  |  |  | 177040.66 |  |  | Relax Interventions 50% | Afghanistan | AFG |  |  | FALSE
2020-05-03 | hospital_demand |  |  |  | 277.06 |  |  | Additional 50% Reduction | Afghanistan | AFG |  |  | FALSE
2020-05-03 | ICU_demand |  |  |  | 113.17 |  |  | Additional 50% Reduction | Afghanistan | AFG |  |  | FALSE
2020-05-03 | infections |  |  |  | 10630.05 |  |  | Additional 50% Reduction | Afghanistan | AFG |  |  | FALSE
2020-05-03 | hospital_incidence |  |  |  | 61.52 |  |  | Additional 50% Reduction | Afghanistan | AFG |  |  | FALSE
2020-05-03 | ICU_incidence |  |  |  | 21.44 |  |  | Additional 50% Reduction | Afghanistan | AFG |  |  | FALSE
2020-05-03 | cumulative_infections |  |  |  | 187670.71 |  |  | Additional 50% Reduction | Afghanistan | AFG |  |  | FALSE
2020-05-03 | hospital_demand |  |  |  | 277.06 |  |  | Maintain Status Quo | Afghanistan | AFG |  |  | FALSE
2020-05-03 | ICU_demand |  |  |  | 113.17 |  |  | Maintain Status Quo | Afghanistan | AFG |  |  | FALSE
2020-05-03 | infections |  |  |  | 10630.05 |  |  | Maintain Status Quo | Afghanistan | AFG |  |  | FALSE
2020-05-03 | hospital_incidence |  |  |  | 61.52 |  |  | Maintain Status Quo | Afghanistan | AFG |  |  | FALSE
2020-05-03 | ICU_incidence |  |  |  | 21.44 |  |  | Maintain Status Quo | Afghanistan | AFG |  |  | FALSE
2020-05-03 | cumulative_infections |  |  |  | 187670.71 |  |  | Maintain Status Quo | Afghanistan | AFG |  |  | FALSE
2020-05-03 | hospital_demand |  |  |  | 277.06 |  |  | Relax Interventions 50% | Afghanistan | AFG |  |  | FALSE
2020-05-03 | ICU_demand |  |  |  | 113.17 |  |  | Relax Interventions 50% | Afghanistan | AFG |  |  | FALSE
2020-05-03 | infections |  |  |  | 10630.05 |  |  | Relax Interventions 50% | Afghanistan | AFG |  |  | FALSE
2020-05-03 | hospital_incidence |  |  |  | 61.52 |  |  | Relax Interventions 50% | Afghanistan | AFG |  |  | FALSE
2020-05-03 | ICU_incidence |  |  |  | 21.44 |  |  | Relax Interventions 50% | Afghanistan | AFG |  |  | FALSE
2020-05-03 | cumulative_infections |  |  |  | 187670.71 |  |  | Relax Interventions 50% | Afghanistan | AFG |  |  | FALSE
2020-05-04 | hospital_demand |  |  |  | 318.09 |  |  | Additional 50% Reduction | Afghanistan | AFG |  |  | FALSE
2020-05-04 | ICU_demand |  |  |  | 128.78 |  |  | Additional 50% Reduction | Afghanistan | AFG |  |  | FALSE
2020-05-04 | infections |  |  |  | 10978.61 |  |  | Additional 50% Reduction | Afghanistan | AFG |  |  | FALSE
2020-05-04 | hospital_incidence |  |  |  | 68.38 |  |  | Additional 50% Reduction | Afghanistan | AFG |  |  | FALSE
2020-05-04 | ICU_incidence |  |  |  | 23.9 |  |  | Additional 50% Reduction | Afghanistan | AFG |  |  | FALSE
2020-05-04 | cumulative_infections |  |  |  | 198649.32 |  |  | Additional 50% Reduction | Afghanistan | AFG |  |  | FALSE
2020-05-04 | hospital_demand |  |  |  | 318.09 |  |  | Maintain Status Quo | Afghanistan | AFG |  |  | FALSE
2020-05-04 | ICU_demand |  |  |  | 128.78 |  |  | Maintain Status Quo | Afghanistan | AFG |  |  | FALSE
2020-05-04 | infections |  |  |  | 10978.61 |  |  | Maintain Status Quo | Afghanistan | AFG |  |  | FALSE
2020-05-04 | hospital_incidence |  |  |  | 68.38 |  |  | Maintain Status Quo | Afghanistan | AFG |  |  | FALSE
2020-05-04 | ICU_incidence |  |  |  | 23.9 |  |  | Maintain Status Quo | Afghanistan | AFG |  |  | FALSE
2020-05-04 | cumulative_infections |  |  |  | 198649.32 |  |  | Maintain Status Quo | Afghanistan | AFG |  |  | FALSE
2020-05-04 | hospital_demand |  |  |  | 318.09 |  |  | Relax Interventions 50% | Afghanistan | AFG |  |  | FALSE
2020-05-04 | ICU_demand |  |  |  | 128.78 |  |  | Relax Interventions 50% | Afghanistan | AFG |  |  | FALSE
2020-05-04 | infections |  |  |  | 10978.61 |  |  | Relax Interventions 50% | Afghanistan | AFG |  |  | FALSE
2020-05-04 | hospital_incidence |  |  |  | 68.38 |  |  | Relax Interventions 50% | Afghanistan | AFG |  |  | FALSE
2020-05-04 | ICU_incidence |  |  |  | 23.9 |  |  | Relax Interventions 50% | Afghanistan | AFG |  |  | FALSE
2020-05-04 | cumulative_infections |  |  |  | 198649.32 |  |  | Relax Interventions 50% | Afghanistan | AFG |  |  | FALSE
2020-05-05 | hospital_demand |  |  |  | 362.13 |  |  | Additional 50% Reduction | Afghanistan | AFG |  |  | FALSE
2020-05-05 | ICU_demand |  |  |  | 145.78 |  |  | Additional 50% Reduction | Afghanistan | AFG |  |  | FALSE
2020-05-05 | infections |  |  |  | 11390.04 |  |  | Additional 50% Reduction | Afghanistan | AFG |  |  | FALSE
2020-05-05 | hospital_incidence |  |  |  | 74.44 |  |  | Additional 50% Reduction | Afghanistan | AFG |  |  | FALSE
2020-05-05 | ICU_incidence |  |  |  | 26.08 |  |  | Additional 50% Reduction | Afghanistan | AFG |  |  | FALSE
2020-05-05 | cumulative_infections |  |  |  | 210039.37 |  |  | Additional 50% Reduction | Afghanistan | AFG |  |  | FALSE
2020-05-05 | hospital_demand |  |  |  | 362.13 |  |  | Maintain Status Quo | Afghanistan | AFG |  |  | FALSE
2020-05-05 | ICU_demand |  |  |  | 145.78 |  |  | Maintain Status Quo | Afghanistan | AFG |  |  | FALSE
2020-05-05 | infections |  |  |  | 11390.04 |  |  | Maintain Status Quo | Afghanistan | AFG |  |  | FALSE
2020-05-05 | hospital_incidence |  |  |  | 74.44 |  |  | Maintain Status Quo | Afghanistan | AFG |  |  | FALSE
2020-05-05 | ICU_incidence |  |  |  | 26.08 |  |  | Maintain Status Quo | Afghanistan | AFG |  |  | FALSE
2020-05-05 | cumulative_infections |  |  |  | 210039.37 |  |  | Maintain Status Quo | Afghanistan | AFG |  |  | FALSE
2020-05-05 | hospital_demand |  |  |  | 362.13 |  |  | Relax Interventions 50% | Afghanistan | AFG |  |  | FALSE
2020-05-05 | ICU_demand |  |  |  | 145.78 |  |  | Relax Interventions 50% | Afghanistan | AFG |  |  | FALSE
2020-05-05 | infections |  |  |  | 11390.04 |  |  | Relax Interventions 50% | Afghanistan | AFG |  |  | FALSE
2020-05-05 | hospital_incidence |  |  |  | 74.44 |  |  | Relax Interventions 50% | Afghanistan | AFG |  |  | FALSE
2020-05-05 | ICU_incidence |  |  |  | 26.08 |  |  | Relax Interventions 50% | Afghanistan | AFG |  |  | FALSE
2020-05-05 | cumulative_infections |  |  |  | 210039.37 |  |  | Relax Interventions 50% | Afghanistan | AFG |  |  | FALSE
2020-05-06 | hospital_demand |  |  |  | 408.02 |  |  | Additional 50% Reduction | Afghanistan | AFG |  |  | FALSE
2020-05-06 | ICU_demand |  |  |  | 163.81 |  |  | Additional 50% Reduction | Afghanistan | AFG |  |  | FALSE
2020-05-06 | infections |  |  |  | 11861.11 |  |  | Additional 50% Reduction | Afghanistan | AFG |  |  | FALSE
2020-05-06 | hospital_incidence |  |  |  | 79.84 |  |  | Additional 50% Reduction | Afghanistan | AFG |  |  | FALSE
2020-05-06 | ICU_incidence |  |  |  | 28.02 |  |  | Additional 50% Reduction | Afghanistan | AFG |  |  | FALSE
2020-05-06 | cumulative_infections |  |  |  | 221900.47 |  |  | Additional 50% Reduction | Afghanistan | AFG |  |  | FALSE
2020-05-06 | hospital_demand |  |  |  | 408.02 |  |  | Maintain Status Quo | Afghanistan | AFG |  |  | FALSE
2020-05-06 | ICU_demand |  |  |  | 163.81 |  |  | Maintain Status Quo | Afghanistan | AFG |  |  | FALSE
2020-05-06 | infections |  |  |  | 11861.11 |  |  | Maintain Status Quo | Afghanistan | AFG |  |  | FALSE
2020-05-06 | hospital_incidence |  |  |  | 79.84 |  |  | Maintain Status Quo | Afghanistan | AFG |  |  | FALSE
2020-05-06 | ICU_incidence |  |  |  | 28.02 |  |  | Maintain Status Quo | Afghanistan | AFG |  |  | FALSE
2020-05-06 | cumulative_infections |  |  |  | 221900.47 |  |  | Maintain Status Quo | Afghanistan | AFG |  |  | FALSE
2020-05-06 | hospital_demand |  |  |  | 408.02 |  |  | Relax Interventions 50% | Afghanistan | AFG |  |  | FALSE
2020-05-06 | ICU_demand |  |  |  | 163.81 |  |  | Relax Interventions 50% | Afghanistan | AFG |  |  | FALSE
2020-05-06 | infections |  |  |  | 11861.11 |  |  | Relax Interventions 50% | Afghanistan | AFG |  |  | FALSE
2020-05-06 | hospital_incidence |  |  |  | 79.84 |  |  | Relax Interventions 50% | Afghanistan | AFG |  |  | FALSE
2020-05-06 | ICU_incidence |  |  |  | 28.02 |  |  | Relax Interventions 50% | Afghanistan | AFG |  |  | FALSE
2020-05-06 | cumulative_infections |  |  |  | 221900.47 |  |  | Relax Interventions 50% | Afghanistan | AFG |  |  | FALSE
2020-05-07 | hospital_demand |  |  |  | 454.83 |  |  | Additional 50% Reduction | Afghanistan | AFG |  |  | FALSE
2020-05-07 | ICU_demand |  |  |  | 182.55 |  |  | Additional 50% Reduction | Afghanistan | AFG |  |  | FALSE
2020-05-07 | infections |  |  |  | 12379.12 |  |  | Additional 50% Reduction | Afghanistan | AFG |  |  | FALSE
2020-05-07 | hospital_incidence |  |  |  | 84.8 |  |  | Additional 50% Reduction | Afghanistan | AFG |  |  | FALSE
2020-05-07 | ICU_incidence |  |  |  | 29.81 |  |  | Additional 50% Reduction | Afghanistan | AFG |  |  | FALSE
2020-05-07 | cumulative_infections |  |  |  | 234279.59 |  |  | Additional 50% Reduction | Afghanistan | AFG |  |  | FALSE
2020-05-07 | hospital_demand |  |  |  | 454.83 |  |  | Maintain Status Quo | Afghanistan | AFG |  |  | FALSE
2020-05-07 | ICU_demand |  |  |  | 182.55 |  |  | Maintain Status Quo | Afghanistan | AFG |  |  | FALSE
2020-05-07 | infections |  |  |  | 12379.12 |  |  | Maintain Status Quo | Afghanistan | AFG |  |  | FALSE
2020-05-07 | hospital_incidence |  |  |  | 84.8 |  |  | Maintain Status Quo | Afghanistan | AFG |  |  | FALSE
2020-05-07 | ICU_incidence |  |  |  | 29.81 |  |  | Maintain Status Quo | Afghanistan | AFG |  |  | FALSE
2020-05-07 | cumulative_infections |  |  |  | 234279.59 |  |  | Maintain Status Quo | Afghanistan | AFG |  |  | FALSE
2020-05-07 | hospital_demand |  |  |  | 454.83 |  |  | Relax Interventions 50% | Afghanistan | AFG |  |  | FALSE
2020-05-07 | ICU_demand |  |  |  | 182.55 |  |  | Relax Interventions 50% | Afghanistan | AFG |  |  | FALSE
2020-05-07 | infections |  |  |  | 12379.12 |  |  | Relax Interventions 50% | Afghanistan | AFG |  |  | FALSE
2020-05-07 | hospital_incidence |  |  |  | 84.8 |  |  | Relax Interventions 50% | Afghanistan | AFG |  |  | FALSE
2020-05-07 | ICU_incidence |  |  |  | 29.81 |  |  | Relax Interventions 50% | Afghanistan | AFG |  |  | FALSE
2020-05-07 | cumulative_infections |  |  |  | 234279.59 |  |  | Relax Interventions 50% | Afghanistan | AFG |  |  | FALSE
2020-05-08 | hospital_demand |  |  |  | 501.96 |  |  | Additional 50% Reduction | Afghanistan | AFG |  |  | FALSE
2020-05-08 | ICU_demand |  |  |  | 201.74 |  |  | Additional 50% Reduction | Afghanistan | AFG |  |  | FALSE
2020-05-08 | infections |  |  |  | 12933.67 |  |  | Additional 50% Reduction | Afghanistan | AFG |  |  | FALSE
2020-05-08 | hospital_incidence |  |  |  | 89.49 |  |  | Additional 50% Reduction | Afghanistan | AFG |  |  | FALSE
2020-05-08 | ICU_incidence |  |  |  | 31.51 |  |  | Additional 50% Reduction | Afghanistan | AFG |  |  | FALSE
2020-05-08 | cumulative_infections |  |  |  | 247213.27 |  |  | Additional 50% Reduction | Afghanistan | AFG |  |  | FALSE
2020-05-08 | hospital_demand |  |  |  | 501.96 |  |  | Maintain Status Quo | Afghanistan | AFG |  |  | FALSE
2020-05-08 | ICU_demand |  |  |  | 201.74 |  |  | Maintain Status Quo | Afghanistan | AFG |  |  | FALSE
2020-05-08 | infections |  |  |  | 12933.67 |  |  | Maintain Status Quo | Afghanistan | AFG |  |  | FALSE
2020-05-08 | hospital_incidence |  |  |  | 89.49 |  |  | Maintain Status Quo | Afghanistan | AFG |  |  | FALSE
2020-05-08 | ICU_incidence |  |  |  | 31.51 |  |  | Maintain Status Quo | Afghanistan | AFG |  |  | FALSE
2020-05-08 | cumulative_infections |  |  |  | 247213.27 |  |  | Maintain Status Quo | Afghanistan | AFG |  |  | FALSE
2020-05-08 | hospital_demand |  |  |  | 501.96 |  |  | Relax Interventions 50% | Afghanistan | AFG |  |  | FALSE
2020-05-08 | ICU_demand |  |  |  | 201.74 |  |  | Relax Interventions 50% | Afghanistan | AFG |  |  | FALSE
2020-05-08 | infections |  |  |  | 12933.67 |  |  | Relax Interventions 50% | Afghanistan | AFG |  |  | FALSE
2020-05-08 | hospital_incidence |  |  |  | 89.49 |  |  | Relax Interventions 50% | Afghanistan | AFG |  |  | FALSE
2020-05-08 | ICU_incidence |  |  |  | 31.51 |  |  | Relax Interventions 50% | Afghanistan | AFG |  |  | FALSE
2020-05-08 | cumulative_infections |  |  |  | 247213.27 |  |  | Relax Interventions 50% | Afghanistan | AFG |  |  | FALSE
2020-05-09 | hospital_demand |  |  |  | 549.04 |  |  | Additional 50% Reduction | Afghanistan | AFG |  |  | FALSE
2020-05-09 | ICU_demand |  |  |  | 220.72 |  |  | Additional 50% Reduction | Afghanistan | AFG |  |  | FALSE
2020-05-09 | infections |  |  |  | 13518.79 |  |  | Additional 50% Reduction | Afghanistan | AFG |  |  | FALSE
2020-05-09 | hospital_incidence |  |  |  | 94.06 |  |  | Additional 50% Reduction | Afghanistan | AFG |  |  | FALSE
2020-05-09 | ICU_incidence |  |  |  | 33.17 |  |  | Additional 50% Reduction | Afghanistan | AFG |  |  | FALSE
2020-05-09 | cumulative_infections |  |  |  | 260732.06 |  |  | Additional 50% Reduction | Afghanistan | AFG |  |  | FALSE
2020-05-09 | hospital_demand |  |  |  | 549.04 |  |  | Maintain Status Quo | Afghanistan | AFG |  |  | FALSE
2020-05-09 | ICU_demand |  |  |  | 220.72 |  |  | Maintain Status Quo | Afghanistan | AFG |  |  | FALSE
2020-05-09 | infections |  |  |  | 13518.79 |  |  | Maintain Status Quo | Afghanistan | AFG |  |  | FALSE
2020-05-09 | hospital_incidence |  |  |  | 94.06 |  |  | Maintain Status Quo | Afghanistan | AFG |  |  | FALSE
2020-05-09 | ICU_incidence |  |  |  | 33.17 |  |  | Maintain Status Quo | Afghanistan | AFG |  |  | FALSE
2020-05-09 | cumulative_infections |  |  |  | 260732.06 |  |  | Maintain Status Quo | Afghanistan | AFG |  |  | FALSE
2020-05-09 | hospital_demand |  |  |  | 549.04 |  |  | Relax Interventions 50% | Afghanistan | AFG |  |  | FALSE
2020-05-09 | ICU_demand |  |  |  | 220.72 |  |  | Relax Interventions 50% | Afghanistan | AFG |  |  | FALSE
2020-05-09 | infections |  |  |  | 13518.79 |  |  | Relax Interventions 50% | Afghanistan | AFG |  |  | FALSE
2020-05-09 | hospital_incidence |  |  |  | 94.06 |  |  | Relax Interventions 50% | Afghanistan | AFG |  |  | FALSE
2020-05-09 | ICU_incidence |  |  |  | 33.17 |  |  | Relax Interventions 50% | Afghanistan | AFG |  |  | FALSE
2020-05-09 | cumulative_infections |  |  |  | 260732.06 |  |  | Relax Interventions 50% | Afghanistan | AFG |  |  | FALSE
2020-05-10 | hospital_demand |  |  |  | 595.87 |  |  | Additional 50% Reduction | Afghanistan | AFG |  |  | FALSE
2020-05-10 | ICU_demand |  |  |  | 238.27 |  |  | Additional 50% Reduction | Afghanistan | AFG |  |  | FALSE
2020-05-10 | infections |  |  |  | 14132.03 |  |  | Additional 50% Reduction | Afghanistan | AFG |  |  | FALSE
2020-05-10 | hospital_incidence |  |  |  | 98.64 |  |  | Additional 50% Reduction | Afghanistan | AFG |  |  | FALSE
2020-05-10 | ICU_incidence |  |  |  | 34.84 |  |  | Additional 50% Reduction | Afghanistan | AFG |  |  | FALSE
2020-05-10 | cumulative_infections |  |  |  | 274864.09 |  |  | Additional 50% Reduction | Afghanistan | AFG |  |  | FALSE
2020-05-10 | hospital_demand |  |  |  | 595.87 |  |  | Maintain Status Quo | Afghanistan | AFG |  |  | FALSE
2020-05-10 | ICU_demand |  |  |  | 238.27 |  |  | Maintain Status Quo | Afghanistan | AFG |  |  | FALSE
2020-05-10 | infections |  |  |  | 14132.03 |  |  | Maintain Status Quo | Afghanistan | AFG |  |  | FALSE
2020-05-10 | hospital_incidence |  |  |  | 98.64 |  |  | Maintain Status Quo | Afghanistan | AFG |  |  | FALSE
2020-05-10 | ICU_incidence |  |  |  | 34.84 |  |  | Maintain Status Quo | Afghanistan | AFG |  |  | FALSE
2020-05-10 | cumulative_infections |  |  |  | 274864.09 |  |  | Maintain Status Quo | Afghanistan | AFG |  |  | FALSE
2020-05-10 | hospital_demand |  |  |  | 595.87 |  |  | Relax Interventions 50% | Afghanistan | AFG |  |  | FALSE
2020-05-10 | ICU_demand |  |  |  | 238.27 |  |  | Relax Interventions 50% | Afghanistan | AFG |  |  | FALSE
2020-05-10 | infections |  |  |  | 14132.03 |  |  | Relax Interventions 50% | Afghanistan | AFG |  |  | FALSE
2020-05-10 | hospital_incidence |  |  |  | 98.64 |  |  | Relax Interventions 50% | Afghanistan | AFG |  |  | FALSE
2020-05-10 | ICU_incidence |  |  |  | 34.84 |  |  | Relax Interventions 50% | Afghanistan | AFG |  |  | FALSE
2020-05-10 | cumulative_infections |  |  |  | 274864.09 |  |  | Relax Interventions 50% | Afghanistan | AFG |  |  | FALSE
2020-05-11 | hospital_demand |  |  |  | 642.38 |  |  | Additional 50% Reduction | Afghanistan | AFG |  |  | FALSE
2020-05-11 | ICU_demand |  |  |  | 253.58 |  |  | Additional 50% Reduction | Afghanistan | AFG |  |  | FALSE
2020-05-11 | infections |  |  |  | 14773.05 |  |  | Additional 50% Reduction | Afghanistan | AFG |  |  | FALSE
2020-05-11 | hospital_incidence |  |  |  | 103.29 |  |  | Additional 50% Reduction | Afghanistan | AFG |  |  | FALSE
2020-05-11 | ICU_incidence |  |  |  | 36.53 |  |  | Additional 50% Reduction | Afghanistan | AFG |  |  | FALSE
2020-05-11 | cumulative_infections |  |  |  | 289637.14 |  |  | Additional 50% Reduction | Afghanistan | AFG |  |  | FALSE
2020-05-11 | hospital_demand |  |  |  | 642.38 |  |  | Maintain Status Quo | Afghanistan | AFG |  |  | FALSE
2020-05-11 | ICU_demand |  |  |  | 253.58 |  |  | Maintain Status Quo | Afghanistan | AFG |  |  | FALSE
2020-05-11 | infections |  |  |  | 14773.05 |  |  | Maintain Status Quo | Afghanistan | AFG |  |  | FALSE
2020-05-11 | hospital_incidence |  |  |  | 103.29 |  |  | Maintain Status Quo | Afghanistan | AFG |  |  | FALSE
2020-05-11 | ICU_incidence |  |  |  | 36.53 |  |  | Maintain Status Quo | Afghanistan | AFG |  |  | FALSE
2020-05-11 | cumulative_infections |  |  |  | 289637.14 |  |  | Maintain Status Quo | Afghanistan | AFG |  |  | FALSE
2020-05-11 | hospital_demand |  |  |  | 642.38 |  |  | Relax Interventions 50% | Afghanistan | AFG |  |  | FALSE
2020-05-11 | ICU_demand |  |  |  | 253.58 |  |  | Relax Interventions 50% | Afghanistan | AFG |  |  | FALSE
2020-05-11 | infections |  |  |  | 14773.05 |  |  | Relax Interventions 50% | Afghanistan | AFG |  |  | FALSE
2020-05-11 | hospital_incidence |  |  |  | 103.29 |  |  | Relax Interventions 50% | Afghanistan | AFG |  |  | FALSE
2020-05-11 | ICU_incidence |  |  |  | 36.53 |  |  | Relax Interventions 50% | Afghanistan | AFG |  |  | FALSE
2020-05-11 | cumulative_infections |  |  |  | 289637.14 |  |  | Relax Interventions 50% | Afghanistan | AFG |  |  | FALSE
2020-05-12 | hospital_demand |  |  |  | 688.58 |  |  | Additional 50% Reduction | Afghanistan | AFG |  |  | FALSE
2020-05-12 | ICU_demand |  |  |  | 266.38 |  |  | Additional 50% Reduction | Afghanistan | AFG |  |  | FALSE
2020-05-12 | infections |  |  |  | 15442.58 |  |  | Additional 50% Reduction | Afghanistan | AFG |  |  | FALSE
2020-05-12 | hospital_incidence |  |  |  | 108.07 |  |  | Additional 50% Reduction | Afghanistan | AFG |  |  | FALSE
2020-05-12 | ICU_incidence |  |  |  | 38.28 |  |  | Additional 50% Reduction | Afghanistan | AFG |  |  | FALSE
2020-05-12 | cumulative_infections |  |  |  | 305079.72 |  |  | Additional 50% Reduction | Afghanistan | AFG |  |  | FALSE
2020-05-12 | hospital_demand |  |  |  | 688.58 |  |  | Maintain Status Quo | Afghanistan | AFG |  |  | FALSE
2020-05-12 | ICU_demand |  |  |  | 266.38 |  |  | Maintain Status Quo | Afghanistan | AFG |  |  | FALSE
2020-05-12 | infections |  |  |  | 15442.58 |  |  | Maintain Status Quo | Afghanistan | AFG |  |  | FALSE
2020-05-12 | hospital_incidence |  |  |  | 108.07 |  |  | Maintain Status Quo | Afghanistan | AFG |  |  | FALSE
2020-05-12 | ICU_incidence |  |  |  | 38.28 |  |  | Maintain Status Quo | Afghanistan | AFG |  |  | FALSE
2020-05-12 | cumulative_infections |  |  |  | 305079.72 |  |  | Maintain Status Quo | Afghanistan | AFG |  |  | FALSE
2020-05-12 | hospital_demand |  |  |  | 688.58 |  |  | Relax Interventions 50% | Afghanistan | AFG |  |  | FALSE
2020-05-12 | ICU_demand |  |  |  | 266.38 |  |  | Relax Interventions 50% | Afghanistan | AFG |  |  | FALSE
2020-05-12 | infections |  |  |  | 15442.58 |  |  | Relax Interventions 50% | Afghanistan | AFG |  |  | FALSE
2020-05-12 | hospital_incidence |  |  |  | 108.07 |  |  | Relax Interventions 50% | Afghanistan | AFG |  |  | FALSE
2020-05-12 | ICU_incidence |  |  |  | 38.28 |  |  | Relax Interventions 50% | Afghanistan | AFG |  |  | FALSE
2020-05-12 | cumulative_infections |  |  |  | 305079.72 |  |  | Relax Interventions 50% | Afghanistan | AFG |  |  | FALSE
2020-05-13 | hospital_demand |  |  |  | 734.57 |  |  | Additional 50% Reduction | Afghanistan | AFG |  |  | FALSE
2020-05-13 | ICU_demand |  |  |  | 277.54 |  |  | Additional 50% Reduction | Afghanistan | AFG |  |  | FALSE
2020-05-13 | infections |  |  |  | 16141.78 |  |  | Additional 50% Reduction | Afghanistan | AFG |  |  | FALSE
2020-05-13 | hospital_incidence |  |  |  | 113 |  |  | Additional 50% Reduction | Afghanistan | AFG |  |  | FALSE
2020-05-13 | ICU_incidence |  |  |  | 40.09 |  |  | Additional 50% Reduction | Afghanistan | AFG |  |  | FALSE
2020-05-13 | cumulative_infections |  |  |  | 321221.49 |  |  | Additional 50% Reduction | Afghanistan | AFG |  |  | FALSE
2020-05-13 | hospital_demand |  |  |  | 734.57 |  |  | Maintain Status Quo | Afghanistan | AFG |  |  | FALSE
2020-05-13 | ICU_demand |  |  |  | 277.54 |  |  | Maintain Status Quo | Afghanistan | AFG |  |  | FALSE
2020-05-13 | infections |  |  |  | 16141.78 |  |  | Maintain Status Quo | Afghanistan | AFG |  |  | FALSE
2020-05-13 | hospital_incidence |  |  |  | 113 |  |  | Maintain Status Quo | Afghanistan | AFG |  |  | FALSE
2020-05-13 | ICU_incidence |  |  |  | 40.09 |  |  | Maintain Status Quo | Afghanistan | AFG |  |  | FALSE
2020-05-13 | cumulative_infections |  |  |  | 321221.49 |  |  | Maintain Status Quo | Afghanistan | AFG |  |  | FALSE
2020-05-13 | hospital_demand |  |  |  | 734.57 |  |  | Relax Interventions 50% | Afghanistan | AFG |  |  | FALSE
2020-05-13 | ICU_demand |  |  |  | 277.54 |  |  | Relax Interventions 50% | Afghanistan | AFG |  |  | FALSE
2020-05-13 | infections |  |  |  | 16141.78 |  |  | Relax Interventions 50% | Afghanistan | AFG |  |  | FALSE
2020-05-13 | hospital_incidence |  |  |  | 113 |  |  | Relax Interventions 50% | Afghanistan | AFG |  |  | FALSE
2020-05-13 | ICU_incidence |  |  |  | 40.09 |  |  | Relax Interventions 50% | Afghanistan | AFG |  |  | FALSE
2020-05-13 | cumulative_infections |  |  |  | 321221.49 |  |  | Relax Interventions 50% | Afghanistan | AFG |  |  | FALSE
2020-05-14 | hospital_demand |  |  |  | 780.47 |  |  | Additional 50% Reduction | Afghanistan | AFG |  |  | FALSE
2020-05-14 | ICU_demand |  |  |  | 287.15 |  |  | Additional 50% Reduction | Afghanistan | AFG |  |  | FALSE
2020-05-14 | infections |  |  |  | 16871.98 |  |  | Additional 50% Reduction | Afghanistan | AFG |  |  | FALSE
2020-05-14 | hospital_incidence |  |  |  | 118.12 |  |  | Additional 50% Reduction | Afghanistan | AFG |  |  | FALSE
2020-05-14 | ICU_incidence |  |  |  | 41.97 |  |  | Additional 50% Reduction | Afghanistan | AFG |  |  | FALSE
2020-05-14 | cumulative_infections |  |  |  | 338093.48 |  |  | Additional 50% Reduction | Afghanistan | AFG |  |  | FALSE
2020-05-14 | hospital_demand |  |  |  | 780.47 |  |  | Maintain Status Quo | Afghanistan | AFG |  |  | FALSE
2020-05-14 | ICU_demand |  |  |  | 287.15 |  |  | Maintain Status Quo | Afghanistan | AFG |  |  | FALSE
2020-05-14 | infections |  |  |  | 16871.98 |  |  | Maintain Status Quo | Afghanistan | AFG |  |  | FALSE
2020-05-14 | hospital_incidence |  |  |  | 118.12 |  |  | Maintain Status Quo | Afghanistan | AFG |  |  | FALSE
2020-05-14 | ICU_incidence |  |  |  | 41.97 |  |  | Maintain Status Quo | Afghanistan | AFG |  |  | FALSE
2020-05-14 | cumulative_infections |  |  |  | 338093.48 |  |  | Maintain Status Quo | Afghanistan | AFG |  |  | FALSE
2020-05-14 | hospital_demand |  |  |  | 780.47 |  |  | Relax Interventions 50% | Afghanistan | AFG |  |  | FALSE
2020-05-14 | ICU_demand |  |  |  | 287.15 |  |  | Relax Interventions 50% | Afghanistan | AFG |  |  | FALSE
2020-05-14 | infections |  |  |  | 16871.98 |  |  | Relax Interventions 50% | Afghanistan | AFG |  |  | FALSE
2020-05-14 | hospital_incidence |  |  |  | 118.12 |  |  | Relax Interventions 50% | Afghanistan | AFG |  |  | FALSE
2020-05-14 | ICU_incidence |  |  |  | 41.97 |  |  | Relax Interventions 50% | Afghanistan | AFG |  |  | FALSE
2020-05-14 | cumulative_infections |  |  |  | 338093.48 |  |  | Relax Interventions 50% | Afghanistan | AFG |  |  | FALSE
2020-05-15 | hospital_demand |  |  |  | 826.48 |  |  | Additional 50% Reduction | Afghanistan | AFG |  |  | FALSE
2020-05-15 | ICU_demand |  |  |  | 294.96 |  |  | Additional 50% Reduction | Afghanistan | AFG |  |  | FALSE
2020-05-15 | infections |  |  |  | 17538.66 |  |  | Additional 50% Reduction | Afghanistan | AFG |  |  | FALSE
2020-05-15 | hospital_incidence |  |  |  | 123.44 |  |  | Additional 50% Reduction | Afghanistan | AFG |  |  | FALSE
2020-05-15 | ICU_incidence |  |  |  | 43.92 |  |  | Additional 50% Reduction | Afghanistan | AFG |  |  | FALSE
2020-05-15 | cumulative_infections |  |  |  | 355632.13 |  |  | Additional 50% Reduction | Afghanistan | AFG |  |  | FALSE
2020-05-15 | hospital_demand |  |  |  | 826.48 |  |  | Maintain Status Quo | Afghanistan | AFG |  |  | FALSE
2020-05-15 | ICU_demand |  |  |  | 294.96 |  |  | Maintain Status Quo | Afghanistan | AFG |  |  | FALSE
2020-05-15 | infections |  |  |  | 17538.66 |  |  | Maintain Status Quo | Afghanistan | AFG |  |  | FALSE
2020-05-15 | hospital_incidence |  |  |  | 123.44 |  |  | Maintain Status Quo | Afghanistan | AFG |  |  | FALSE
2020-05-15 | ICU_incidence |  |  |  | 43.92 |  |  | Maintain Status Quo | Afghanistan | AFG |  |  | FALSE
2020-05-15 | cumulative_infections |  |  |  | 355632.13 |  |  | Maintain Status Quo | Afghanistan | AFG |  |  | FALSE
2020-05-15 | hospital_demand |  |  |  | 826.48 |  |  | Relax Interventions 50% | Afghanistan | AFG |  |  | FALSE
2020-05-15 | ICU_demand |  |  |  | 294.96 |  |  | Relax Interventions 50% | Afghanistan | AFG |  |  | FALSE
2020-05-15 | infections |  |  |  | 17538.66 |  |  | Relax Interventions 50% | Afghanistan | AFG |  |  | FALSE
2020-05-15 | hospital_incidence |  |  |  | 123.44 |  |  | Relax Interventions 50% | Afghanistan | AFG |  |  | FALSE
2020-05-15 | ICU_incidence |  |  |  | 43.92 |  |  | Relax Interventions 50% | Afghanistan | AFG |  |  | FALSE
2020-05-15 | cumulative_infections |  |  |  | 355632.13 |  |  | Relax Interventions 50% | Afghanistan | AFG |  |  | FALSE
2020-05-16 | hospital_demand |  |  |  | 872.74 |  |  | Additional 50% Reduction | Afghanistan | AFG |  |  | FALSE
2020-05-16 | ICU_demand |  |  |  | 301.48 |  |  | Additional 50% Reduction | Afghanistan | AFG |  |  | FALSE
2020-05-16 | infections |  |  |  | 18130.68 |  |  | Additional 50% Reduction | Afghanistan | AFG |  |  | FALSE
2020-05-16 | hospital_incidence |  |  |  | 128.85 |  |  | Additional 50% Reduction | Afghanistan | AFG |  |  | FALSE
2020-05-16 | ICU_incidence |  |  |  | 45.91 |  |  | Additional 50% Reduction | Afghanistan | AFG |  |  | FALSE
2020-05-16 | cumulative_infections |  |  |  | 373762.81 |  |  | Additional 50% Reduction | Afghanistan | AFG |  |  | FALSE
2020-05-16 | hospital_demand |  |  |  | 872.74 |  |  | Maintain Status Quo | Afghanistan | AFG |  |  | FALSE
2020-05-16 | ICU_demand |  |  |  | 301.48 |  |  | Maintain Status Quo | Afghanistan | AFG |  |  | FALSE
2020-05-16 | infections |  |  |  | 18130.68 |  |  | Maintain Status Quo | Afghanistan | AFG |  |  | FALSE
2020-05-16 | hospital_incidence |  |  |  | 128.85 |  |  | Maintain Status Quo | Afghanistan | AFG |  |  | FALSE
2020-05-16 | ICU_incidence |  |  |  | 45.91 |  |  | Maintain Status Quo | Afghanistan | AFG |  |  | FALSE
2020-05-16 | cumulative_infections |  |  |  | 373762.81 |  |  | Maintain Status Quo | Afghanistan | AFG |  |  | FALSE
2020-05-16 | hospital_demand |  |  |  | 872.74 |  |  | Relax Interventions 50% | Afghanistan | AFG |  |  | FALSE
2020-05-16 | ICU_demand |  |  |  | 301.48 |  |  | Relax Interventions 50% | Afghanistan | AFG |  |  | FALSE
2020-05-16 | infections |  |  |  | 18130.68 |  |  | Relax Interventions 50% | Afghanistan | AFG |  |  | FALSE
2020-05-16 | hospital_incidence |  |  |  | 128.85 |  |  | Relax Interventions 50% | Afghanistan | AFG |  |  | FALSE
2020-05-16 | ICU_incidence |  |  |  | 45.91 |  |  | Relax Interventions 50% | Afghanistan | AFG |  |  | FALSE
2020-05-16 | cumulative_infections |  |  |  | 373762.81 |  |  | Relax Interventions 50% | Afghanistan | AFG |  |  | FALSE
2020-05-17 | hospital_demand |  |  |  | 919.29 |  |  | Additional 50% Reduction | Afghanistan | AFG |  |  | FALSE
2020-05-17 | ICU_demand |  |  |  | 307.22 |  |  | Additional 50% Reduction | Afghanistan | AFG |  |  | FALSE
2020-05-17 | infections |  |  |  | 18717.56 |  |  | Additional 50% Reduction | Afghanistan | AFG |  |  | FALSE
2020-05-17 | hospital_incidence |  |  |  | 134.26 |  |  | Additional 50% Reduction | Afghanistan | AFG |  |  | FALSE
2020-05-17 | ICU_incidence |  |  |  | 47.89 |  |  | Additional 50% Reduction | Afghanistan | AFG |  |  | FALSE
2020-05-17 | cumulative_infections |  |  |  | 392480.37 |  |  | Additional 50% Reduction | Afghanistan | AFG |  |  | FALSE
2020-05-17 | hospital_demand |  |  |  | 919.29 |  |  | Maintain Status Quo | Afghanistan | AFG |  |  | FALSE
2020-05-17 | ICU_demand |  |  |  | 307.22 |  |  | Maintain Status Quo | Afghanistan | AFG |  |  | FALSE
2020-05-17 | infections |  |  |  | 18717.56 |  |  | Maintain Status Quo | Afghanistan | AFG |  |  | FALSE
2020-05-17 | hospital_incidence |  |  |  | 134.26 |  |  | Maintain Status Quo | Afghanistan | AFG |  |  | FALSE
2020-05-17 | ICU_incidence |  |  |  | 47.89 |  |  | Maintain Status Quo | Afghanistan | AFG |  |  | FALSE
2020-05-17 | cumulative_infections |  |  |  | 392480.37 |  |  | Maintain Status Quo | Afghanistan | AFG |  |  | FALSE
2020-05-17 | hospital_demand |  |  |  | 919.29 |  |  | Relax Interventions 50% | Afghanistan | AFG |  |  | FALSE
2020-05-17 | ICU_demand |  |  |  | 307.22 |  |  | Relax Interventions 50% | Afghanistan | AFG |  |  | FALSE
2020-05-17 | infections |  |  |  | 18717.56 |  |  | Relax Interventions 50% | Afghanistan | AFG |  |  | FALSE
2020-05-17 | hospital_incidence |  |  |  | 134.26 |  |  | Relax Interventions 50% | Afghanistan | AFG |  |  | FALSE
2020-05-17 | ICU_incidence |  |  |  | 47.89 |  |  | Relax Interventions 50% | Afghanistan | AFG |  |  | FALSE
2020-05-17 | cumulative_infections |  |  |  | 392480.37 |  |  | Relax Interventions 50% | Afghanistan | AFG |  |  | FALSE
2020-05-18 | hospital_demand |  |  |  | 966.05 |  |  | Additional 50% Reduction | Afghanistan | AFG |  |  | FALSE
2020-05-18 | ICU_demand |  |  |  | 312.5 |  |  | Additional 50% Reduction | Afghanistan | AFG |  |  | FALSE
2020-05-18 | infections |  |  |  | 19325.02 |  |  | Additional 50% Reduction | Afghanistan | AFG |  |  | FALSE
2020-05-18 | hospital_incidence |  |  |  | 139.61 |  |  | Additional 50% Reduction | Afghanistan | AFG |  |  | FALSE
2020-05-18 | ICU_incidence |  |  |  | 49.84 |  |  | Additional 50% Reduction | Afghanistan | AFG |  |  | FALSE
2020-05-18 | cumulative_infections |  |  |  | 411805.4 |  |  | Additional 50% Reduction | Afghanistan | AFG |  |  | FALSE
2020-05-18 | hospital_demand |  |  |  | 966.05 |  |  | Maintain Status Quo | Afghanistan | AFG |  |  | FALSE
2020-05-18 | ICU_demand |  |  |  | 312.5 |  |  | Maintain Status Quo | Afghanistan | AFG |  |  | FALSE
2020-05-18 | infections |  |  |  | 19325.02 |  |  | Maintain Status Quo | Afghanistan | AFG |  |  | FALSE
2020-05-18 | hospital_incidence |  |  |  | 139.61 |  |  | Maintain Status Quo | Afghanistan | AFG |  |  | FALSE
2020-05-18 | ICU_incidence |  |  |  | 49.84 |  |  | Maintain Status Quo | Afghanistan | AFG |  |  | FALSE
2020-05-18 | cumulative_infections |  |  |  | 411805.4 |  |  | Maintain Status Quo | Afghanistan | AFG |  |  | FALSE
2020-05-18 | hospital_demand |  |  |  | 966.05 |  |  | Relax Interventions 50% | Afghanistan | AFG |  |  | FALSE
2020-05-18 | ICU_demand |  |  |  | 312.5 |  |  | Relax Interventions 50% | Afghanistan | AFG |  |  | FALSE
2020-05-18 | infections |  |  |  | 19325.02 |  |  | Relax Interventions 50% | Afghanistan | AFG |  |  | FALSE
2020-05-18 | hospital_incidence |  |  |  | 139.61 |  |  | Relax Interventions 50% | Afghanistan | AFG |  |  | FALSE
2020-05-18 | ICU_incidence |  |  |  | 49.84 |  |  | Relax Interventions 50% | Afghanistan | AFG |  |  | FALSE
2020-05-18 | cumulative_infections |  |  |  | 411805.4 |  |  | Relax Interventions 50% | Afghanistan | AFG |  |  | FALSE
2020-05-19 | hospital_demand |  |  |  | 1012.97 |  |  | Additional 50% Reduction | Afghanistan | AFG |  |  | FALSE
2020-05-19 | ICU_demand |  |  |  | 317.13 |  |  | Additional 50% Reduction | Afghanistan | AFG |  |  | FALSE
2020-05-19 | infections |  |  |  | 19959.28 |  |  | Additional 50% Reduction | Afghanistan | AFG |  |  | FALSE
2020-05-19 | hospital_incidence |  |  |  | 144.9 |  |  | Additional 50% Reduction | Afghanistan | AFG |  |  | FALSE
2020-05-19 | ICU_incidence |  |  |  | 51.76 |  |  | Additional 50% Reduction | Afghanistan | AFG |  |  | FALSE
2020-05-19 | cumulative_infections |  |  |  | 431764.67 |  |  | Additional 50% Reduction | Afghanistan | AFG |  |  | FALSE
2020-05-19 | hospital_demand |  |  |  | 1012.97 |  |  | Maintain Status Quo | Afghanistan | AFG |  |  | FALSE
2020-05-19 | ICU_demand |  |  |  | 317.13 |  |  | Maintain Status Quo | Afghanistan | AFG |  |  | FALSE
2020-05-19 | infections |  |  |  | 19959.28 |  |  | Maintain Status Quo | Afghanistan | AFG |  |  | FALSE
2020-05-19 | hospital_incidence |  |  |  | 144.9 |  |  | Maintain Status Quo | Afghanistan | AFG |  |  | FALSE
2020-05-19 | ICU_incidence |  |  |  | 51.76 |  |  | Maintain Status Quo | Afghanistan | AFG |  |  | FALSE
2020-05-19 | cumulative_infections |  |  |  | 431764.67 |  |  | Maintain Status Quo | Afghanistan | AFG |  |  | FALSE
2020-05-19 | hospital_demand |  |  |  | 1012.97 |  |  | Relax Interventions 50% | Afghanistan | AFG |  |  | FALSE
2020-05-19 | ICU_demand |  |  |  | 317.13 |  |  | Relax Interventions 50% | Afghanistan | AFG |  |  | FALSE
2020-05-19 | infections |  |  |  | 19959.28 |  |  | Relax Interventions 50% | Afghanistan | AFG |  |  | FALSE
2020-05-19 | hospital_incidence |  |  |  | 144.9 |  |  | Relax Interventions 50% | Afghanistan | AFG |  |  | FALSE
2020-05-19 | ICU_incidence |  |  |  | 51.76 |  |  | Relax Interventions 50% | Afghanistan | AFG |  |  | FALSE
2020-05-19 | cumulative_infections |  |  |  | 431764.67 |  |  | Relax Interventions 50% | Afghanistan | AFG |  |  | FALSE
2020-05-20 | hospital_demand |  |  |  | 1059.98 |  |  | Additional 50% Reduction | Afghanistan | AFG |  |  | FALSE
2020-05-20 | ICU_demand |  |  |  | 320.78 |  |  | Additional 50% Reduction | Afghanistan | AFG |  |  | FALSE
2020-05-20 | infections |  |  |  | 20619.66 |  |  | Additional 50% Reduction | Afghanistan | AFG |  |  | FALSE
2020-05-20 | hospital_incidence |  |  |  | 150.18 |  |  | Additional 50% Reduction | Afghanistan | AFG |  |  | FALSE
2020-05-20 | ICU_incidence |  |  |  | 53.67 |  |  | Additional 50% Reduction | Afghanistan | AFG |  |  | FALSE
2020-05-20 | cumulative_infections |  |  |  | 452384.34 |  |  | Additional 50% Reduction | Afghanistan | AFG |  |  | FALSE
2020-05-20 | hospital_demand |  |  |  | 1059.98 |  |  | Maintain Status Quo | Afghanistan | AFG |  |  | FALSE
2020-05-20 | ICU_demand |  |  |  | 320.78 |  |  | Maintain Status Quo | Afghanistan | AFG |  |  | FALSE
2020-05-20 | infections |  |  |  | 20619.66 |  |  | Maintain Status Quo | Afghanistan | AFG |  |  | FALSE
2020-05-20 | hospital_incidence |  |  |  | 150.18 |  |  | Maintain Status Quo | Afghanistan | AFG |  |  | FALSE
2020-05-20 | ICU_incidence |  |  |  | 53.67 |  |  | Maintain Status Quo | Afghanistan | AFG |  |  | FALSE
2020-05-20 | cumulative_infections |  |  |  | 452384.34 |  |  | Maintain Status Quo | Afghanistan | AFG |  |  | FALSE
2020-05-20 | hospital_demand |  |  |  | 1059.98 |  |  | Relax Interventions 50% | Afghanistan | AFG |  |  | FALSE
2020-05-20 | ICU_demand |  |  |  | 320.78 |  |  | Relax Interventions 50% | Afghanistan | AFG |  |  | FALSE
2020-05-20 | infections |  |  |  | 20619.66 |  |  | Relax Interventions 50% | Afghanistan | AFG |  |  | FALSE
2020-05-20 | hospital_incidence |  |  |  | 150.18 |  |  | Relax Interventions 50% | Afghanistan | AFG |  |  | FALSE
2020-05-20 | ICU_incidence |  |  |  | 53.67 |  |  | Relax Interventions 50% | Afghanistan | AFG |  |  | FALSE
2020-05-20 | cumulative_infections |  |  |  | 452384.34 |  |  | Relax Interventions 50% | Afghanistan | AFG |  |  | FALSE
2020-05-21 | hospital_demand |  |  |  | 1107.07 |  |  | Additional 50% Reduction | Afghanistan | AFG |  |  | FALSE
2020-05-21 | ICU_demand |  |  |  | 323.74 |  |  | Additional 50% Reduction | Afghanistan | AFG |  |  | FALSE
2020-05-21 | infections |  |  |  | 21304.15 |  |  | Additional 50% Reduction | Afghanistan | AFG |  |  | FALSE
2020-05-21 | hospital_incidence |  |  |  | 155.48 |  |  | Additional 50% Reduction | Afghanistan | AFG |  |  | FALSE
2020-05-21 | ICU_incidence |  |  |  | 55.58 |  |  | Additional 50% Reduction | Afghanistan | AFG |  |  | FALSE
2020-05-21 | cumulative_infections |  |  |  | 473688.49 |  |  | Additional 50% Reduction | Afghanistan | AFG |  |  | FALSE
2020-05-21 | hospital_demand |  |  |  | 1107.07 |  |  | Maintain Status Quo | Afghanistan | AFG |  |  | FALSE
2020-05-21 | ICU_demand |  |  |  | 323.74 |  |  | Maintain Status Quo | Afghanistan | AFG |  |  | FALSE
2020-05-21 | infections |  |  |  | 21304.15 |  |  | Maintain Status Quo | Afghanistan | AFG |  |  | FALSE
2020-05-21 | hospital_incidence |  |  |  | 155.48 |  |  | Maintain Status Quo | Afghanistan | AFG |  |  | FALSE
2020-05-21 | ICU_incidence |  |  |  | 55.58 |  |  | Maintain Status Quo | Afghanistan | AFG |  |  | FALSE
2020-05-21 | cumulative_infections |  |  |  | 473688.49 |  |  | Maintain Status Quo | Afghanistan | AFG |  |  | FALSE
2020-05-21 | hospital_demand |  |  |  | 1107.07 |  |  | Relax Interventions 50% | Afghanistan | AFG |  |  | FALSE
2020-05-21 | ICU_demand |  |  |  | 323.74 |  |  | Relax Interventions 50% | Afghanistan | AFG |  |  | FALSE
2020-05-21 | infections |  |  |  | 21304.15 |  |  | Relax Interventions 50% | Afghanistan | AFG |  |  | FALSE
2020-05-21 | hospital_incidence |  |  |  | 155.48 |  |  | Relax Interventions 50% | Afghanistan | AFG |  |  | FALSE
2020-05-21 | ICU_incidence |  |  |  | 55.58 |  |  | Relax Interventions 50% | Afghanistan | AFG |  |  | FALSE
2020-05-21 | cumulative_infections |  |  |  | 473688.49 |  |  | Relax Interventions 50% | Afghanistan | AFG |  |  | FALSE
2020-05-22 | hospital_demand |  |  |  | 1154.29 |  |  | Additional 50% Reduction | Afghanistan | AFG |  |  | FALSE
2020-05-22 | ICU_demand |  |  |  | 326.39 |  |  | Additional 50% Reduction | Afghanistan | AFG |  |  | FALSE
2020-05-22 | infections |  |  |  | 22011.15 |  |  | Additional 50% Reduction | Afghanistan | AFG |  |  | FALSE
2020-05-22 | hospital_incidence |  |  |  | 160.86 |  |  | Additional 50% Reduction | Afghanistan | AFG |  |  | FALSE
2020-05-22 | ICU_incidence |  |  |  | 57.51 |  |  | Additional 50% Reduction | Afghanistan | AFG |  |  | FALSE
2020-05-22 | cumulative_infections |  |  |  | 495699.64 |  |  | Additional 50% Reduction | Afghanistan | AFG |  |  | FALSE
2020-05-22 | hospital_demand |  |  |  | 1154.29 |  |  | Maintain Status Quo | Afghanistan | AFG |  |  | FALSE
2020-05-22 | ICU_demand |  |  |  | 326.39 |  |  | Maintain Status Quo | Afghanistan | AFG |  |  | FALSE
2020-05-22 | infections |  |  |  | 22011.15 |  |  | Maintain Status Quo | Afghanistan | AFG |  |  | FALSE
2020-05-22 | hospital_incidence |  |  |  | 160.86 |  |  | Maintain Status Quo | Afghanistan | AFG |  |  | FALSE
2020-05-22 | ICU_incidence |  |  |  | 57.51 |  |  | Maintain Status Quo | Afghanistan | AFG |  |  | FALSE
2020-05-22 | cumulative_infections |  |  |  | 495699.64 |  |  | Maintain Status Quo | Afghanistan | AFG |  |  | FALSE
2020-05-22 | hospital_demand |  |  |  | 1154.29 |  |  | Relax Interventions 50% | Afghanistan | AFG |  |  | FALSE
2020-05-22 | ICU_demand |  |  |  | 326.39 |  |  | Relax Interventions 50% | Afghanistan | AFG |  |  | FALSE
2020-05-22 | infections |  |  |  | 22011.15 |  |  | Relax Interventions 50% | Afghanistan | AFG |  |  | FALSE
2020-05-22 | hospital_incidence |  |  |  | 160.86 |  |  | Relax Interventions 50% | Afghanistan | AFG |  |  | FALSE
2020-05-22 | ICU_incidence |  |  |  | 57.51 |  |  | Relax Interventions 50% | Afghanistan | AFG |  |  | FALSE
2020-05-22 | cumulative_infections |  |  |  | 495699.64 |  |  | Relax Interventions 50% | Afghanistan | AFG |  |  | FALSE
2020-05-23 | hospital_demand |  |  |  | 1201.71 |  |  | Additional 50% Reduction | Afghanistan | AFG |  |  | FALSE
2020-05-23 | ICU_demand |  |  |  | 328.95 |  |  | Additional 50% Reduction | Afghanistan | AFG |  |  | FALSE
2020-05-23 | infections |  |  |  | 22739.86 |  |  | Additional 50% Reduction | Afghanistan | AFG |  |  | FALSE
2020-05-23 | hospital_incidence |  |  |  | 166.33 |  |  | Additional 50% Reduction | Afghanistan | AFG |  |  | FALSE
2020-05-23 | ICU_incidence |  |  |  | 59.47 |  |  | Additional 50% Reduction | Afghanistan | AFG |  |  | FALSE
2020-05-23 | cumulative_infections |  |  |  | 518439.51 |  |  | Additional 50% Reduction | Afghanistan | AFG |  |  | FALSE
2020-05-23 | hospital_demand |  |  |  | 1201.71 |  |  | Maintain Status Quo | Afghanistan | AFG |  |  | FALSE
2020-05-23 | ICU_demand |  |  |  | 328.95 |  |  | Maintain Status Quo | Afghanistan | AFG |  |  | FALSE
2020-05-23 | infections |  |  |  | 22739.86 |  |  | Maintain Status Quo | Afghanistan | AFG |  |  | FALSE
2020-05-23 | hospital_incidence |  |  |  | 166.33 |  |  | Maintain Status Quo | Afghanistan | AFG |  |  | FALSE
2020-05-23 | ICU_incidence |  |  |  | 59.47 |  |  | Maintain Status Quo | Afghanistan | AFG |  |  | FALSE
2020-05-23 | cumulative_infections |  |  |  | 518439.51 |  |  | Maintain Status Quo | Afghanistan | AFG |  |  | FALSE
2020-05-23 | hospital_demand |  |  |  | 1201.71 |  |  | Relax Interventions 50% | Afghanistan | AFG |  |  | FALSE
2020-05-23 | ICU_demand |  |  |  | 328.95 |  |  | Relax Interventions 50% | Afghanistan | AFG |  |  | FALSE
2020-05-23 | infections |  |  |  | 22739.86 |  |  | Relax Interventions 50% | Afghanistan | AFG |  |  | FALSE
2020-05-23 | hospital_incidence |  |  |  | 166.33 |  |  | Relax Interventions 50% | Afghanistan | AFG |  |  | FALSE
2020-05-23 | ICU_incidence |  |  |  | 59.47 |  |  | Relax Interventions 50% | Afghanistan | AFG |  |  | FALSE
2020-05-23 | cumulative_infections |  |  |  | 518439.51 |  |  | Relax Interventions 50% | Afghanistan | AFG |  |  | FALSE
2020-05-24 | hospital_demand |  |  |  | 1249.41 |  |  | Additional 50% Reduction | Afghanistan | AFG |  |  | FALSE
2020-05-24 | ICU_demand |  |  |  | 331.52 |  |  | Additional 50% Reduction | Afghanistan | AFG |  |  | FALSE
2020-05-24 | infections |  |  |  | 23490.06 |  |  | Additional 50% Reduction | Afghanistan | AFG |  |  | FALSE
2020-05-24 | hospital_incidence |  |  |  | 171.93 |  |  | Additional 50% Reduction | Afghanistan | AFG |  |  | FALSE
2020-05-24 | ICU_incidence |  |  |  | 61.48 |  |  | Additional 50% Reduction | Afghanistan | AFG |  |  | FALSE
2020-05-24 | cumulative_infections |  |  |  | 541929.57 |  |  | Additional 50% Reduction | Afghanistan | AFG |  |  | FALSE
2020-05-24 | hospital_demand |  |  |  | 1249.41 |  |  | Maintain Status Quo | Afghanistan | AFG |  |  | FALSE
2020-05-24 | ICU_demand |  |  |  | 331.52 |  |  | Maintain Status Quo | Afghanistan | AFG |  |  | FALSE
2020-05-24 | infections |  |  |  | 23490.06 |  |  | Maintain Status Quo | Afghanistan | AFG |  |  | FALSE
2020-05-24 | hospital_incidence |  |  |  | 171.93 |  |  | Maintain Status Quo | Afghanistan | AFG |  |  | FALSE
2020-05-24 | ICU_incidence |  |  |  | 61.48 |  |  | Maintain Status Quo | Afghanistan | AFG |  |  | FALSE
2020-05-24 | cumulative_infections |  |  |  | 541929.57 |  |  | Maintain Status Quo | Afghanistan | AFG |  |  | FALSE
2020-05-24 | hospital_demand |  |  |  | 1249.41 |  |  | Relax Interventions 50% | Afghanistan | AFG |  |  | FALSE
2020-05-24 | ICU_demand |  |  |  | 331.52 |  |  | Relax Interventions 50% | Afghanistan | AFG |  |  | FALSE
2020-05-24 | infections |  |  |  | 23490.06 |  |  | Relax Interventions 50% | Afghanistan | AFG |  |  | FALSE
2020-05-24 | hospital_incidence |  |  |  | 171.93 |  |  | Relax Interventions 50% | Afghanistan | AFG |  |  | FALSE
2020-05-24 | ICU_incidence |  |  |  | 61.48 |  |  | Relax Interventions 50% | Afghanistan | AFG |  |  | FALSE
2020-05-24 | cumulative_infections |  |  |  | 541929.57 |  |  | Relax Interventions 50% | Afghanistan | AFG |  |  | FALSE
2020-05-25 | hospital_demand |  |  |  | 1297.52 |  |  | Additional 50% Reduction | Afghanistan | AFG |  |  | FALSE
2020-05-25 | ICU_demand |  |  |  | 334.13 |  |  | Additional 50% Reduction | Afghanistan | AFG |  |  | FALSE
2020-05-25 | infections |  |  |  | 24261.88 |  |  | Additional 50% Reduction | Afghanistan | AFG |  |  | FALSE
2020-05-25 | hospital_incidence |  |  |  | 177.67 |  |  | Additional 50% Reduction | Afghanistan | AFG |  |  | FALSE
2020-05-25 | ICU_incidence |  |  |  | 63.54 |  |  | Additional 50% Reduction | Afghanistan | AFG |  |  | FALSE
2020-05-25 | cumulative_infections |  |  |  | 566191.45 |  |  | Additional 50% Reduction | Afghanistan | AFG |  |  | FALSE
2020-05-25 | hospital_demand |  |  |  | 1297.52 |  |  | Maintain Status Quo | Afghanistan | AFG |  |  | FALSE
2020-05-25 | ICU_demand |  |  |  | 334.13 |  |  | Maintain Status Quo | Afghanistan | AFG |  |  | FALSE
2020-05-25 | infections |  |  |  | 24261.88 |  |  | Maintain Status Quo | Afghanistan | AFG |  |  | FALSE
2020-05-25 | hospital_incidence |  |  |  | 177.67 |  |  | Maintain Status Quo | Afghanistan | AFG |  |  | FALSE
2020-05-25 | ICU_incidence |  |  |  | 63.54 |  |  | Maintain Status Quo | Afghanistan | AFG |  |  | FALSE
2020-05-25 | cumulative_infections |  |  |  | 566191.45 |  |  | Maintain Status Quo | Afghanistan | AFG |  |  | FALSE
2020-05-25 | hospital_demand |  |  |  | 1297.52 |  |  | Relax Interventions 50% | Afghanistan | AFG |  |  | FALSE
2020-05-25 | ICU_demand |  |  |  | 334.13 |  |  | Relax Interventions 50% | Afghanistan | AFG |  |  | FALSE
2020-05-25 | infections |  |  |  | 24261.88 |  |  | Relax Interventions 50% | Afghanistan | AFG |  |  | FALSE
2020-05-25 | hospital_incidence |  |  |  | 177.67 |  |  | Relax Interventions 50% | Afghanistan | AFG |  |  | FALSE
2020-05-25 | ICU_incidence |  |  |  | 63.54 |  |  | Relax Interventions 50% | Afghanistan | AFG |  |  | FALSE
2020-05-25 | cumulative_infections |  |  |  | 566191.45 |  |  | Relax Interventions 50% | Afghanistan | AFG |  |  | FALSE
2020-05-26 | hospital_demand |  |  |  | 1346.15 |  |  | Additional 50% Reduction | Afghanistan | AFG |  |  | FALSE
2020-05-26 | ICU_demand |  |  |  | 336.8 |  |  | Additional 50% Reduction | Afghanistan | AFG |  |  | FALSE
2020-05-26 | infections |  |  |  | 25055.63 |  |  | Additional 50% Reduction | Afghanistan | AFG |  |  | FALSE
2020-05-26 | hospital_incidence |  |  |  | 183.55 |  |  | Additional 50% Reduction | Afghanistan | AFG |  |  | FALSE
2020-05-26 | ICU_incidence |  |  |  | 65.65 |  |  | Additional 50% Reduction | Afghanistan | AFG |  |  | FALSE
2020-05-26 | cumulative_infections |  |  |  | 591247.08 |  |  | Additional 50% Reduction | Afghanistan | AFG |  |  | FALSE
2020-05-26 | hospital_demand |  |  |  | 1346.15 |  |  | Maintain Status Quo | Afghanistan | AFG |  |  | FALSE
2020-05-26 | ICU_demand |  |  |  | 336.8 |  |  | Maintain Status Quo | Afghanistan | AFG |  |  | FALSE
2020-05-26 | infections |  |  |  | 25055.63 |  |  | Maintain Status Quo | Afghanistan | AFG |  |  | FALSE
2020-05-26 | hospital_incidence |  |  |  | 183.55 |  |  | Maintain Status Quo | Afghanistan | AFG |  |  | FALSE
2020-05-26 | ICU_incidence |  |  |  | 65.65 |  |  | Maintain Status Quo | Afghanistan | AFG |  |  | FALSE
2020-05-26 | cumulative_infections |  |  |  | 591247.08 |  |  | Maintain Status Quo | Afghanistan | AFG |  |  | FALSE
2020-05-26 | hospital_demand |  |  |  | 1346.15 |  |  | Relax Interventions 50% | Afghanistan | AFG |  |  | FALSE
2020-05-26 | ICU_demand |  |  |  | 336.8 |  |  | Relax Interventions 50% | Afghanistan | AFG |  |  | FALSE
2020-05-26 | infections |  |  |  | 25055.63 |  |  | Relax Interventions 50% | Afghanistan | AFG |  |  | FALSE
2020-05-26 | hospital_incidence |  |  |  | 183.55 |  |  | Relax Interventions 50% | Afghanistan | AFG |  |  | FALSE
2020-05-26 | ICU_incidence |  |  |  | 65.65 |  |  | Relax Interventions 50% | Afghanistan | AFG |  |  | FALSE
2020-05-26 | cumulative_infections |  |  |  | 591247.08 |  |  | Relax Interventions 50% | Afghanistan | AFG |  |  | FALSE
2020-05-27 | hospital_demand |  |  |  | 1395.41 |  |  | Additional 50% Reduction | Afghanistan | AFG |  |  | FALSE
2020-05-27 | ICU_demand |  |  |  | 339.54 |  |  | Additional 50% Reduction | Afghanistan | AFG |  |  | FALSE
2020-05-27 | infections |  |  |  | 25871.69 |  |  | Additional 50% Reduction | Afghanistan | AFG |  |  | FALSE
2020-05-27 | hospital_incidence |  |  |  | 189.6 |  |  | Additional 50% Reduction | Afghanistan | AFG |  |  | FALSE
2020-05-27 | ICU_incidence |  |  |  | 67.82 |  |  | Additional 50% Reduction | Afghanistan | AFG |  |  | FALSE
2020-05-27 | cumulative_infections |  |  |  | 617118.77 |  |  | Additional 50% Reduction | Afghanistan | AFG |  |  | FALSE
2020-05-27 | hospital_demand |  |  |  | 1395.41 |  |  | Maintain Status Quo | Afghanistan | AFG |  |  | FALSE
2020-05-27 | ICU_demand |  |  |  | 339.54 |  |  | Maintain Status Quo | Afghanistan | AFG |  |  | FALSE
2020-05-27 | infections |  |  |  | 25871.69 |  |  | Maintain Status Quo | Afghanistan | AFG |  |  | FALSE
2020-05-27 | hospital_incidence |  |  |  | 189.6 |  |  | Maintain Status Quo | Afghanistan | AFG |  |  | FALSE
2020-05-27 | ICU_incidence |  |  |  | 67.82 |  |  | Maintain Status Quo | Afghanistan | AFG |  |  | FALSE
2020-05-27 | cumulative_infections |  |  |  | 617118.77 |  |  | Maintain Status Quo | Afghanistan | AFG |  |  | FALSE
2020-05-27 | hospital_demand |  |  |  | 1395.41 |  |  | Relax Interventions 50% | Afghanistan | AFG |  |  | FALSE
2020-05-27 | ICU_demand |  |  |  | 339.54 |  |  | Relax Interventions 50% | Afghanistan | AFG |  |  | FALSE
2020-05-27 | infections |  |  |  | 25871.69 |  |  | Relax Interventions 50% | Afghanistan | AFG |  |  | FALSE
2020-05-27 | hospital_incidence |  |  |  | 189.6 |  |  | Relax Interventions 50% | Afghanistan | AFG |  |  | FALSE
2020-05-27 | ICU_incidence |  |  |  | 67.82 |  |  | Relax Interventions 50% | Afghanistan | AFG |  |  | FALSE
2020-05-27 | cumulative_infections |  |  |  | 617118.77 |  |  | Relax Interventions 50% | Afghanistan | AFG |  |  | FALSE
2020-05-28 | hospital_demand |  |  |  | 1445.42 |  |  | Additional 50% Reduction | Afghanistan | AFG |  |  | FALSE
2020-05-28 | ICU_demand |  |  |  | 342.35 |  |  | Additional 50% Reduction | Afghanistan | AFG |  |  | FALSE
2020-05-28 | infections |  |  |  | 26710.38 |  |  | Additional 50% Reduction | Afghanistan | AFG |  |  | FALSE
2020-05-28 | hospital_incidence |  |  |  | 195.81 |  |  | Additional 50% Reduction | Afghanistan | AFG |  |  | FALSE
2020-05-28 | ICU_incidence |  |  |  | 70.05 |  |  | Additional 50% Reduction | Afghanistan | AFG |  |  | FALSE
2020-05-28 | cumulative_infections |  |  |  | 643829.15 |  |  | Additional 50% Reduction | Afghanistan | AFG |  |  | FALSE
2020-05-28 | hospital_demand |  |  |  | 1445.42 |  |  | Maintain Status Quo | Afghanistan | AFG |  |  | FALSE
2020-05-28 | ICU_demand |  |  |  | 342.35 |  |  | Maintain Status Quo | Afghanistan | AFG |  |  | FALSE
2020-05-28 | infections |  |  |  | 26710.38 |  |  | Maintain Status Quo | Afghanistan | AFG |  |  | FALSE
2020-05-28 | hospital_incidence |  |  |  | 195.81 |  |  | Maintain Status Quo | Afghanistan | AFG |  |  | FALSE
2020-05-28 | ICU_incidence |  |  |  | 70.05 |  |  | Maintain Status Quo | Afghanistan | AFG |  |  | FALSE
2020-05-28 | cumulative_infections |  |  |  | 643829.15 |  |  | Maintain Status Quo | Afghanistan | AFG |  |  | FALSE
2020-05-28 | hospital_demand |  |  |  | 1445.42 |  |  | Relax Interventions 50% | Afghanistan | AFG |  |  | FALSE
2020-05-28 | ICU_demand |  |  |  | 342.35 |  |  | Relax Interventions 50% | Afghanistan | AFG |  |  | FALSE
2020-05-28 | infections |  |  |  | 26710.38 |  |  | Relax Interventions 50% | Afghanistan | AFG |  |  | FALSE
2020-05-28 | hospital_incidence |  |  |  | 195.81 |  |  | Relax Interventions 50% | Afghanistan | AFG |  |  | FALSE
2020-05-28 | ICU_incidence |  |  |  | 70.05 |  |  | Relax Interventions 50% | Afghanistan | AFG |  |  | FALSE
2020-05-28 | cumulative_infections |  |  |  | 643829.15 |  |  | Relax Interventions 50% | Afghanistan | AFG |  |  | FALSE
2020-05-29 | hospital_demand |  |  |  | 1496.26 |  |  | Additional 50% Reduction | Afghanistan | AFG |  |  | FALSE
2020-05-29 | ICU_demand |  |  |  | 345.23 |  |  | Additional 50% Reduction | Afghanistan | AFG |  |  | FALSE
2020-05-29 | infections |  |  |  | 27411.71 |  |  | Additional 50% Reduction | Afghanistan | AFG |  |  | FALSE
2020-05-29 | hospital_incidence |  |  |  | 202.17 |  |  | Additional 50% Reduction | Afghanistan | AFG |  |  | FALSE
2020-05-29 | ICU_incidence |  |  |  | 72.33 |  |  | Additional 50% Reduction | Afghanistan | AFG |  |  | FALSE
2020-05-29 | cumulative_infections |  |  |  | 671240.86 |  |  | Additional 50% Reduction | Afghanistan | AFG |  |  | FALSE
2020-05-29 | hospital_demand |  |  |  | 1496.26 |  |  | Maintain Status Quo | Afghanistan | AFG |  |  | FALSE
2020-05-29 | ICU_demand |  |  |  | 345.23 |  |  | Maintain Status Quo | Afghanistan | AFG |  |  | FALSE
2020-05-29 | infections |  |  |  | 27411.71 |  |  | Maintain Status Quo | Afghanistan | AFG |  |  | FALSE
2020-05-29 | hospital_incidence |  |  |  | 202.17 |  |  | Maintain Status Quo | Afghanistan | AFG |  |  | FALSE
2020-05-29 | ICU_incidence |  |  |  | 72.33 |  |  | Maintain Status Quo | Afghanistan | AFG |  |  | FALSE
2020-05-29 | cumulative_infections |  |  |  | 671240.86 |  |  | Maintain Status Quo | Afghanistan | AFG |  |  | FALSE
2020-05-29 | hospital_demand |  |  |  | 1496.26 |  |  | Relax Interventions 50% | Afghanistan | AFG |  |  | FALSE
2020-05-29 | ICU_demand |  |  |  | 345.23 |  |  | Relax Interventions 50% | Afghanistan | AFG |  |  | FALSE
2020-05-29 | infections |  |  |  | 27411.71 |  |  | Relax Interventions 50% | Afghanistan | AFG |  |  | FALSE
2020-05-29 | hospital_incidence |  |  |  | 202.17 |  |  | Relax Interventions 50% | Afghanistan | AFG |  |  | FALSE
2020-05-29 | ICU_incidence |  |  |  | 72.33 |  |  | Relax Interventions 50% | Afghanistan | AFG |  |  | FALSE
2020-05-29 | cumulative_infections |  |  |  | 671240.86 |  |  | Relax Interventions 50% | Afghanistan | AFG |  |  | FALSE
2020-05-30 | hospital_demand |  |  |  | 1547.96 |  |  | Additional 50% Reduction | Afghanistan | AFG |  |  | FALSE
2020-05-30 | ICU_demand |  |  |  | 348.15 |  |  | Additional 50% Reduction | Afghanistan | AFG |  |  | FALSE
2020-05-30 | infections |  |  |  | 27959.25 |  |  | Additional 50% Reduction | Afghanistan | AFG |  |  | FALSE
2020-05-30 | hospital_incidence |  |  |  | 208.51 |  |  | Additional 50% Reduction | Afghanistan | AFG |  |  | FALSE
2020-05-30 | ICU_incidence |  |  |  | 74.61 |  |  | Additional 50% Reduction | Afghanistan | AFG |  |  | FALSE
2020-05-30 | cumulative_infections |  |  |  | 699200.12 |  |  | Additional 50% Reduction | Afghanistan | AFG |  |  | FALSE
2020-05-30 | hospital_demand |  |  |  | 1547.96 |  |  | Maintain Status Quo | Afghanistan | AFG |  |  | FALSE
2020-05-30 | ICU_demand |  |  |  | 348.15 |  |  | Maintain Status Quo | Afghanistan | AFG |  |  | FALSE
2020-05-30 | infections |  |  |  | 27959.25 |  |  | Maintain Status Quo | Afghanistan | AFG |  |  | FALSE
2020-05-30 | hospital_incidence |  |  |  | 208.51 |  |  | Maintain Status Quo | Afghanistan | AFG |  |  | FALSE
2020-05-30 | ICU_incidence |  |  |  | 74.61 |  |  | Maintain Status Quo | Afghanistan | AFG |  |  | FALSE
2020-05-30 | cumulative_infections |  |  |  | 699200.12 |  |  | Maintain Status Quo | Afghanistan | AFG |  |  | FALSE
2020-05-30 | hospital_demand |  |  |  | 1547.96 |  |  | Relax Interventions 50% | Afghanistan | AFG |  |  | FALSE
2020-05-30 | ICU_demand |  |  |  | 348.15 |  |  | Relax Interventions 50% | Afghanistan | AFG |  |  | FALSE
2020-05-30 | infections |  |  |  | 27959.25 |  |  | Relax Interventions 50% | Afghanistan | AFG |  |  | FALSE
2020-05-30 | hospital_incidence |  |  |  | 208.51 |  |  | Relax Interventions 50% | Afghanistan | AFG |  |  | FALSE
2020-05-30 | ICU_incidence |  |  |  | 74.61 |  |  | Relax Interventions 50% | Afghanistan | AFG |  |  | FALSE
2020-05-30 | cumulative_infections |  |  |  | 699200.12 |  |  | Relax Interventions 50% | Afghanistan | AFG |  |  | FALSE
2020-05-31 | hospital_demand |  |  |  | 1600.28 |  |  | Additional 50% Reduction | Afghanistan | AFG |  |  | FALSE
2020-05-31 | ICU_demand |  |  |  | 351.06 |  |  | Additional 50% Reduction | Afghanistan | AFG |  |  | FALSE
2020-05-31 | infections |  |  |  | 28472.08 |  |  | Additional 50% Reduction | Afghanistan | AFG |  |  | FALSE
2020-05-31 | hospital_incidence |  |  |  | 214.61 |  |  | Additional 50% Reduction | Afghanistan | AFG |  |  | FALSE
2020-05-31 | ICU_incidence |  |  |  | 76.8 |  |  | Additional 50% Reduction | Afghanistan | AFG |  |  | FALSE
2020-05-31 | cumulative_infections |  |  |  | 727672.2 |  |  | Additional 50% Reduction | Afghanistan | AFG |  |  | FALSE
2020-05-31 | hospital_demand |  |  |  | 1600.28 |  |  | Maintain Status Quo | Afghanistan | AFG |  |  | FALSE
2020-05-31 | ICU_demand |  |  |  | 351.06 |  |  | Maintain Status Quo | Afghanistan | AFG |  |  | FALSE
2020-05-31 | infections |  |  |  | 28472.08 |  |  | Maintain Status Quo | Afghanistan | AFG |  |  | FALSE
2020-05-31 | hospital_incidence |  |  |  | 214.61 |  |  | Maintain Status Quo | Afghanistan | AFG |  |  | FALSE
2020-05-31 | ICU_incidence |  |  |  | 76.8 |  |  | Maintain Status Quo | Afghanistan | AFG |  |  | FALSE
2020-05-31 | cumulative_infections |  |  |  | 727672.2 |  |  | Maintain Status Quo | Afghanistan | AFG |  |  | FALSE
2020-05-31 | hospital_demand |  |  |  | 1600.28 |  |  | Relax Interventions 50% | Afghanistan | AFG |  |  | FALSE
2020-05-31 | ICU_demand |  |  |  | 351.06 |  |  | Relax Interventions 50% | Afghanistan | AFG |  |  | FALSE
2020-05-31 | infections |  |  |  | 28472.08 |  |  | Relax Interventions 50% | Afghanistan | AFG |  |  | FALSE
2020-05-31 | hospital_incidence |  |  |  | 214.61 |  |  | Relax Interventions 50% | Afghanistan | AFG |  |  | FALSE
2020-05-31 | ICU_incidence |  |  |  | 76.8 |  |  | Relax Interventions 50% | Afghanistan | AFG |  |  | FALSE
2020-05-31 | cumulative_infections |  |  |  | 727672.2 |  |  | Relax Interventions 50% | Afghanistan | AFG |  |  | FALSE
2020-06-01 | hospital_demand |  |  |  | 1652.87 |  |  | Additional 50% Reduction | Afghanistan | AFG |  |  | FALSE
2020-06-01 | ICU_demand |  |  |  | 353.89 |  |  | Additional 50% Reduction | Afghanistan | AFG |  |  | FALSE
2020-06-01 | infections |  |  |  | 28994.14 |  |  | Additional 50% Reduction | Afghanistan | AFG |  |  | FALSE
2020-06-01 | hospital_incidence |  |  |  | 220.37 |  |  | Additional 50% Reduction | Afghanistan | AFG |  |  | FALSE
2020-06-01 | ICU_incidence |  |  |  | 78.88 |  |  | Additional 50% Reduction | Afghanistan | AFG |  |  | FALSE
2020-06-01 | cumulative_infections |  |  |  | 756666.34 |  |  | Additional 50% Reduction | Afghanistan | AFG |  |  | FALSE
2020-06-01 | hospital_demand |  |  |  | 1652.87 |  |  | Maintain Status Quo | Afghanistan | AFG |  |  | FALSE
2020-06-01 | ICU_demand |  |  |  | 353.89 |  |  | Maintain Status Quo | Afghanistan | AFG |  |  | FALSE
2020-06-01 | infections |  |  |  | 28994.14 |  |  | Maintain Status Quo | Afghanistan | AFG |  |  | FALSE
2020-06-01 | hospital_incidence |  |  |  | 220.37 |  |  | Maintain Status Quo | Afghanistan | AFG |  |  | FALSE
2020-06-01 | ICU_incidence |  |  |  | 78.88 |  |  | Maintain Status Quo | Afghanistan | AFG |  |  | FALSE
2020-06-01 | cumulative_infections |  |  |  | 756666.34 |  |  | Maintain Status Quo | Afghanistan | AFG |  |  | FALSE
2020-06-01 | hospital_demand |  |  |  | 1652.87 |  |  | Relax Interventions 50% | Afghanistan | AFG |  |  | FALSE
2020-06-01 | ICU_demand |  |  |  | 353.89 |  |  | Relax Interventions 50% | Afghanistan | AFG |  |  | FALSE
2020-06-01 | infections |  |  |  | 28994.14 |  |  | Relax Interventions 50% | Afghanistan | AFG |  |  | FALSE
2020-06-01 | hospital_incidence |  |  |  | 220.37 |  |  | Relax Interventions 50% | Afghanistan | AFG |  |  | FALSE
2020-06-01 | ICU_incidence |  |  |  | 78.88 |  |  | Relax Interventions 50% | Afghanistan | AFG |  |  | FALSE
2020-06-01 | cumulative_infections |  |  |  | 756666.34 |  |  | Relax Interventions 50% | Afghanistan | AFG |  |  | FALSE
2020-06-02 | hospital_demand |  |  |  | 1705.31 |  |  | Additional 50% Reduction | Afghanistan | AFG |  |  | FALSE
2020-06-02 | ICU_demand |  |  |  | 356.6 |  |  | Additional 50% Reduction | Afghanistan | AFG |  |  | FALSE
2020-06-02 | infections |  |  |  | 29535.83 |  |  | Additional 50% Reduction | Afghanistan | AFG |  |  | FALSE
2020-06-02 | hospital_incidence |  |  |  | 225.81 |  |  | Additional 50% Reduction | Afghanistan | AFG |  |  | FALSE
2020-06-02 | ICU_incidence |  |  |  | 80.84 |  |  | Additional 50% Reduction | Afghanistan | AFG |  |  | FALSE
2020-06-02 | cumulative_infections |  |  |  | 786202.16 |  |  | Additional 50% Reduction | Afghanistan | AFG |  |  | FALSE
2020-06-02 | hospital_demand |  |  |  | 1705.31 |  |  | Maintain Status Quo | Afghanistan | AFG |  |  | FALSE
2020-06-02 | ICU_demand |  |  |  | 356.6 |  |  | Maintain Status Quo | Afghanistan | AFG |  |  | FALSE
2020-06-02 | infections |  |  |  | 29535.83 |  |  | Maintain Status Quo | Afghanistan | AFG |  |  | FALSE
2020-06-02 | hospital_incidence |  |  |  | 225.81 |  |  | Maintain Status Quo | Afghanistan | AFG |  |  | FALSE
2020-06-02 | ICU_incidence |  |  |  | 80.84 |  |  | Maintain Status Quo | Afghanistan | AFG |  |  | FALSE
2020-06-02 | cumulative_infections |  |  |  | 786202.16 |  |  | Maintain Status Quo | Afghanistan | AFG |  |  | FALSE
2020-06-02 | hospital_demand |  |  |  | 1705.31 |  |  | Relax Interventions 50% | Afghanistan | AFG |  |  | FALSE
2020-06-02 | ICU_demand |  |  |  | 356.6 |  |  | Relax Interventions 50% | Afghanistan | AFG |  |  | FALSE
2020-06-02 | infections |  |  |  | 29535.83 |  |  | Relax Interventions 50% | Afghanistan | AFG |  |  | FALSE
2020-06-02 | hospital_incidence |  |  |  | 225.81 |  |  | Relax Interventions 50% | Afghanistan | AFG |  |  | FALSE
2020-06-02 | ICU_incidence |  |  |  | 80.84 |  |  | Relax Interventions 50% | Afghanistan | AFG |  |  | FALSE
2020-06-02 | cumulative_infections |  |  |  | 786202.16 |  |  | Relax Interventions 50% | Afghanistan | AFG |  |  | FALSE
2020-06-03 | hospital_demand |  |  |  | 1757.3 |  |  | Additional 50% Reduction | Afghanistan | AFG |  |  | FALSE
2020-06-03 | ICU_demand |  |  |  | 359.21 |  |  | Additional 50% Reduction | Afghanistan | AFG |  |  | FALSE
2020-06-03 | infections |  |  |  | 30095.45 |  |  | Additional 50% Reduction | Afghanistan | AFG |  |  | FALSE
2020-06-03 | hospital_incidence |  |  |  | 230.99 |  |  | Additional 50% Reduction | Afghanistan | AFG |  |  | FALSE
2020-06-03 | ICU_incidence |  |  |  | 82.71 |  |  | Additional 50% Reduction | Afghanistan | AFG |  |  | FALSE
2020-06-03 | cumulative_infections |  |  |  | 816297.62 |  |  | Additional 50% Reduction | Afghanistan | AFG |  |  | FALSE
2020-06-03 | hospital_demand |  |  |  | 1757.3 |  |  | Maintain Status Quo | Afghanistan | AFG |  |  | FALSE
2020-06-03 | ICU_demand |  |  |  | 359.21 |  |  | Maintain Status Quo | Afghanistan | AFG |  |  | FALSE
2020-06-03 | infections |  |  |  | 30095.45 |  |  | Maintain Status Quo | Afghanistan | AFG |  |  | FALSE
2020-06-03 | hospital_incidence |  |  |  | 230.99 |  |  | Maintain Status Quo | Afghanistan | AFG |  |  | FALSE
2020-06-03 | ICU_incidence |  |  |  | 82.71 |  |  | Maintain Status Quo | Afghanistan | AFG |  |  | FALSE
2020-06-03 | cumulative_infections |  |  |  | 816297.62 |  |  | Maintain Status Quo | Afghanistan | AFG |  |  | FALSE
2020-06-03 | hospital_demand |  |  |  | 1757.3 |  |  | Relax Interventions 50% | Afghanistan | AFG |  |  | FALSE
2020-06-03 | ICU_demand |  |  |  | 359.21 |  |  | Relax Interventions 50% | Afghanistan | AFG |  |  | FALSE
2020-06-03 | infections |  |  |  | 30095.45 |  |  | Relax Interventions 50% | Afghanistan | AFG |  |  | FALSE
2020-06-03 | hospital_incidence |  |  |  | 230.99 |  |  | Relax Interventions 50% | Afghanistan | AFG |  |  | FALSE
2020-06-03 | ICU_incidence |  |  |  | 82.71 |  |  | Relax Interventions 50% | Afghanistan | AFG |  |  | FALSE
2020-06-03 | cumulative_infections |  |  |  | 816297.62 |  |  | Relax Interventions 50% | Afghanistan | AFG |  |  | FALSE
2020-06-04 | hospital_demand |  |  |  | 1808.6 |  |  | Additional 50% Reduction | Afghanistan | AFG |  |  | FALSE
2020-06-04 | ICU_demand |  |  |  | 361.73 |  |  | Additional 50% Reduction | Afghanistan | AFG |  |  | FALSE
2020-06-04 | infections |  |  |  | 30668.71 |  |  | Additional 50% Reduction | Afghanistan | AFG |  |  | FALSE
2020-06-04 | hospital_incidence |  |  |  | 235.99 |  |  | Additional 50% Reduction | Afghanistan | AFG |  |  | FALSE
2020-06-04 | ICU_incidence |  |  |  | 84.52 |  |  | Additional 50% Reduction | Afghanistan | AFG |  |  | FALSE
2020-06-04 | cumulative_infections |  |  |  | 846966.33 |  |  | Additional 50% Reduction | Afghanistan | AFG |  |  | FALSE
2020-06-04 | hospital_demand |  |  |  | 1808.6 |  |  | Maintain Status Quo | Afghanistan | AFG |  |  | FALSE
2020-06-04 | ICU_demand |  |  |  | 361.73 |  |  | Maintain Status Quo | Afghanistan | AFG |  |  | FALSE
2020-06-04 | infections |  |  |  | 30668.71 |  |  | Maintain Status Quo | Afghanistan | AFG |  |  | FALSE
2020-06-04 | hospital_incidence |  |  |  | 235.99 |  |  | Maintain Status Quo | Afghanistan | AFG |  |  | FALSE
2020-06-04 | ICU_incidence |  |  |  | 84.52 |  |  | Maintain Status Quo | Afghanistan | AFG |  |  | FALSE
2020-06-04 | cumulative_infections |  |  |  | 846966.33 |  |  | Maintain Status Quo | Afghanistan | AFG |  |  | FALSE
2020-06-04 | hospital_demand |  |  |  | 1808.6 |  |  | Relax Interventions 50% | Afghanistan | AFG |  |  | FALSE
2020-06-04 | ICU_demand |  |  |  | 361.73 |  |  | Relax Interventions 50% | Afghanistan | AFG |  |  | FALSE
2020-06-04 | infections |  |  |  | 30668.71 |  |  | Relax Interventions 50% | Afghanistan | AFG |  |  | FALSE
2020-06-04 | hospital_incidence |  |  |  | 235.99 |  |  | Relax Interventions 50% | Afghanistan | AFG |  |  | FALSE
2020-06-04 | ICU_incidence |  |  |  | 84.52 |  |  | Relax Interventions 50% | Afghanistan | AFG |  |  | FALSE
2020-06-04 | cumulative_infections |  |  |  | 846966.33 |  |  | Relax Interventions 50% | Afghanistan | AFG |  |  | FALSE
2020-06-05 | hospital_demand |  |  |  | 1859.1 |  |  | Additional 50% Reduction | Afghanistan | AFG |  |  | FALSE
2020-06-05 | ICU_demand |  |  |  | 364.17 |  |  | Additional 50% Reduction | Afghanistan | AFG |  |  | FALSE
2020-06-05 | infections |  |  |  | 31252.03 |  |  | Additional 50% Reduction | Afghanistan | AFG |  |  | FALSE
2020-06-05 | hospital_incidence |  |  |  | 240.88 |  |  | Additional 50% Reduction | Afghanistan | AFG |  |  | FALSE
2020-06-05 | ICU_incidence |  |  |  | 86.29 |  |  | Additional 50% Reduction | Afghanistan | AFG |  |  | FALSE
2020-06-05 | cumulative_infections |  |  |  | 878218.36 |  |  | Additional 50% Reduction | Afghanistan | AFG |  |  | FALSE
2020-06-05 | hospital_demand |  |  |  | 1859.1 |  |  | Maintain Status Quo | Afghanistan | AFG |  |  | FALSE
2020-06-05 | ICU_demand |  |  |  | 364.17 |  |  | Maintain Status Quo | Afghanistan | AFG |  |  | FALSE
2020-06-05 | infections |  |  |  | 31252.03 |  |  | Maintain Status Quo | Afghanistan | AFG |  |  | FALSE
2020-06-05 | hospital_incidence |  |  |  | 240.88 |  |  | Maintain Status Quo | Afghanistan | AFG |  |  | FALSE
2020-06-05 | ICU_incidence |  |  |  | 86.29 |  |  | Maintain Status Quo | Afghanistan | AFG |  |  | FALSE
2020-06-05 | cumulative_infections |  |  |  | 878218.36 |  |  | Maintain Status Quo | Afghanistan | AFG |  |  | FALSE
2020-06-05 | hospital_demand |  |  |  | 1859.1 |  |  | Relax Interventions 50% | Afghanistan | AFG |  |  | FALSE
2020-06-05 | ICU_demand |  |  |  | 364.17 |  |  | Relax Interventions 50% | Afghanistan | AFG |  |  | FALSE
2020-06-05 | infections |  |  |  | 31252.03 |  |  | Relax Interventions 50% | Afghanistan | AFG |  |  | FALSE
2020-06-05 | hospital_incidence |  |  |  | 240.88 |  |  | Relax Interventions 50% | Afghanistan | AFG |  |  | FALSE
2020-06-05 | ICU_incidence |  |  |  | 86.29 |  |  | Relax Interventions 50% | Afghanistan | AFG |  |  | FALSE
2020-06-05 | cumulative_infections |  |  |  | 878218.36 |  |  | Relax Interventions 50% | Afghanistan | AFG |  |  | FALSE
2020-06-06 | hospital_demand |  |  |  | 1908.76 |  |  | Additional 50% Reduction | Afghanistan | AFG |  |  | FALSE
2020-06-06 | ICU_demand |  |  |  | 366.58 |  |  | Additional 50% Reduction | Afghanistan | AFG |  |  | FALSE
2020-06-06 | infections |  |  |  | 31843.02 |  |  | Additional 50% Reduction | Afghanistan | AFG |  |  | FALSE
2020-06-06 | hospital_incidence |  |  |  | 245.71 |  |  | Additional 50% Reduction | Afghanistan | AFG |  |  | FALSE
2020-06-06 | ICU_incidence |  |  |  | 88.04 |  |  | Additional 50% Reduction | Afghanistan | AFG |  |  | FALSE
2020-06-06 | cumulative_infections |  |  |  | 910061.38 |  |  | Additional 50% Reduction | Afghanistan | AFG |  |  | FALSE
2020-06-06 | hospital_demand |  |  |  | 1908.76 |  |  | Maintain Status Quo | Afghanistan | AFG |  |  | FALSE
2020-06-06 | ICU_demand |  |  |  | 366.58 |  |  | Maintain Status Quo | Afghanistan | AFG |  |  | FALSE
2020-06-06 | infections |  |  |  | 31843.02 |  |  | Maintain Status Quo | Afghanistan | AFG |  |  | FALSE
2020-06-06 | hospital_incidence |  |  |  | 245.71 |  |  | Maintain Status Quo | Afghanistan | AFG |  |  | FALSE
2020-06-06 | ICU_incidence |  |  |  | 88.04 |  |  | Maintain Status Quo | Afghanistan | AFG |  |  | FALSE
2020-06-06 | cumulative_infections |  |  |  | 910061.38 |  |  | Maintain Status Quo | Afghanistan | AFG |  |  | FALSE
2020-06-06 | hospital_demand |  |  |  | 1908.76 |  |  | Relax Interventions 50% | Afghanistan | AFG |  |  | FALSE
2020-06-06 | ICU_demand |  |  |  | 366.58 |  |  | Relax Interventions 50% | Afghanistan | AFG |  |  | FALSE
2020-06-06 | infections |  |  |  | 31843.02 |  |  | Relax Interventions 50% | Afghanistan | AFG |  |  | FALSE
2020-06-06 | hospital_incidence |  |  |  | 245.71 |  |  | Relax Interventions 50% | Afghanistan | AFG |  |  | FALSE
2020-06-06 | ICU_incidence |  |  |  | 88.04 |  |  | Relax Interventions 50% | Afghanistan | AFG |  |  | FALSE
2020-06-06 | cumulative_infections |  |  |  | 910061.38 |  |  | Relax Interventions 50% | Afghanistan | AFG |  |  | FALSE
2020-06-07 | hospital_demand |  |  |  | 1957.61 |  |  | Additional 50% Reduction | Afghanistan | AFG |  |  | FALSE
2020-06-07 | ICU_demand |  |  |  | 368.95 |  |  | Additional 50% Reduction | Afghanistan | AFG |  |  | FALSE
2020-06-07 | infections |  |  |  | 32440.38 |  |  | Additional 50% Reduction | Afghanistan | AFG |  |  | FALSE
2020-06-07 | hospital_incidence |  |  |  | 250.52 |  |  | Additional 50% Reduction | Afghanistan | AFG |  |  | FALSE
2020-06-07 | ICU_incidence |  |  |  | 89.79 |  |  | Additional 50% Reduction | Afghanistan | AFG |  |  | FALSE
2020-06-07 | cumulative_infections |  |  |  | 942501.76 |  |  | Additional 50% Reduction | Afghanistan | AFG |  |  | FALSE
2020-06-07 | hospital_demand |  |  |  | 1957.61 |  |  | Maintain Status Quo | Afghanistan | AFG |  |  | FALSE
2020-06-07 | ICU_demand |  |  |  | 368.95 |  |  | Maintain Status Quo | Afghanistan | AFG |  |  | FALSE
2020-06-07 | infections |  |  |  | 32440.38 |  |  | Maintain Status Quo | Afghanistan | AFG |  |  | FALSE
2020-06-07 | hospital_incidence |  |  |  | 250.52 |  |  | Maintain Status Quo | Afghanistan | AFG |  |  | FALSE
2020-06-07 | ICU_incidence |  |  |  | 89.79 |  |  | Maintain Status Quo | Afghanistan | AFG |  |  | FALSE
2020-06-07 | cumulative_infections |  |  |  | 942501.76 |  |  | Maintain Status Quo | Afghanistan | AFG |  |  | FALSE
2020-06-07 | hospital_demand |  |  |  | 1957.61 |  |  | Relax Interventions 50% | Afghanistan | AFG |  |  | FALSE
2020-06-07 | ICU_demand |  |  |  | 368.95 |  |  | Relax Interventions 50% | Afghanistan | AFG |  |  | FALSE
2020-06-07 | infections |  |  |  | 32440.38 |  |  | Relax Interventions 50% | Afghanistan | AFG |  |  | FALSE
2020-06-07 | hospital_incidence |  |  |  | 250.52 |  |  | Relax Interventions 50% | Afghanistan | AFG |  |  | FALSE
2020-06-07 | ICU_incidence |  |  |  | 89.79 |  |  | Relax Interventions 50% | Afghanistan | AFG |  |  | FALSE
2020-06-07 | cumulative_infections |  |  |  | 942501.76 |  |  | Relax Interventions 50% | Afghanistan | AFG |  |  | FALSE
2020-06-08 | hospital_demand |  |  |  | 2005.72 |  |  | Additional 50% Reduction | Afghanistan | AFG |  |  | FALSE
2020-06-08 | ICU_demand |  |  |  | 371.31 |  |  | Additional 50% Reduction | Afghanistan | AFG |  |  | FALSE
2020-06-08 | infections |  |  |  | 33043.4 |  |  | Additional 50% Reduction | Afghanistan | AFG |  |  | FALSE
2020-06-08 | hospital_incidence |  |  |  | 255.33 |  |  | Additional 50% Reduction | Afghanistan | AFG |  |  | FALSE
2020-06-08 | ICU_incidence |  |  |  | 91.54 |  |  | Additional 50% Reduction | Afghanistan | AFG |  |  | FALSE
2020-06-08 | cumulative_infections |  |  |  | 975545.16 |  |  | Additional 50% Reduction | Afghanistan | AFG |  |  | FALSE
2020-06-08 | hospital_demand |  |  |  | 2005.72 |  |  | Maintain Status Quo | Afghanistan | AFG |  |  | FALSE
2020-06-08 | ICU_demand |  |  |  | 371.31 |  |  | Maintain Status Quo | Afghanistan | AFG |  |  | FALSE
2020-06-08 | infections |  |  |  | 33043.4 |  |  | Maintain Status Quo | Afghanistan | AFG |  |  | FALSE
2020-06-08 | hospital_incidence |  |  |  | 255.33 |  |  | Maintain Status Quo | Afghanistan | AFG |  |  | FALSE
2020-06-08 | ICU_incidence |  |  |  | 91.54 |  |  | Maintain Status Quo | Afghanistan | AFG |  |  | FALSE
2020-06-08 | cumulative_infections |  |  |  | 975545.16 |  |  | Maintain Status Quo | Afghanistan | AFG |  |  | FALSE
2020-06-08 | hospital_demand |  |  |  | 2005.72 |  |  | Relax Interventions 50% | Afghanistan | AFG |  |  | FALSE
2020-06-08 | ICU_demand |  |  |  | 371.31 |  |  | Relax Interventions 50% | Afghanistan | AFG |  |  | FALSE
2020-06-08 | infections |  |  |  | 33043.4 |  |  | Relax Interventions 50% | Afghanistan | AFG |  |  | FALSE
2020-06-08 | hospital_incidence |  |  |  | 255.33 |  |  | Relax Interventions 50% | Afghanistan | AFG |  |  | FALSE
2020-06-08 | ICU_incidence |  |  |  | 91.54 |  |  | Relax Interventions 50% | Afghanistan | AFG |  |  | FALSE
2020-06-08 | cumulative_infections |  |  |  | 975545.16 |  |  | Relax Interventions 50% | Afghanistan | AFG |  |  | FALSE
2020-06-09 | hospital_demand |  |  |  | 2053.16 |  |  | Additional 50% Reduction | Afghanistan | AFG |  |  | FALSE
2020-06-09 | ICU_demand |  |  |  | 373.66 |  |  | Additional 50% Reduction | Afghanistan | AFG |  |  | FALSE
2020-06-09 | infections |  |  |  | 33651.69 |  |  | Additional 50% Reduction | Afghanistan | AFG |  |  | FALSE
2020-06-09 | hospital_incidence |  |  |  | 260.16 |  |  | Additional 50% Reduction | Afghanistan | AFG |  |  | FALSE
2020-06-09 | ICU_incidence |  |  |  | 93.29 |  |  | Additional 50% Reduction | Afghanistan | AFG |  |  | FALSE
2020-06-09 | cumulative_infections |  |  |  | 1009196.86 |  |  | Additional 50% Reduction | Afghanistan | AFG |  |  | FALSE
2020-06-09 | hospital_demand |  |  |  | 2053.16 |  |  | Maintain Status Quo | Afghanistan | AFG |  |  | FALSE
2020-06-09 | ICU_demand |  |  |  | 373.66 |  |  | Maintain Status Quo | Afghanistan | AFG |  |  | FALSE
2020-06-09 | infections |  |  |  | 33651.69 |  |  | Maintain Status Quo | Afghanistan | AFG |  |  | FALSE
2020-06-09 | hospital_incidence |  |  |  | 260.16 |  |  | Maintain Status Quo | Afghanistan | AFG |  |  | FALSE
2020-06-09 | ICU_incidence |  |  |  | 93.29 |  |  | Maintain Status Quo | Afghanistan | AFG |  |  | FALSE
2020-06-09 | cumulative_infections |  |  |  | 1009196.86 |  |  | Maintain Status Quo | Afghanistan | AFG |  |  | FALSE
2020-06-09 | hospital_demand |  |  |  | 2053.16 |  |  | Relax Interventions 50% | Afghanistan | AFG |  |  | FALSE
2020-06-09 | ICU_demand |  |  |  | 373.66 |  |  | Relax Interventions 50% | Afghanistan | AFG |  |  | FALSE
2020-06-09 | infections |  |  |  | 33651.69 |  |  | Relax Interventions 50% | Afghanistan | AFG |  |  | FALSE
2020-06-09 | hospital_incidence |  |  |  | 260.16 |  |  | Relax Interventions 50% | Afghanistan | AFG |  |  | FALSE
2020-06-09 | ICU_incidence |  |  |  | 93.29 |  |  | Relax Interventions 50% | Afghanistan | AFG |  |  | FALSE
2020-06-09 | cumulative_infections |  |  |  | 1009196.86 |  |  | Relax Interventions 50% | Afghanistan | AFG |  |  | FALSE
2020-06-10 | hospital_demand |  |  |  | 2100.04 |  |  | Additional 50% Reduction | Afghanistan | AFG |  |  | FALSE
2020-06-10 | ICU_demand |  |  |  | 376.01 |  |  | Additional 50% Reduction | Afghanistan | AFG |  |  | FALSE
2020-06-10 | infections |  |  |  | 34264.99 |  |  | Additional 50% Reduction | Afghanistan | AFG |  |  | FALSE
2020-06-10 | hospital_incidence |  |  |  | 265.01 |  |  | Additional 50% Reduction | Afghanistan | AFG |  |  | FALSE
2020-06-10 | ICU_incidence |  |  |  | 95.06 |  |  | Additional 50% Reduction | Afghanistan | AFG |  |  | FALSE
2020-06-10 | cumulative_infections |  |  |  | 1043461.85 |  |  | Additional 50% Reduction | Afghanistan | AFG |  |  | FALSE
2020-06-10 | hospital_demand |  |  |  | 2100.04 |  |  | Maintain Status Quo | Afghanistan | AFG |  |  | FALSE
2020-06-10 | ICU_demand |  |  |  | 376.01 |  |  | Maintain Status Quo | Afghanistan | AFG |  |  | FALSE
2020-06-10 | infections |  |  |  | 34264.99 |  |  | Maintain Status Quo | Afghanistan | AFG |  |  | FALSE
2020-06-10 | hospital_incidence |  |  |  | 265.01 |  |  | Maintain Status Quo | Afghanistan | AFG |  |  | FALSE
2020-06-10 | ICU_incidence |  |  |  | 95.06 |  |  | Maintain Status Quo | Afghanistan | AFG |  |  | FALSE
2020-06-10 | cumulative_infections |  |  |  | 1043461.85 |  |  | Maintain Status Quo | Afghanistan | AFG |  |  | FALSE
2020-06-10 | hospital_demand |  |  |  | 2100.04 |  |  | Relax Interventions 50% | Afghanistan | AFG |  |  | FALSE
2020-06-10 | ICU_demand |  |  |  | 376.01 |  |  | Relax Interventions 50% | Afghanistan | AFG |  |  | FALSE
2020-06-10 | infections |  |  |  | 34264.99 |  |  | Relax Interventions 50% | Afghanistan | AFG |  |  | FALSE
2020-06-10 | hospital_incidence |  |  |  | 265.01 |  |  | Relax Interventions 50% | Afghanistan | AFG |  |  | FALSE
2020-06-10 | ICU_incidence |  |  |  | 95.06 |  |  | Relax Interventions 50% | Afghanistan | AFG |  |  | FALSE
2020-06-10 | cumulative_infections |  |  |  | 1043461.85 |  |  | Relax Interventions 50% | Afghanistan | AFG |  |  | FALSE
2020-06-11 | hospital_demand |  |  |  | 2146.45 |  |  | Additional 50% Reduction | Afghanistan | AFG |  |  | FALSE
2020-06-11 | ICU_demand |  |  |  | 378.37 |  |  | Additional 50% Reduction | Afghanistan | AFG |  |  | FALSE
2020-06-11 | infections |  |  |  | 34883.05 |  |  | Additional 50% Reduction | Afghanistan | AFG |  |  | FALSE
2020-06-11 | hospital_incidence |  |  |  | 269.89 |  |  | Additional 50% Reduction | Afghanistan | AFG |  |  | FALSE
2020-06-11 | ICU_incidence |  |  |  | 96.85 |  |  | Additional 50% Reduction | Afghanistan | AFG |  |  | FALSE
2020-06-11 | cumulative_infections |  |  |  | 1078344.9 |  |  | Additional 50% Reduction | Afghanistan | AFG |  |  | FALSE
2020-06-11 | hospital_demand |  |  |  | 2146.45 |  |  | Maintain Status Quo | Afghanistan | AFG |  |  | FALSE
2020-06-11 | ICU_demand |  |  |  | 378.37 |  |  | Maintain Status Quo | Afghanistan | AFG |  |  | FALSE
2020-06-11 | infections |  |  |  | 34883.05 |  |  | Maintain Status Quo | Afghanistan | AFG |  |  | FALSE
2020-06-11 | hospital_incidence |  |  |  | 269.89 |  |  | Maintain Status Quo | Afghanistan | AFG |  |  | FALSE
2020-06-11 | ICU_incidence |  |  |  | 96.85 |  |  | Maintain Status Quo | Afghanistan | AFG |  |  | FALSE
2020-06-11 | cumulative_infections |  |  |  | 1078344.9 |  |  | Maintain Status Quo | Afghanistan | AFG |  |  | FALSE
2020-06-11 | hospital_demand |  |  |  | 2146.45 |  |  | Relax Interventions 50% | Afghanistan | AFG |  |  | FALSE
2020-06-11 | ICU_demand |  |  |  | 378.37 |  |  | Relax Interventions 50% | Afghanistan | AFG |  |  | FALSE
2020-06-11 | infections |  |  |  | 34883.05 |  |  | Relax Interventions 50% | Afghanistan | AFG |  |  | FALSE
2020-06-11 | hospital_incidence |  |  |  | 269.89 |  |  | Relax Interventions 50% | Afghanistan | AFG |  |  | FALSE
2020-06-11 | ICU_incidence |  |  |  | 96.85 |  |  | Relax Interventions 50% | Afghanistan | AFG |  |  | FALSE
2020-06-11 | cumulative_infections |  |  |  | 1078344.9 |  |  | Relax Interventions 50% | Afghanistan | AFG |  |  | FALSE
2020-06-12 | hospital_demand |  |  |  | 2192.49 |  |  | Additional 50% Reduction | Afghanistan | AFG |  |  | FALSE
2020-06-12 | ICU_demand |  |  |  | 380.73 |  |  | Additional 50% Reduction | Afghanistan | AFG |  |  | FALSE
2020-06-12 | infections |  |  |  | 35285.92 |  |  | Additional 50% Reduction | Afghanistan | AFG |  |  | FALSE
2020-06-12 | hospital_incidence |  |  |  | 274.78 |  |  | Additional 50% Reduction | Afghanistan | AFG |  |  | FALSE
2020-06-12 | ICU_incidence |  |  |  | 98.63 |  |  | Additional 50% Reduction | Afghanistan | AFG |  |  | FALSE
2020-06-12 | cumulative_infections |  |  |  | 1113630.82 |  |  | Additional 50% Reduction | Afghanistan | AFG |  |  | FALSE
2020-06-12 | hospital_demand |  |  |  | 2192.49 |  |  | Maintain Status Quo | Afghanistan | AFG |  |  | FALSE
2020-06-12 | ICU_demand |  |  |  | 380.73 |  |  | Maintain Status Quo | Afghanistan | AFG |  |  | FALSE
2020-06-12 | infections |  |  |  | 35285.92 |  |  | Maintain Status Quo | Afghanistan | AFG |  |  | FALSE
2020-06-12 | hospital_incidence |  |  |  | 274.78 |  |  | Maintain Status Quo | Afghanistan | AFG |  |  | FALSE
2020-06-12 | ICU_incidence |  |  |  | 98.63 |  |  | Maintain Status Quo | Afghanistan | AFG |  |  | FALSE
2020-06-12 | cumulative_infections |  |  |  | 1113630.82 |  |  | Maintain Status Quo | Afghanistan | AFG |  |  | FALSE
2020-06-12 | hospital_demand |  |  |  | 2192.49 |  |  | Relax Interventions 50% | Afghanistan | AFG |  |  | FALSE
2020-06-12 | ICU_demand |  |  |  | 380.73 |  |  | Relax Interventions 50% | Afghanistan | AFG |  |  | FALSE
2020-06-12 | infections |  |  |  | 35285.92 |  |  | Relax Interventions 50% | Afghanistan | AFG |  |  | FALSE
2020-06-12 | hospital_incidence |  |  |  | 274.78 |  |  | Relax Interventions 50% | Afghanistan | AFG |  |  | FALSE
2020-06-12 | ICU_incidence |  |  |  | 98.63 |  |  | Relax Interventions 50% | Afghanistan | AFG |  |  | FALSE
2020-06-12 | cumulative_infections |  |  |  | 1113630.82 |  |  | Relax Interventions 50% | Afghanistan | AFG |  |  | FALSE
2020-06-13 | hospital_demand |  |  |  | 2238.1 |  |  | Additional 50% Reduction | Afghanistan | AFG |  |  | FALSE
2020-06-13 | ICU_demand |  |  |  | 383.07 |  |  | Additional 50% Reduction | Afghanistan | AFG |  |  | FALSE
2020-06-13 | infections |  |  |  | 35453.58 |  |  | Additional 50% Reduction | Afghanistan | AFG |  |  | FALSE
2020-06-13 | hospital_incidence |  |  |  | 279.43 |  |  | Additional 50% Reduction | Afghanistan | AFG |  |  | FALSE
2020-06-13 | ICU_incidence |  |  |  | 100.34 |  |  | Additional 50% Reduction | Afghanistan | AFG |  |  | FALSE
2020-06-13 | cumulative_infections |  |  |  | 1149084.4 |  |  | Additional 50% Reduction | Afghanistan | AFG |  |  | FALSE
2020-06-13 | hospital_demand |  |  |  | 2238.1 |  |  | Maintain Status Quo | Afghanistan | AFG |  |  | FALSE
2020-06-13 | ICU_demand |  |  |  | 383.07 |  |  | Maintain Status Quo | Afghanistan | AFG |  |  | FALSE
2020-06-13 | infections |  |  |  | 35453.58 |  |  | Maintain Status Quo | Afghanistan | AFG |  |  | FALSE
2020-06-13 | hospital_incidence |  |  |  | 279.43 |  |  | Maintain Status Quo | Afghanistan | AFG |  |  | FALSE
2020-06-13 | ICU_incidence |  |  |  | 100.34 |  |  | Maintain Status Quo | Afghanistan | AFG |  |  | FALSE
2020-06-13 | cumulative_infections |  |  |  | 1149084.4 |  |  | Maintain Status Quo | Afghanistan | AFG |  |  | FALSE
2020-06-13 | hospital_demand |  |  |  | 2238.1 |  |  | Relax Interventions 50% | Afghanistan | AFG |  |  | FALSE
2020-06-13 | ICU_demand |  |  |  | 383.07 |  |  | Relax Interventions 50% | Afghanistan | AFG |  |  | FALSE
2020-06-13 | infections |  |  |  | 35453.58 |  |  | Relax Interventions 50% | Afghanistan | AFG |  |  | FALSE
2020-06-13 | hospital_incidence |  |  |  | 279.43 |  |  | Relax Interventions 50% | Afghanistan | AFG |  |  | FALSE
2020-06-13 | ICU_incidence |  |  |  | 100.34 |  |  | Relax Interventions 50% | Afghanistan | AFG |  |  | FALSE
2020-06-13 | cumulative_infections |  |  |  | 1149084.4 |  |  | Relax Interventions 50% | Afghanistan | AFG |  |  | FALSE
2020-06-14 | hospital_demand |  |  |  | 2282.97 |  |  | Additional 50% Reduction | Afghanistan | AFG |  |  | FALSE
2020-06-14 | ICU_demand |  |  |  | 385.28 |  |  | Additional 50% Reduction | Afghanistan | AFG |  |  | FALSE
2020-06-14 | infections |  |  |  | 35554.42 |  |  | Additional 50% Reduction | Afghanistan | AFG |  |  | FALSE
2020-06-14 | hospital_incidence |  |  |  | 283.56 |  |  | Additional 50% Reduction | Afghanistan | AFG |  |  | FALSE
2020-06-14 | ICU_incidence |  |  |  | 101.85 |  |  | Additional 50% Reduction | Afghanistan | AFG |  |  | FALSE
2020-06-14 | cumulative_infections |  |  |  | 1184638.82 |  |  | Additional 50% Reduction | Afghanistan | AFG |  |  | FALSE
2020-06-14 | hospital_demand |  |  |  | 2282.97 |  |  | Maintain Status Quo | Afghanistan | AFG |  |  | FALSE
2020-06-14 | ICU_demand |  |  |  | 385.28 |  |  | Maintain Status Quo | Afghanistan | AFG |  |  | FALSE
2020-06-14 | infections |  |  |  | 35554.42 |  |  | Maintain Status Quo | Afghanistan | AFG |  |  | FALSE
2020-06-14 | hospital_incidence |  |  |  | 283.56 |  |  | Maintain Status Quo | Afghanistan | AFG |  |  | FALSE
2020-06-14 | ICU_incidence |  |  |  | 101.85 |  |  | Maintain Status Quo | Afghanistan | AFG |  |  | FALSE
2020-06-14 | cumulative_infections |  |  |  | 1184638.82 |  |  | Maintain Status Quo | Afghanistan | AFG |  |  | FALSE
2020-06-14 | hospital_demand |  |  |  | 2282.97 |  |  | Relax Interventions 50% | Afghanistan | AFG |  |  | FALSE
2020-06-14 | ICU_demand |  |  |  | 385.28 |  |  | Relax Interventions 50% | Afghanistan | AFG |  |  | FALSE
2020-06-14 | infections |  |  |  | 35554.42 |  |  | Relax Interventions 50% | Afghanistan | AFG |  |  | FALSE
2020-06-14 | hospital_incidence |  |  |  | 283.56 |  |  | Relax Interventions 50% | Afghanistan | AFG |  |  | FALSE
2020-06-14 | ICU_incidence |  |  |  | 101.85 |  |  | Relax Interventions 50% | Afghanistan | AFG |  |  | FALSE
2020-06-14 | cumulative_infections |  |  |  | 1184638.82 |  |  | Relax Interventions 50% | Afghanistan | AFG |  |  | FALSE
2020-06-15 | hospital_demand |  |  |  | 2326.55 |  |  | Additional 50% Reduction | Afghanistan | AFG |  |  | FALSE
2020-06-15 | ICU_demand |  |  |  | 387.29 |  |  | Additional 50% Reduction | Afghanistan | AFG |  |  | FALSE
2020-06-15 | infections |  |  |  | 35651.72 |  |  | Additional 50% Reduction | Afghanistan | AFG |  |  | FALSE
2020-06-15 | hospital_incidence |  |  |  | 287.04 |  |  | Additional 50% Reduction | Afghanistan | AFG |  |  | FALSE
2020-06-15 | ICU_incidence |  |  |  | 103.12 |  |  | Additional 50% Reduction | Afghanistan | AFG |  |  | FALSE
2020-06-15 | cumulative_infections |  |  |  | 1220290.54 |  |  | Additional 50% Reduction | Afghanistan | AFG |  |  | FALSE
2020-06-15 | hospital_demand |  |  |  | 2326.55 |  |  | Maintain Status Quo | Afghanistan | AFG |  |  | FALSE
2020-06-15 | ICU_demand |  |  |  | 387.29 |  |  | Maintain Status Quo | Afghanistan | AFG |  |  | FALSE
2020-06-15 | infections |  |  |  | 35651.72 |  |  | Maintain Status Quo | Afghanistan | AFG |  |  | FALSE
2020-06-15 | hospital_incidence |  |  |  | 287.04 |  |  | Maintain Status Quo | Afghanistan | AFG |  |  | FALSE
2020-06-15 | ICU_incidence |  |  |  | 103.12 |  |  | Maintain Status Quo | Afghanistan | AFG |  |  | FALSE
2020-06-15 | cumulative_infections |  |  |  | 1220290.54 |  |  | Maintain Status Quo | Afghanistan | AFG |  |  | FALSE
2020-06-15 | hospital_demand |  |  |  | 2326.55 |  |  | Relax Interventions 50% | Afghanistan | AFG |  |  | FALSE
2020-06-15 | ICU_demand |  |  |  | 387.29 |  |  | Relax Interventions 50% | Afghanistan | AFG |  |  | FALSE
2020-06-15 | infections |  |  |  | 35651.72 |  |  | Relax Interventions 50% | Afghanistan | AFG |  |  | FALSE
2020-06-15 | hospital_incidence |  |  |  | 287.04 |  |  | Relax Interventions 50% | Afghanistan | AFG |  |  | FALSE
2020-06-15 | ICU_incidence |  |  |  | 103.12 |  |  | Relax Interventions 50% | Afghanistan | AFG |  |  | FALSE
2020-06-15 | cumulative_infections |  |  |  | 1220290.54 |  |  | Relax Interventions 50% | Afghanistan | AFG |  |  | FALSE
2020-06-16 | hospital_demand |  |  |  | 2368.28 |  |  | Additional 50% Reduction | Afghanistan | AFG |  |  | FALSE
2020-06-16 | ICU_demand |  |  |  | 389.04 |  |  | Additional 50% Reduction | Afghanistan | AFG |  |  | FALSE
2020-06-16 | infections |  |  |  | 35761.34 |  |  | Additional 50% Reduction | Afghanistan | AFG |  |  | FALSE
2020-06-16 | hospital_incidence |  |  |  | 289.89 |  |  | Additional 50% Reduction | Afghanistan | AFG |  |  | FALSE
2020-06-16 | ICU_incidence |  |  |  | 104.17 |  |  | Additional 50% Reduction | Afghanistan | AFG |  |  | FALSE
2020-06-16 | cumulative_infections |  |  |  | 1256051.88 |  |  | Additional 50% Reduction | Afghanistan | AFG |  |  | FALSE
2020-06-16 | hospital_demand |  |  |  | 2368.28 |  |  | Maintain Status Quo | Afghanistan | AFG |  |  | FALSE
2020-06-16 | ICU_demand |  |  |  | 389.04 |  |  | Maintain Status Quo | Afghanistan | AFG |  |  | FALSE
2020-06-16 | infections |  |  |  | 35761.34 |  |  | Maintain Status Quo | Afghanistan | AFG |  |  | FALSE
2020-06-16 | hospital_incidence |  |  |  | 289.89 |  |  | Maintain Status Quo | Afghanistan | AFG |  |  | FALSE
2020-06-16 | ICU_incidence |  |  |  | 104.17 |  |  | Maintain Status Quo | Afghanistan | AFG |  |  | FALSE
2020-06-16 | cumulative_infections |  |  |  | 1256051.88 |  |  | Maintain Status Quo | Afghanistan | AFG |  |  | FALSE
2020-06-16 | hospital_demand |  |  |  | 2368.28 |  |  | Relax Interventions 50% | Afghanistan | AFG |  |  | FALSE
2020-06-16 | ICU_demand |  |  |  | 389.04 |  |  | Relax Interventions 50% | Afghanistan | AFG |  |  | FALSE
2020-06-16 | infections |  |  |  | 35761.34 |  |  | Relax Interventions 50% | Afghanistan | AFG |  |  | FALSE
2020-06-16 | hospital_incidence |  |  |  | 289.89 |  |  | Relax Interventions 50% | Afghanistan | AFG |  |  | FALSE
2020-06-16 | ICU_incidence |  |  |  | 104.17 |  |  | Relax Interventions 50% | Afghanistan | AFG |  |  | FALSE
2020-06-16 | cumulative_infections |  |  |  | 1256051.88 |  |  | Relax Interventions 50% | Afghanistan | AFG |  |  | FALSE
2020-06-17 | hospital_demand |  |  |  | 2407.74 |  |  | Additional 50% Reduction | Afghanistan | AFG |  |  | FALSE
2020-06-17 | ICU_demand |  |  |  | 390.55 |  |  | Additional 50% Reduction | Afghanistan | AFG |  |  | FALSE
2020-06-17 | infections |  |  |  | 35881.72 |  |  | Additional 50% Reduction | Afghanistan | AFG |  |  | FALSE
2020-06-17 | hospital_incidence |  |  |  | 292.22 |  |  | Additional 50% Reduction | Afghanistan | AFG |  |  | FALSE
2020-06-17 | ICU_incidence |  |  |  | 105.02 |  |  | Additional 50% Reduction | Afghanistan | AFG |  |  | FALSE
2020-06-17 | cumulative_infections |  |  |  | 1291933.59 |  |  | Additional 50% Reduction | Afghanistan | AFG |  |  | FALSE
2020-06-17 | hospital_demand |  |  |  | 2407.74 |  |  | Maintain Status Quo | Afghanistan | AFG |  |  | FALSE
2020-06-17 | ICU_demand |  |  |  | 390.55 |  |  | Maintain Status Quo | Afghanistan | AFG |  |  | FALSE
2020-06-17 | infections |  |  |  | 35881.72 |  |  | Maintain Status Quo | Afghanistan | AFG |  |  | FALSE
2020-06-17 | hospital_incidence |  |  |  | 292.22 |  |  | Maintain Status Quo | Afghanistan | AFG |  |  | FALSE
2020-06-17 | ICU_incidence |  |  |  | 105.02 |  |  | Maintain Status Quo | Afghanistan | AFG |  |  | FALSE
2020-06-17 | cumulative_infections |  |  |  | 1291933.59 |  |  | Maintain Status Quo | Afghanistan | AFG |  |  | FALSE
2020-06-17 | hospital_demand |  |  |  | 2407.74 |  |  | Relax Interventions 50% | Afghanistan | AFG |  |  | FALSE
2020-06-17 | ICU_demand |  |  |  | 390.55 |  |  | Relax Interventions 50% | Afghanistan | AFG |  |  | FALSE
2020-06-17 | infections |  |  |  | 35881.72 |  |  | Relax Interventions 50% | Afghanistan | AFG |  |  | FALSE
2020-06-17 | hospital_incidence |  |  |  | 292.22 |  |  | Relax Interventions 50% | Afghanistan | AFG |  |  | FALSE
2020-06-17 | ICU_incidence |  |  |  | 105.02 |  |  | Relax Interventions 50% | Afghanistan | AFG |  |  | FALSE
2020-06-17 | cumulative_infections |  |  |  | 1291933.59 |  |  | Relax Interventions 50% | Afghanistan | AFG |  |  | FALSE
2020-06-18 | hospital_demand |  |  |  | 2444.62 |  |  | Additional 50% Reduction | Afghanistan | AFG |  |  | FALSE
2020-06-18 | ICU_demand |  |  |  | 391.85 |  |  | Additional 50% Reduction | Afghanistan | AFG |  |  | FALSE
2020-06-18 | infections |  |  |  | 36007.19 |  |  | Additional 50% Reduction | Afghanistan | AFG |  |  | FALSE
2020-06-18 | hospital_incidence |  |  |  | 294.15 |  |  | Additional 50% Reduction | Afghanistan | AFG |  |  | FALSE
2020-06-18 | ICU_incidence |  |  |  | 105.72 |  |  | Additional 50% Reduction | Afghanistan | AFG |  |  | FALSE
2020-06-18 | cumulative_infections |  |  |  | 1327940.78 |  |  | Additional 50% Reduction | Afghanistan | AFG |  |  | FALSE
2020-06-18 | hospital_demand |  |  |  | 2444.62 |  |  | Maintain Status Quo | Afghanistan | AFG |  |  | FALSE
2020-06-18 | ICU_demand |  |  |  | 391.85 |  |  | Maintain Status Quo | Afghanistan | AFG |  |  | FALSE
2020-06-18 | infections |  |  |  | 36007.19 |  |  | Maintain Status Quo | Afghanistan | AFG |  |  | FALSE
2020-06-18 | hospital_incidence |  |  |  | 294.15 |  |  | Maintain Status Quo | Afghanistan | AFG |  |  | FALSE
2020-06-18 | ICU_incidence |  |  |  | 105.72 |  |  | Maintain Status Quo | Afghanistan | AFG |  |  | FALSE
2020-06-18 | cumulative_infections |  |  |  | 1327940.78 |  |  | Maintain Status Quo | Afghanistan | AFG |  |  | FALSE
2020-06-18 | hospital_demand |  |  |  | 2444.62 |  |  | Relax Interventions 50% | Afghanistan | AFG |  |  | FALSE
2020-06-18 | ICU_demand |  |  |  | 391.85 |  |  | Relax Interventions 50% | Afghanistan | AFG |  |  | FALSE
2020-06-18 | infections |  |  |  | 36007.19 |  |  | Relax Interventions 50% | Afghanistan | AFG |  |  | FALSE
2020-06-18 | hospital_incidence |  |  |  | 294.15 |  |  | Relax Interventions 50% | Afghanistan | AFG |  |  | FALSE
2020-06-18 | ICU_incidence |  |  |  | 105.72 |  |  | Relax Interventions 50% | Afghanistan | AFG |  |  | FALSE
2020-06-18 | cumulative_infections |  |  |  | 1327940.78 |  |  | Relax Interventions 50% | Afghanistan | AFG |  |  | FALSE
2020-06-19 | hospital_demand |  |  |  | 2478.81 |  |  | Additional 50% Reduction | Afghanistan | AFG |  |  | FALSE
2020-06-19 | ICU_demand |  |  |  | 392.98 |  |  | Additional 50% Reduction | Afghanistan | AFG |  |  | FALSE
2020-06-19 | infections |  |  |  | 36132.82 |  |  | Additional 50% Reduction | Afghanistan | AFG |  |  | FALSE
2020-06-19 | hospital_incidence |  |  |  | 295.79 |  |  | Additional 50% Reduction | Afghanistan | AFG |  |  | FALSE
2020-06-19 | ICU_incidence |  |  |  | 106.32 |  |  | Additional 50% Reduction | Afghanistan | AFG |  |  | FALSE
2020-06-19 | cumulative_infections |  |  |  | 1364073.6 |  |  | Additional 50% Reduction | Afghanistan | AFG |  |  | FALSE
2020-06-19 | hospital_demand |  |  |  | 2478.81 |  |  | Maintain Status Quo | Afghanistan | AFG |  |  | FALSE
2020-06-19 | ICU_demand |  |  |  | 392.98 |  |  | Maintain Status Quo | Afghanistan | AFG |  |  | FALSE
2020-06-19 | infections |  |  |  | 36132.82 |  |  | Maintain Status Quo | Afghanistan | AFG |  |  | FALSE
2020-06-19 | hospital_incidence |  |  |  | 295.79 |  |  | Maintain Status Quo | Afghanistan | AFG |  |  | FALSE
2020-06-19 | ICU_incidence |  |  |  | 106.32 |  |  | Maintain Status Quo | Afghanistan | AFG |  |  | FALSE
2020-06-19 | cumulative_infections |  |  |  | 1364073.6 |  |  | Maintain Status Quo | Afghanistan | AFG |  |  | FALSE
2020-06-19 | hospital_demand |  |  |  | 2478.81 |  |  | Relax Interventions 50% | Afghanistan | AFG |  |  | FALSE
2020-06-19 | ICU_demand |  |  |  | 392.98 |  |  | Relax Interventions 50% | Afghanistan | AFG |  |  | FALSE
2020-06-19 | infections |  |  |  | 36132.82 |  |  | Relax Interventions 50% | Afghanistan | AFG |  |  | FALSE
2020-06-19 | hospital_incidence |  |  |  | 295.79 |  |  | Relax Interventions 50% | Afghanistan | AFG |  |  | FALSE
2020-06-19 | ICU_incidence |  |  |  | 106.32 |  |  | Relax Interventions 50% | Afghanistan | AFG |  |  | FALSE
2020-06-19 | cumulative_infections |  |  |  | 1364073.6 |  |  | Relax Interventions 50% | Afghanistan | AFG |  |  | FALSE
2020-06-20 | hospital_demand |  |  |  | 2510.3 |  |  | Additional 50% Reduction | Afghanistan | AFG |  |  | FALSE
2020-06-20 | ICU_demand |  |  |  | 393.97 |  |  | Additional 50% Reduction | Afghanistan | AFG |  |  | FALSE
2020-06-20 | infections |  |  |  | 36255.38 |  |  | Additional 50% Reduction | Afghanistan | AFG |  |  | FALSE
2020-06-20 | hospital_incidence |  |  |  | 297.2 |  |  | Additional 50% Reduction | Afghanistan | AFG |  |  | FALSE
2020-06-20 | ICU_incidence |  |  |  | 106.84 |  |  | Additional 50% Reduction | Afghanistan | AFG |  |  | FALSE
2020-06-20 | cumulative_infections |  |  |  | 1400328.99 |  |  | Additional 50% Reduction | Afghanistan | AFG |  |  | FALSE
2020-06-20 | hospital_demand |  |  |  | 2510.3 |  |  | Maintain Status Quo | Afghanistan | AFG |  |  | FALSE
2020-06-20 | ICU_demand |  |  |  | 393.97 |  |  | Maintain Status Quo | Afghanistan | AFG |  |  | FALSE
2020-06-20 | infections |  |  |  | 36255.38 |  |  | Maintain Status Quo | Afghanistan | AFG |  |  | FALSE
2020-06-20 | hospital_incidence |  |  |  | 297.2 |  |  | Maintain Status Quo | Afghanistan | AFG |  |  | FALSE
2020-06-20 | ICU_incidence |  |  |  | 106.84 |  |  | Maintain Status Quo | Afghanistan | AFG |  |  | FALSE
2020-06-20 | cumulative_infections |  |  |  | 1400328.99 |  |  | Maintain Status Quo | Afghanistan | AFG |  |  | FALSE
2020-06-20 | hospital_demand |  |  |  | 2510.3 |  |  | Relax Interventions 50% | Afghanistan | AFG |  |  | FALSE
2020-06-20 | ICU_demand |  |  |  | 393.97 |  |  | Relax Interventions 50% | Afghanistan | AFG |  |  | FALSE
2020-06-20 | infections |  |  |  | 36255.38 |  |  | Relax Interventions 50% | Afghanistan | AFG |  |  | FALSE
2020-06-20 | hospital_incidence |  |  |  | 297.2 |  |  | Relax Interventions 50% | Afghanistan | AFG |  |  | FALSE
2020-06-20 | ICU_incidence |  |  |  | 106.84 |  |  | Relax Interventions 50% | Afghanistan | AFG |  |  | FALSE
2020-06-20 | cumulative_infections |  |  |  | 1400328.99 |  |  | Relax Interventions 50% | Afghanistan | AFG |  |  | FALSE
2020-06-21 | hospital_demand |  |  |  | 2539.16 |  |  | Additional 50% Reduction | Afghanistan | AFG |  |  | FALSE
2020-06-21 | ICU_demand |  |  |  | 394.84 |  |  | Additional 50% Reduction | Afghanistan | AFG |  |  | FALSE
2020-06-21 | infections |  |  |  | 36373.07 |  |  | Additional 50% Reduction | Afghanistan | AFG |  |  | FALSE
2020-06-21 | hospital_incidence |  |  |  | 298.47 |  |  | Additional 50% Reduction | Afghanistan | AFG |  |  | FALSE
2020-06-21 | ICU_incidence |  |  |  | 107.31 |  |  | Additional 50% Reduction | Afghanistan | AFG |  |  | FALSE
2020-06-21 | cumulative_infections |  |  |  | 1436702.05 |  |  | Additional 50% Reduction | Afghanistan | AFG |  |  | FALSE
2020-06-21 | hospital_demand |  |  |  | 2539.16 |  |  | Maintain Status Quo | Afghanistan | AFG |  |  | FALSE
2020-06-21 | ICU_demand |  |  |  | 394.84 |  |  | Maintain Status Quo | Afghanistan | AFG |  |  | FALSE
2020-06-21 | infections |  |  |  | 36373.07 |  |  | Maintain Status Quo | Afghanistan | AFG |  |  | FALSE
2020-06-21 | hospital_incidence |  |  |  | 298.47 |  |  | Maintain Status Quo | Afghanistan | AFG |  |  | FALSE
2020-06-21 | ICU_incidence |  |  |  | 107.31 |  |  | Maintain Status Quo | Afghanistan | AFG |  |  | FALSE
2020-06-21 | cumulative_infections |  |  |  | 1436702.05 |  |  | Maintain Status Quo | Afghanistan | AFG |  |  | FALSE
2020-06-21 | hospital_demand |  |  |  | 2539.16 |  |  | Relax Interventions 50% | Afghanistan | AFG |  |  | FALSE
2020-06-21 | ICU_demand |  |  |  | 394.84 |  |  | Relax Interventions 50% | Afghanistan | AFG |  |  | FALSE
2020-06-21 | infections |  |  |  | 36373.07 |  |  | Relax Interventions 50% | Afghanistan | AFG |  |  | FALSE
2020-06-21 | hospital_incidence |  |  |  | 298.47 |  |  | Relax Interventions 50% | Afghanistan | AFG |  |  | FALSE
2020-06-21 | ICU_incidence |  |  |  | 107.31 |  |  | Relax Interventions 50% | Afghanistan | AFG |  |  | FALSE
2020-06-21 | cumulative_infections |  |  |  | 1436702.05 |  |  | Relax Interventions 50% | Afghanistan | AFG |  |  | FALSE
2020-06-22 | hospital_demand |  |  |  | 2565.53 |  |  | Additional 50% Reduction | Afghanistan | AFG |  |  | FALSE
2020-06-22 | ICU_demand |  |  |  | 395.63 |  |  | Additional 50% Reduction | Afghanistan | AFG |  |  | FALSE
2020-06-22 | infections |  |  |  | 36484.99 |  |  | Additional 50% Reduction | Afghanistan | AFG |  |  | FALSE
2020-06-22 | hospital_incidence |  |  |  | 299.61 |  |  | Additional 50% Reduction | Afghanistan | AFG |  |  | FALSE
2020-06-22 | ICU_incidence |  |  |  | 107.73 |  |  | Additional 50% Reduction | Afghanistan | AFG |  |  | FALSE
2020-06-22 | cumulative_infections |  |  |  | 1473187.05 |  |  | Additional 50% Reduction | Afghanistan | AFG |  |  | FALSE
2020-06-22 | hospital_demand |  |  |  | 2565.53 |  |  | Maintain Status Quo | Afghanistan | AFG |  |  | FALSE
2020-06-22 | ICU_demand |  |  |  | 395.63 |  |  | Maintain Status Quo | Afghanistan | AFG |  |  | FALSE
2020-06-22 | infections |  |  |  | 36484.99 |  |  | Maintain Status Quo | Afghanistan | AFG |  |  | FALSE
2020-06-22 | hospital_incidence |  |  |  | 299.61 |  |  | Maintain Status Quo | Afghanistan | AFG |  |  | FALSE
2020-06-22 | ICU_incidence |  |  |  | 107.73 |  |  | Maintain Status Quo | Afghanistan | AFG |  |  | FALSE
2020-06-22 | cumulative_infections |  |  |  | 1473187.05 |  |  | Maintain Status Quo | Afghanistan | AFG |  |  | FALSE
2020-06-22 | hospital_demand |  |  |  | 2565.53 |  |  | Relax Interventions 50% | Afghanistan | AFG |  |  | FALSE
2020-06-22 | ICU_demand |  |  |  | 395.63 |  |  | Relax Interventions 50% | Afghanistan | AFG |  |  | FALSE
2020-06-22 | infections |  |  |  | 36484.99 |  |  | Relax Interventions 50% | Afghanistan | AFG |  |  | FALSE
2020-06-22 | hospital_incidence |  |  |  | 299.61 |  |  | Relax Interventions 50% | Afghanistan | AFG |  |  | FALSE
2020-06-22 | ICU_incidence |  |  |  | 107.73 |  |  | Relax Interventions 50% | Afghanistan | AFG |  |  | FALSE
2020-06-22 | cumulative_infections |  |  |  | 1473187.05 |  |  | Relax Interventions 50% | Afghanistan | AFG |  |  | FALSE
2020-06-23 | hospital_demand |  |  |  | 2589.58 |  |  | Additional 50% Reduction | Afghanistan | AFG |  |  | FALSE
2020-06-23 | ICU_demand |  |  |  | 396.34 |  |  | Additional 50% Reduction | Afghanistan | AFG |  |  | FALSE
2020-06-23 | infections |  |  |  | 36590.78 |  |  | Additional 50% Reduction | Afghanistan | AFG |  |  | FALSE
2020-06-23 | hospital_incidence |  |  |  | 300.65 |  |  | Additional 50% Reduction | Afghanistan | AFG |  |  | FALSE
2020-06-23 | ICU_incidence |  |  |  | 108.12 |  |  | Additional 50% Reduction | Afghanistan | AFG |  |  | FALSE
2020-06-23 | cumulative_infections |  |  |  | 1509777.83 |  |  | Additional 50% Reduction | Afghanistan | AFG |  |  | FALSE
2020-06-23 | hospital_demand |  |  |  | 2589.58 |  |  | Maintain Status Quo | Afghanistan | AFG |  |  | FALSE
2020-06-23 | ICU_demand |  |  |  | 396.34 |  |  | Maintain Status Quo | Afghanistan | AFG |  |  | FALSE
2020-06-23 | infections |  |  |  | 36590.78 |  |  | Maintain Status Quo | Afghanistan | AFG |  |  | FALSE
2020-06-23 | hospital_incidence |  |  |  | 300.65 |  |  | Maintain Status Quo | Afghanistan | AFG |  |  | FALSE
2020-06-23 | ICU_incidence |  |  |  | 108.12 |  |  | Maintain Status Quo | Afghanistan | AFG |  |  | FALSE
2020-06-23 | cumulative_infections |  |  |  | 1509777.83 |  |  | Maintain Status Quo | Afghanistan | AFG |  |  | FALSE
2020-06-23 | hospital_demand |  |  |  | 2589.58 |  |  | Relax Interventions 50% | Afghanistan | AFG |  |  | FALSE
2020-06-23 | ICU_demand |  |  |  | 396.34 |  |  | Relax Interventions 50% | Afghanistan | AFG |  |  | FALSE
2020-06-23 | infections |  |  |  | 36590.78 |  |  | Relax Interventions 50% | Afghanistan | AFG |  |  | FALSE
2020-06-23 | hospital_incidence |  |  |  | 300.65 |  |  | Relax Interventions 50% | Afghanistan | AFG |  |  | FALSE
2020-06-23 | ICU_incidence |  |  |  | 108.12 |  |  | Relax Interventions 50% | Afghanistan | AFG |  |  | FALSE
2020-06-23 | cumulative_infections |  |  |  | 1509777.83 |  |  | Relax Interventions 50% | Afghanistan | AFG |  |  | FALSE
2020-06-24 | hospital_demand |  |  |  | 2611.49 |  |  | Additional 50% Reduction | Afghanistan | AFG |  |  | FALSE
2020-06-24 | ICU_demand |  |  |  | 397 |  |  | Additional 50% Reduction | Afghanistan | AFG |  |  | FALSE
2020-06-24 | infections |  |  |  | 36690.28 |  |  | Additional 50% Reduction | Afghanistan | AFG |  |  | FALSE
2020-06-24 | hospital_incidence |  |  |  | 301.62 |  |  | Additional 50% Reduction | Afghanistan | AFG |  |  | FALSE
2020-06-24 | ICU_incidence |  |  |  | 108.49 |  |  | Additional 50% Reduction | Afghanistan | AFG |  |  | FALSE
2020-06-24 | cumulative_infections |  |  |  | 1546468.1 |  |  | Additional 50% Reduction | Afghanistan | AFG |  |  | FALSE
2020-06-24 | hospital_demand |  |  |  | 2611.49 |  |  | Maintain Status Quo | Afghanistan | AFG |  |  | FALSE
2020-06-24 | ICU_demand |  |  |  | 397 |  |  | Maintain Status Quo | Afghanistan | AFG |  |  | FALSE
2020-06-24 | infections |  |  |  | 36690.28 |  |  | Maintain Status Quo | Afghanistan | AFG |  |  | FALSE
2020-06-24 | hospital_incidence |  |  |  | 301.62 |  |  | Maintain Status Quo | Afghanistan | AFG |  |  | FALSE
2020-06-24 | ICU_incidence |  |  |  | 108.49 |  |  | Maintain Status Quo | Afghanistan | AFG |  |  | FALSE
2020-06-24 | cumulative_infections |  |  |  | 1546468.1 |  |  | Maintain Status Quo | Afghanistan | AFG |  |  | FALSE
2020-06-24 | hospital_demand |  |  |  | 2611.49 |  |  | Relax Interventions 50% | Afghanistan | AFG |  |  | FALSE
2020-06-24 | ICU_demand |  |  |  | 397 |  |  | Relax Interventions 50% | Afghanistan | AFG |  |  | FALSE
2020-06-24 | infections |  |  |  | 36690.28 |  |  | Relax Interventions 50% | Afghanistan | AFG |  |  | FALSE
2020-06-24 | hospital_incidence |  |  |  | 301.62 |  |  | Relax Interventions 50% | Afghanistan | AFG |  |  | FALSE
2020-06-24 | ICU_incidence |  |  |  | 108.49 |  |  | Relax Interventions 50% | Afghanistan | AFG |  |  | FALSE
2020-06-24 | cumulative_infections |  |  |  | 1546468.1 |  |  | Relax Interventions 50% | Afghanistan | AFG |  |  | FALSE
2020-06-25 | hospital_demand |  |  |  | 2631.45 |  |  | Additional 50% Reduction | Afghanistan | AFG |  |  | FALSE
2020-06-25 | ICU_demand |  |  |  | 397.6 |  |  | Additional 50% Reduction | Afghanistan | AFG |  |  | FALSE
2020-06-25 | infections |  |  |  | 36783.36 |  |  | Additional 50% Reduction | Afghanistan | AFG |  |  | FALSE
2020-06-25 | hospital_incidence |  |  |  | 302.52 |  |  | Additional 50% Reduction | Afghanistan | AFG |  |  | FALSE
2020-06-25 | ICU_incidence |  |  |  | 108.83 |  |  | Additional 50% Reduction | Afghanistan | AFG |  |  | FALSE
2020-06-25 | cumulative_infections |  |  |  | 1583251.47 |  |  | Additional 50% Reduction | Afghanistan | AFG |  |  | FALSE
2020-06-25 | hospital_demand |  |  |  | 2631.45 |  |  | Maintain Status Quo | Afghanistan | AFG |  |  | FALSE
2020-06-25 | ICU_demand |  |  |  | 397.6 |  |  | Maintain Status Quo | Afghanistan | AFG |  |  | FALSE
2020-06-25 | infections |  |  |  | 36783.36 |  |  | Maintain Status Quo | Afghanistan | AFG |  |  | FALSE
2020-06-25 | hospital_incidence |  |  |  | 302.52 |  |  | Maintain Status Quo | Afghanistan | AFG |  |  | FALSE
2020-06-25 | ICU_incidence |  |  |  | 108.83 |  |  | Maintain Status Quo | Afghanistan | AFG |  |  | FALSE
2020-06-25 | cumulative_infections |  |  |  | 1583251.47 |  |  | Maintain Status Quo | Afghanistan | AFG |  |  | FALSE
2020-06-25 | hospital_demand |  |  |  | 2631.45 |  |  | Relax Interventions 50% | Afghanistan | AFG |  |  | FALSE
2020-06-25 | ICU_demand |  |  |  | 397.6 |  |  | Relax Interventions 50% | Afghanistan | AFG |  |  | FALSE
2020-06-25 | infections |  |  |  | 36783.36 |  |  | Relax Interventions 50% | Afghanistan | AFG |  |  | FALSE
2020-06-25 | hospital_incidence |  |  |  | 302.52 |  |  | Relax Interventions 50% | Afghanistan | AFG |  |  | FALSE
2020-06-25 | ICU_incidence |  |  |  | 108.83 |  |  | Relax Interventions 50% | Afghanistan | AFG |  |  | FALSE
2020-06-25 | cumulative_infections |  |  |  | 1583251.47 |  |  | Relax Interventions 50% | Afghanistan | AFG |  |  | FALSE
2020-06-26 | hospital_demand |  |  |  | 2649.62 |  |  | Additional 50% Reduction | Afghanistan | AFG |  |  | FALSE
2020-06-26 | ICU_demand |  |  |  | 398.15 |  |  | Additional 50% Reduction | Afghanistan | AFG |  |  | FALSE
2020-06-26 | infections |  |  |  | 36855.72 |  |  | Additional 50% Reduction | Afghanistan | AFG |  |  | FALSE
2020-06-26 | hospital_incidence |  |  |  | 303.35 |  |  | Additional 50% Reduction | Afghanistan | AFG |  |  | FALSE
2020-06-26 | ICU_incidence |  |  |  | 109.15 |  |  | Additional 50% Reduction | Afghanistan | AFG |  |  | FALSE
2020-06-26 | cumulative_infections |  |  |  | 1620107.19 |  |  | Additional 50% Reduction | Afghanistan | AFG |  |  | FALSE
2020-06-26 | hospital_demand |  |  |  | 2649.62 |  |  | Maintain Status Quo | Afghanistan | AFG |  |  | FALSE
2020-06-26 | ICU_demand |  |  |  | 398.15 |  |  | Maintain Status Quo | Afghanistan | AFG |  |  | FALSE
2020-06-26 | infections |  |  |  | 36855.72 |  |  | Maintain Status Quo | Afghanistan | AFG |  |  | FALSE
2020-06-26 | hospital_incidence |  |  |  | 303.35 |  |  | Maintain Status Quo | Afghanistan | AFG |  |  | FALSE
2020-06-26 | ICU_incidence |  |  |  | 109.15 |  |  | Maintain Status Quo | Afghanistan | AFG |  |  | FALSE
2020-06-26 | cumulative_infections |  |  |  | 1620107.19 |  |  | Maintain Status Quo | Afghanistan | AFG |  |  | FALSE
2020-06-26 | hospital_demand |  |  |  | 2649.62 |  |  | Relax Interventions 50% | Afghanistan | AFG |  |  | FALSE
2020-06-26 | ICU_demand |  |  |  | 398.15 |  |  | Relax Interventions 50% | Afghanistan | AFG |  |  | FALSE
2020-06-26 | infections |  |  |  | 36855.72 |  |  | Relax Interventions 50% | Afghanistan | AFG |  |  | FALSE
2020-06-26 | hospital_incidence |  |  |  | 303.35 |  |  | Relax Interventions 50% | Afghanistan | AFG |  |  | FALSE
2020-06-26 | ICU_incidence |  |  |  | 109.15 |  |  | Relax Interventions 50% | Afghanistan | AFG |  |  | FALSE
2020-06-26 | cumulative_infections |  |  |  | 1620107.19 |  |  | Relax Interventions 50% | Afghanistan | AFG |  |  | FALSE
2020-06-27 | hospital_demand |  |  |  | 2666.17 |  |  | Additional 50% Reduction | Afghanistan | AFG |  |  | FALSE
2020-06-27 | ICU_demand |  |  |  | 398.66 |  |  | Additional 50% Reduction | Afghanistan | AFG |  |  | FALSE
2020-06-27 | infections |  |  |  | 36906.78 |  |  | Additional 50% Reduction | Afghanistan | AFG |  |  | FALSE
2020-06-27 | hospital_incidence |  |  |  | 304.1 |  |  | Additional 50% Reduction | Afghanistan | AFG |  |  | FALSE
2020-06-27 | ICU_incidence |  |  |  | 109.44 |  |  | Additional 50% Reduction | Afghanistan | AFG |  |  | FALSE
2020-06-27 | cumulative_infections |  |  |  | 1657013.96 |  |  | Additional 50% Reduction | Afghanistan | AFG |  |  | FALSE
2020-06-27 | hospital_demand |  |  |  | 2666.17 |  |  | Maintain Status Quo | Afghanistan | AFG |  |  | FALSE
2020-06-27 | ICU_demand |  |  |  | 398.66 |  |  | Maintain Status Quo | Afghanistan | AFG |  |  | FALSE
2020-06-27 | infections |  |  |  | 36906.78 |  |  | Maintain Status Quo | Afghanistan | AFG |  |  | FALSE
2020-06-27 | hospital_incidence |  |  |  | 304.1 |  |  | Maintain Status Quo | Afghanistan | AFG |  |  | FALSE
2020-06-27 | ICU_incidence |  |  |  | 109.44 |  |  | Maintain Status Quo | Afghanistan | AFG |  |  | FALSE
2020-06-27 | cumulative_infections |  |  |  | 1657013.96 |  |  | Maintain Status Quo | Afghanistan | AFG |  |  | FALSE
2020-06-27 | hospital_demand |  |  |  | 2666.17 |  |  | Relax Interventions 50% | Afghanistan | AFG |  |  | FALSE
2020-06-27 | ICU_demand |  |  |  | 398.66 |  |  | Relax Interventions 50% | Afghanistan | AFG |  |  | FALSE
2020-06-27 | infections |  |  |  | 36906.78 |  |  | Relax Interventions 50% | Afghanistan | AFG |  |  | FALSE
2020-06-27 | hospital_incidence |  |  |  | 304.1 |  |  | Relax Interventions 50% | Afghanistan | AFG |  |  | FALSE
2020-06-27 | ICU_incidence |  |  |  | 109.44 |  |  | Relax Interventions 50% | Afghanistan | AFG |  |  | FALSE
2020-06-27 | cumulative_infections |  |  |  | 1657013.96 |  |  | Relax Interventions 50% | Afghanistan | AFG |  |  | FALSE
2020-06-28 | hospital_demand |  |  |  | 2681.23 |  |  | Additional 50% Reduction | Afghanistan | AFG |  |  | FALSE
2020-06-28 | ICU_demand |  |  |  | 399.12 |  |  | Additional 50% Reduction | Afghanistan | AFG |  |  | FALSE
2020-06-28 | infections |  |  |  | 36947.52 |  |  | Additional 50% Reduction | Afghanistan | AFG |  |  | FALSE
2020-06-28 | hospital_incidence |  |  |  | 304.77 |  |  | Additional 50% Reduction | Afghanistan | AFG |  |  | FALSE
2020-06-28 | ICU_incidence |  |  |  | 109.7 |  |  | Additional 50% Reduction | Afghanistan | AFG |  |  | FALSE
2020-06-28 | cumulative_infections |  |  |  | 1693961.48 |  |  | Additional 50% Reduction | Afghanistan | AFG |  |  | FALSE
2020-06-28 | hospital_demand |  |  |  | 2681.23 |  |  | Maintain Status Quo | Afghanistan | AFG |  |  | FALSE
2020-06-28 | ICU_demand |  |  |  | 399.12 |  |  | Maintain Status Quo | Afghanistan | AFG |  |  | FALSE
2020-06-28 | infections |  |  |  | 36947.52 |  |  | Maintain Status Quo | Afghanistan | AFG |  |  | FALSE
2020-06-28 | hospital_incidence |  |  |  | 304.77 |  |  | Maintain Status Quo | Afghanistan | AFG |  |  | FALSE
2020-06-28 | ICU_incidence |  |  |  | 109.7 |  |  | Maintain Status Quo | Afghanistan | AFG |  |  | FALSE
2020-06-28 | cumulative_infections |  |  |  | 1693961.48 |  |  | Maintain Status Quo | Afghanistan | AFG |  |  | FALSE
2020-06-28 | hospital_demand |  |  |  | 2681.23 |  |  | Relax Interventions 50% | Afghanistan | AFG |  |  | FALSE
2020-06-28 | ICU_demand |  |  |  | 399.12 |  |  | Relax Interventions 50% | Afghanistan | AFG |  |  | FALSE
2020-06-28 | infections |  |  |  | 36947.52 |  |  | Relax Interventions 50% | Afghanistan | AFG |  |  | FALSE
2020-06-28 | hospital_incidence |  |  |  | 304.77 |  |  | Relax Interventions 50% | Afghanistan | AFG |  |  | FALSE
2020-06-28 | ICU_incidence |  |  |  | 109.7 |  |  | Relax Interventions 50% | Afghanistan | AFG |  |  | FALSE
2020-06-28 | cumulative_infections |  |  |  | 1693961.48 |  |  | Relax Interventions 50% | Afghanistan | AFG |  |  | FALSE
2020-06-29 | hospital_demand |  |  |  | 2694.88 |  |  | Additional 50% Reduction | Afghanistan | AFG |  |  | FALSE
2020-06-29 | ICU_demand |  |  |  | 399.52 |  |  | Additional 50% Reduction | Afghanistan | AFG |  |  | FALSE
2020-06-29 | infections |  |  |  | 36981.92 |  |  | Additional 50% Reduction | Afghanistan | AFG |  |  | FALSE
2020-06-29 | hospital_incidence |  |  |  | 305.33 |  |  | Additional 50% Reduction | Afghanistan | AFG |  |  | FALSE
2020-06-29 | ICU_incidence |  |  |  | 109.91 |  |  | Additional 50% Reduction | Afghanistan | AFG |  |  | FALSE
2020-06-29 | cumulative_infections |  |  |  | 1730943.4 |  |  | Additional 50% Reduction | Afghanistan | AFG |  |  | FALSE
2020-06-29 | hospital_demand |  |  |  | 2694.88 |  |  | Maintain Status Quo | Afghanistan | AFG |  |  | FALSE
2020-06-29 | ICU_demand |  |  |  | 399.52 |  |  | Maintain Status Quo | Afghanistan | AFG |  |  | FALSE
2020-06-29 | infections |  |  |  | 36981.92 |  |  | Maintain Status Quo | Afghanistan | AFG |  |  | FALSE
2020-06-29 | hospital_incidence |  |  |  | 305.33 |  |  | Maintain Status Quo | Afghanistan | AFG |  |  | FALSE
2020-06-29 | ICU_incidence |  |  |  | 109.91 |  |  | Maintain Status Quo | Afghanistan | AFG |  |  | FALSE
2020-06-29 | cumulative_infections |  |  |  | 1730943.4 |  |  | Maintain Status Quo | Afghanistan | AFG |  |  | FALSE
2020-06-29 | hospital_demand |  |  |  | 2694.88 |  |  | Relax Interventions 50% | Afghanistan | AFG |  |  | FALSE
2020-06-29 | ICU_demand |  |  |  | 399.52 |  |  | Relax Interventions 50% | Afghanistan | AFG |  |  | FALSE
2020-06-29 | infections |  |  |  | 36981.92 |  |  | Relax Interventions 50% | Afghanistan | AFG |  |  | FALSE
2020-06-29 | hospital_incidence |  |  |  | 305.33 |  |  | Relax Interventions 50% | Afghanistan | AFG |  |  | FALSE
2020-06-29 | ICU_incidence |  |  |  | 109.91 |  |  | Relax Interventions 50% | Afghanistan | AFG |  |  | FALSE
2020-06-29 | cumulative_infections |  |  |  | 1730943.4 |  |  | Relax Interventions 50% | Afghanistan | AFG |  |  | FALSE
2020-06-30 | hospital_demand |  |  |  | 2707.22 |  |  | Additional 50% Reduction | Afghanistan | AFG |  |  | FALSE
2020-06-30 | ICU_demand |  |  |  | 399.87 |  |  | Additional 50% Reduction | Afghanistan | AFG |  |  | FALSE
2020-06-30 | infections |  |  |  | 37010.96 |  |  | Additional 50% Reduction | Afghanistan | AFG |  |  | FALSE
2020-06-30 | hospital_incidence |  |  |  | 305.81 |  |  | Additional 50% Reduction | Afghanistan | AFG |  |  | FALSE
2020-06-30 | ICU_incidence |  |  |  | 110.09 |  |  | Additional 50% Reduction | Afghanistan | AFG |  |  | FALSE
2020-06-30 | cumulative_infections |  |  |  | 1767954.36 |  |  | Additional 50% Reduction | Afghanistan | AFG |  |  | FALSE
2020-06-30 | hospital_demand |  |  |  | 2707.22 |  |  | Maintain Status Quo | Afghanistan | AFG |  |  | FALSE
2020-06-30 | ICU_demand |  |  |  | 399.87 |  |  | Maintain Status Quo | Afghanistan | AFG |  |  | FALSE
2020-06-30 | infections |  |  |  | 37010.96 |  |  | Maintain Status Quo | Afghanistan | AFG |  |  | FALSE
2020-06-30 | hospital_incidence |  |  |  | 305.81 |  |  | Maintain Status Quo | Afghanistan | AFG |  |  | FALSE
2020-06-30 | ICU_incidence |  |  |  | 110.09 |  |  | Maintain Status Quo | Afghanistan | AFG |  |  | FALSE
2020-06-30 | cumulative_infections |  |  |  | 1767954.36 |  |  | Maintain Status Quo | Afghanistan | AFG |  |  | FALSE
2020-06-30 | hospital_demand |  |  |  | 2707.22 |  |  | Relax Interventions 50% | Afghanistan | AFG |  |  | FALSE
2020-06-30 | ICU_demand |  |  |  | 399.87 |  |  | Relax Interventions 50% | Afghanistan | AFG |  |  | FALSE
2020-06-30 | infections |  |  |  | 37010.96 |  |  | Relax Interventions 50% | Afghanistan | AFG |  |  | FALSE
2020-06-30 | hospital_incidence |  |  |  | 305.81 |  |  | Relax Interventions 50% | Afghanistan | AFG |  |  | FALSE
2020-06-30 | ICU_incidence |  |  |  | 110.09 |  |  | Relax Interventions 50% | Afghanistan | AFG |  |  | FALSE
2020-06-30 | cumulative_infections |  |  |  | 1767954.36 |  |  | Relax Interventions 50% | Afghanistan | AFG |  |  | FALSE
2020-07-01 | hospital_demand |  |  |  | 2718.33 |  |  | Additional 50% Reduction | Afghanistan | AFG |  |  | FALSE
2020-07-01 | ICU_demand |  |  |  | 400.17 |  |  | Additional 50% Reduction | Afghanistan | AFG |  |  | FALSE
2020-07-01 | infections |  |  |  | 37034.51 |  |  | Additional 50% Reduction | Afghanistan | AFG |  |  | FALSE
2020-07-01 | hospital_incidence |  |  |  | 306.2 |  |  | Additional 50% Reduction | Afghanistan | AFG |  |  | FALSE
2020-07-01 | ICU_incidence |  |  |  | 110.23 |  |  | Additional 50% Reduction | Afghanistan | AFG |  |  | FALSE
2020-07-01 | cumulative_infections |  |  |  | 1804988.88 |  |  | Additional 50% Reduction | Afghanistan | AFG |  |  | FALSE
2020-07-01 | hospital_demand |  |  |  | 2718.33 |  |  | Maintain Status Quo | Afghanistan | AFG |  |  | FALSE
2020-07-01 | ICU_demand |  |  |  | 400.17 |  |  | Maintain Status Quo | Afghanistan | AFG |  |  | FALSE
2020-07-01 | infections |  |  |  | 37034.51 |  |  | Maintain Status Quo | Afghanistan | AFG |  |  | FALSE
2020-07-01 | hospital_incidence |  |  |  | 306.2 |  |  | Maintain Status Quo | Afghanistan | AFG |  |  | FALSE
2020-07-01 | ICU_incidence |  |  |  | 110.23 |  |  | Maintain Status Quo | Afghanistan | AFG |  |  | FALSE
2020-07-01 | cumulative_infections |  |  |  | 1804988.88 |  |  | Maintain Status Quo | Afghanistan | AFG |  |  | FALSE
2020-07-01 | hospital_demand |  |  |  | 2718.33 |  |  | Relax Interventions 50% | Afghanistan | AFG |  |  | FALSE
2020-07-01 | ICU_demand |  |  |  | 400.17 |  |  | Relax Interventions 50% | Afghanistan | AFG |  |  | FALSE
2020-07-01 | infections |  |  |  | 37034.51 |  |  | Relax Interventions 50% | Afghanistan | AFG |  |  | FALSE
2020-07-01 | hospital_incidence |  |  |  | 306.2 |  |  | Relax Interventions 50% | Afghanistan | AFG |  |  | FALSE
2020-07-01 | ICU_incidence |  |  |  | 110.23 |  |  | Relax Interventions 50% | Afghanistan | AFG |  |  | FALSE
2020-07-01 | cumulative_infections |  |  |  | 1804988.88 |  |  | Relax Interventions 50% | Afghanistan | AFG |  |  | FALSE
2020-07-02 | hospital_demand |  |  |  | 2728.29 |  |  | Additional 50% Reduction | Afghanistan | AFG |  |  | FALSE
2020-07-02 | ICU_demand |  |  |  | 400.42 |  |  | Additional 50% Reduction | Afghanistan | AFG |  |  | FALSE
2020-07-02 | infections |  |  |  | 37052.19 |  |  | Additional 50% Reduction | Afghanistan | AFG |  |  | FALSE
2020-07-02 | hospital_incidence |  |  |  | 306.52 |  |  | Additional 50% Reduction | Afghanistan | AFG |  |  | FALSE
2020-07-02 | ICU_incidence |  |  |  | 110.34 |  |  | Additional 50% Reduction | Afghanistan | AFG |  |  | FALSE
2020-07-02 | cumulative_infections |  |  |  | 1842041.07 |  |  | Additional 50% Reduction | Afghanistan | AFG |  |  | FALSE
2020-07-02 | hospital_demand |  |  |  | 2728.29 |  |  | Maintain Status Quo | Afghanistan | AFG |  |  | FALSE
2020-07-02 | ICU_demand |  |  |  | 400.42 |  |  | Maintain Status Quo | Afghanistan | AFG |  |  | FALSE
2020-07-02 | infections |  |  |  | 37052.19 |  |  | Maintain Status Quo | Afghanistan | AFG |  |  | FALSE
2020-07-02 | hospital_incidence |  |  |  | 306.52 |  |  | Maintain Status Quo | Afghanistan | AFG |  |  | FALSE
2020-07-02 | ICU_incidence |  |  |  | 110.34 |  |  | Maintain Status Quo | Afghanistan | AFG |  |  | FALSE
2020-07-02 | cumulative_infections |  |  |  | 1842041.07 |  |  | Maintain Status Quo | Afghanistan | AFG |  |  | FALSE
2020-07-02 | hospital_demand |  |  |  | 2728.29 |  |  | Relax Interventions 50% | Afghanistan | AFG |  |  | FALSE
2020-07-02 | ICU_demand |  |  |  | 400.42 |  |  | Relax Interventions 50% | Afghanistan | AFG |  |  | FALSE
2020-07-02 | infections |  |  |  | 37052.19 |  |  | Relax Interventions 50% | Afghanistan | AFG |  |  | FALSE
2020-07-02 | hospital_incidence |  |  |  | 306.52 |  |  | Relax Interventions 50% | Afghanistan | AFG |  |  | FALSE
2020-07-02 | ICU_incidence |  |  |  | 110.34 |  |  | Relax Interventions 50% | Afghanistan | AFG |  |  | FALSE
2020-07-02 | cumulative_infections |  |  |  | 1842041.07 |  |  | Relax Interventions 50% | Afghanistan | AFG |  |  | FALSE
2020-07-03 | hospital_demand |  |  |  | 2737.16 |  |  | Additional 50% Reduction | Afghanistan | AFG |  |  | FALSE
2020-07-03 | ICU_demand |  |  |  | 400.63 |  |  | Additional 50% Reduction | Afghanistan | AFG |  |  | FALSE
2020-07-03 | infections |  |  |  | 37063.68 |  |  | Additional 50% Reduction | Afghanistan | AFG |  |  | FALSE
2020-07-03 | hospital_incidence |  |  |  | 306.76 |  |  | Additional 50% Reduction | Afghanistan | AFG |  |  | FALSE
2020-07-03 | ICU_incidence |  |  |  | 110.43 |  |  | Additional 50% Reduction | Afghanistan | AFG |  |  | FALSE
2020-07-03 | cumulative_infections |  |  |  | 1879104.75 |  |  | Additional 50% Reduction | Afghanistan | AFG |  |  | FALSE
2020-07-03 | hospital_demand |  |  |  | 2737.16 |  |  | Maintain Status Quo | Afghanistan | AFG |  |  | FALSE
2020-07-03 | ICU_demand |  |  |  | 400.63 |  |  | Maintain Status Quo | Afghanistan | AFG |  |  | FALSE
2020-07-03 | infections |  |  |  | 37063.68 |  |  | Maintain Status Quo | Afghanistan | AFG |  |  | FALSE
2020-07-03 | hospital_incidence |  |  |  | 306.76 |  |  | Maintain Status Quo | Afghanistan | AFG |  |  | FALSE
2020-07-03 | ICU_incidence |  |  |  | 110.43 |  |  | Maintain Status Quo | Afghanistan | AFG |  |  | FALSE
2020-07-03 | cumulative_infections |  |  |  | 1879104.75 |  |  | Maintain Status Quo | Afghanistan | AFG |  |  | FALSE
2020-07-03 | hospital_demand |  |  |  | 2737.16 |  |  | Relax Interventions 50% | Afghanistan | AFG |  |  | FALSE
2020-07-03 | ICU_demand |  |  |  | 400.63 |  |  | Relax Interventions 50% | Afghanistan | AFG |  |  | FALSE
2020-07-03 | infections |  |  |  | 37063.68 |  |  | Relax Interventions 50% | Afghanistan | AFG |  |  | FALSE
2020-07-03 | hospital_incidence |  |  |  | 306.76 |  |  | Relax Interventions 50% | Afghanistan | AFG |  |  | FALSE
2020-07-03 | ICU_incidence |  |  |  | 110.43 |  |  | Relax Interventions 50% | Afghanistan | AFG |  |  | FALSE
2020-07-03 | cumulative_infections |  |  |  | 1879104.75 |  |  | Relax Interventions 50% | Afghanistan | AFG |  |  | FALSE
2020-07-04 | hospital_demand |  |  |  | 2745.01 |  |  | Additional 50% Reduction | Afghanistan | AFG |  |  | FALSE
2020-07-04 | ICU_demand |  |  |  | 400.8 |  |  | Additional 50% Reduction | Afghanistan | AFG |  |  | FALSE
2020-07-04 | infections |  |  |  | 37068.76 |  |  | Additional 50% Reduction | Afghanistan | AFG |  |  | FALSE
2020-07-04 | hospital_incidence |  |  |  | 306.94 |  |  | Additional 50% Reduction | Afghanistan | AFG |  |  | FALSE
2020-07-04 | ICU_incidence |  |  |  | 110.49 |  |  | Additional 50% Reduction | Afghanistan | AFG |  |  | FALSE
2020-07-04 | cumulative_infections |  |  |  | 1916173.51 |  |  | Additional 50% Reduction | Afghanistan | AFG |  |  | FALSE
2020-07-04 | hospital_demand |  |  |  | 2745.01 |  |  | Maintain Status Quo | Afghanistan | AFG |  |  | FALSE
2020-07-04 | ICU_demand |  |  |  | 400.8 |  |  | Maintain Status Quo | Afghanistan | AFG |  |  | FALSE
2020-07-04 | infections |  |  |  | 37068.76 |  |  | Maintain Status Quo | Afghanistan | AFG |  |  | FALSE
2020-07-04 | hospital_incidence |  |  |  | 306.94 |  |  | Maintain Status Quo | Afghanistan | AFG |  |  | FALSE
2020-07-04 | ICU_incidence |  |  |  | 110.49 |  |  | Maintain Status Quo | Afghanistan | AFG |  |  | FALSE
2020-07-04 | cumulative_infections |  |  |  | 1916173.51 |  |  | Maintain Status Quo | Afghanistan | AFG |  |  | FALSE
2020-07-04 | hospital_demand |  |  |  | 2745.01 |  |  | Relax Interventions 50% | Afghanistan | AFG |  |  | FALSE
2020-07-04 | ICU_demand |  |  |  | 400.8 |  |  | Relax Interventions 50% | Afghanistan | AFG |  |  | FALSE
2020-07-04 | infections |  |  |  | 37068.76 |  |  | Relax Interventions 50% | Afghanistan | AFG |  |  | FALSE
2020-07-04 | hospital_incidence |  |  |  | 306.94 |  |  | Relax Interventions 50% | Afghanistan | AFG |  |  | FALSE
2020-07-04 | ICU_incidence |  |  |  | 110.49 |  |  | Relax Interventions 50% | Afghanistan | AFG |  |  | FALSE
2020-07-04 | cumulative_infections |  |  |  | 1916173.51 |  |  | Relax Interventions 50% | Afghanistan | AFG |  |  | FALSE
2020-07-05 | hospital_demand |  |  |  | 2751.91 |  |  | Additional 50% Reduction | Afghanistan | AFG |  |  | FALSE
2020-07-05 | ICU_demand |  |  |  | 400.94 |  |  | Additional 50% Reduction | Afghanistan | AFG |  |  | FALSE
2020-07-05 | infections |  |  |  | 37067.33 |  |  | Additional 50% Reduction | Afghanistan | AFG |  |  | FALSE
2020-07-05 | hospital_incidence |  |  |  | 307.06 |  |  | Additional 50% Reduction | Afghanistan | AFG |  |  | FALSE
2020-07-05 | ICU_incidence |  |  |  | 110.53 |  |  | Additional 50% Reduction | Afghanistan | AFG |  |  | FALSE
2020-07-05 | cumulative_infections |  |  |  | 1953240.83 |  |  | Additional 50% Reduction | Afghanistan | AFG |  |  | FALSE
2020-07-05 | hospital_demand |  |  |  | 2751.91 |  |  | Maintain Status Quo | Afghanistan | AFG |  |  | FALSE
2020-07-05 | ICU_demand |  |  |  | 400.94 |  |  | Maintain Status Quo | Afghanistan | AFG |  |  | FALSE
2020-07-05 | infections |  |  |  | 37067.33 |  |  | Maintain Status Quo | Afghanistan | AFG |  |  | FALSE
2020-07-05 | hospital_incidence |  |  |  | 307.06 |  |  | Maintain Status Quo | Afghanistan | AFG |  |  | FALSE
2020-07-05 | ICU_incidence |  |  |  | 110.53 |  |  | Maintain Status Quo | Afghanistan | AFG |  |  | FALSE
2020-07-05 | cumulative_infections |  |  |  | 1953240.83 |  |  | Maintain Status Quo | Afghanistan | AFG |  |  | FALSE
2020-07-05 | hospital_demand |  |  |  | 2751.91 |  |  | Relax Interventions 50% | Afghanistan | AFG |  |  | FALSE
2020-07-05 | ICU_demand |  |  |  | 400.94 |  |  | Relax Interventions 50% | Afghanistan | AFG |  |  | FALSE
2020-07-05 | infections |  |  |  | 37067.33 |  |  | Relax Interventions 50% | Afghanistan | AFG |  |  | FALSE
2020-07-05 | hospital_incidence |  |  |  | 307.06 |  |  | Relax Interventions 50% | Afghanistan | AFG |  |  | FALSE
2020-07-05 | ICU_incidence |  |  |  | 110.53 |  |  | Relax Interventions 50% | Afghanistan | AFG |  |  | FALSE
2020-07-05 | cumulative_infections |  |  |  | 1953240.83 |  |  | Relax Interventions 50% | Afghanistan | AFG |  |  | FALSE
2020-07-06 | hospital_demand |  |  |  | 2757.92 |  |  | Additional 50% Reduction | Afghanistan | AFG |  |  | FALSE
2020-07-06 | ICU_demand |  |  |  | 401.04 |  |  | Additional 50% Reduction | Afghanistan | AFG |  |  | FALSE
2020-07-06 | infections |  |  |  | 37059.34 |  |  | Additional 50% Reduction | Afghanistan | AFG |  |  | FALSE
2020-07-06 | hospital_incidence |  |  |  | 307.11 |  |  | Additional 50% Reduction | Afghanistan | AFG |  |  | FALSE
2020-07-06 | ICU_incidence |  |  |  | 110.55 |  |  | Additional 50% Reduction | Afghanistan | AFG |  |  | FALSE
2020-07-06 | cumulative_infections |  |  |  | 1990300.17 |  |  | Additional 50% Reduction | Afghanistan | AFG |  |  | FALSE
2020-07-06 | hospital_demand |  |  |  | 2757.92 |  |  | Maintain Status Quo | Afghanistan | AFG |  |  | FALSE
2020-07-06 | ICU_demand |  |  |  | 401.04 |  |  | Maintain Status Quo | Afghanistan | AFG |  |  | FALSE
2020-07-06 | infections |  |  |  | 37059.34 |  |  | Maintain Status Quo | Afghanistan | AFG |  |  | FALSE
2020-07-06 | hospital_incidence |  |  |  | 307.11 |  |  | Maintain Status Quo | Afghanistan | AFG |  |  | FALSE
2020-07-06 | ICU_incidence |  |  |  | 110.55 |  |  | Maintain Status Quo | Afghanistan | AFG |  |  | FALSE
2020-07-06 | cumulative_infections |  |  |  | 1990300.17 |  |  | Maintain Status Quo | Afghanistan | AFG |  |  | FALSE
2020-07-06 | hospital_demand |  |  |  | 2757.92 |  |  | Relax Interventions 50% | Afghanistan | AFG |  |  | FALSE
2020-07-06 | ICU_demand |  |  |  | 401.04 |  |  | Relax Interventions 50% | Afghanistan | AFG |  |  | FALSE
2020-07-06 | infections |  |  |  | 37059.34 |  |  | Relax Interventions 50% | Afghanistan | AFG |  |  | FALSE
2020-07-06 | hospital_incidence |  |  |  | 307.11 |  |  | Relax Interventions 50% | Afghanistan | AFG |  |  | FALSE
2020-07-06 | ICU_incidence |  |  |  | 110.55 |  |  | Relax Interventions 50% | Afghanistan | AFG |  |  | FALSE
2020-07-06 | cumulative_infections |  |  |  | 1990300.17 |  |  | Relax Interventions 50% | Afghanistan | AFG |  |  | FALSE
2020-07-07 | hospital_demand |  |  |  | 2763.09 |  |  | Additional 50% Reduction | Afghanistan | AFG |  |  | FALSE
2020-07-07 | ICU_demand |  |  |  | 401.11 |  |  | Additional 50% Reduction | Afghanistan | AFG |  |  | FALSE
2020-07-07 | infections |  |  |  | 37044.79 |  |  | Additional 50% Reduction | Afghanistan | AFG |  |  | FALSE
2020-07-07 | hospital_incidence |  |  |  | 307.11 |  |  | Additional 50% Reduction | Afghanistan | AFG |  |  | FALSE
2020-07-07 | ICU_incidence |  |  |  | 110.55 |  |  | Additional 50% Reduction | Afghanistan | AFG |  |  | FALSE
2020-07-07 | cumulative_infections |  |  |  | 2027344.96 |  |  | Additional 50% Reduction | Afghanistan | AFG |  |  | FALSE
2020-07-07 | hospital_demand |  |  |  | 2763.09 |  |  | Maintain Status Quo | Afghanistan | AFG |  |  | FALSE
2020-07-07 | ICU_demand |  |  |  | 401.11 |  |  | Maintain Status Quo | Afghanistan | AFG |  |  | FALSE
2020-07-07 | infections |  |  |  | 37044.79 |  |  | Maintain Status Quo | Afghanistan | AFG |  |  | FALSE
2020-07-07 | hospital_incidence |  |  |  | 307.11 |  |  | Maintain Status Quo | Afghanistan | AFG |  |  | FALSE
2020-07-07 | ICU_incidence |  |  |  | 110.55 |  |  | Maintain Status Quo | Afghanistan | AFG |  |  | FALSE
2020-07-07 | cumulative_infections |  |  |  | 2027344.96 |  |  | Maintain Status Quo | Afghanistan | AFG |  |  | FALSE
2020-07-07 | hospital_demand |  |  |  | 2763.09 |  |  | Relax Interventions 50% | Afghanistan | AFG |  |  | FALSE
2020-07-07 | ICU_demand |  |  |  | 401.11 |  |  | Relax Interventions 50% | Afghanistan | AFG |  |  | FALSE
2020-07-07 | infections |  |  |  | 37044.79 |  |  | Relax Interventions 50% | Afghanistan | AFG |  |  | FALSE
2020-07-07 | hospital_incidence |  |  |  | 307.11 |  |  | Relax Interventions 50% | Afghanistan | AFG |  |  | FALSE
2020-07-07 | ICU_incidence |  |  |  | 110.55 |  |  | Relax Interventions 50% | Afghanistan | AFG |  |  | FALSE
2020-07-07 | cumulative_infections |  |  |  | 2027344.96 |  |  | Relax Interventions 50% | Afghanistan | AFG |  |  | FALSE
2020-07-08 | hospital_demand |  |  |  | 2767.46 |  |  | Additional 50% Reduction | Afghanistan | AFG |  |  | FALSE
2020-07-08 | ICU_demand |  |  |  | 401.16 |  |  | Additional 50% Reduction | Afghanistan | AFG |  |  | FALSE
2020-07-08 | infections |  |  |  | 37023.69 |  |  | Additional 50% Reduction | Afghanistan | AFG |  |  | FALSE
2020-07-08 | hospital_incidence |  |  |  | 307.04 |  |  | Additional 50% Reduction | Afghanistan | AFG |  |  | FALSE
2020-07-08 | ICU_incidence |  |  |  | 110.53 |  |  | Additional 50% Reduction | Afghanistan | AFG |  |  | FALSE
2020-07-08 | cumulative_infections |  |  |  | 2064368.64 |  |  | Additional 50% Reduction | Afghanistan | AFG |  |  | FALSE
2020-07-08 | hospital_demand |  |  |  | 2767.46 |  |  | Maintain Status Quo | Afghanistan | AFG |  |  | FALSE
2020-07-08 | ICU_demand |  |  |  | 401.16 |  |  | Maintain Status Quo | Afghanistan | AFG |  |  | FALSE
2020-07-08 | infections |  |  |  | 37023.69 |  |  | Maintain Status Quo | Afghanistan | AFG |  |  | FALSE
2020-07-08 | hospital_incidence |  |  |  | 307.04 |  |  | Maintain Status Quo | Afghanistan | AFG |  |  | FALSE
2020-07-08 | ICU_incidence |  |  |  | 110.53 |  |  | Maintain Status Quo | Afghanistan | AFG |  |  | FALSE
2020-07-08 | cumulative_infections |  |  |  | 2064368.64 |  |  | Maintain Status Quo | Afghanistan | AFG |  |  | FALSE
2020-07-08 | hospital_demand |  |  |  | 2767.46 |  |  | Relax Interventions 50% | Afghanistan | AFG |  |  | FALSE
2020-07-08 | ICU_demand |  |  |  | 401.16 |  |  | Relax Interventions 50% | Afghanistan | AFG |  |  | FALSE
2020-07-08 | infections |  |  |  | 37023.69 |  |  | Relax Interventions 50% | Afghanistan | AFG |  |  | FALSE
2020-07-08 | hospital_incidence |  |  |  | 307.04 |  |  | Relax Interventions 50% | Afghanistan | AFG |  |  | FALSE
2020-07-08 | ICU_incidence |  |  |  | 110.53 |  |  | Relax Interventions 50% | Afghanistan | AFG |  |  | FALSE
2020-07-08 | cumulative_infections |  |  |  | 2064368.64 |  |  | Relax Interventions 50% | Afghanistan | AFG |  |  | FALSE
2020-07-09 | hospital_demand |  |  |  | 2771.08 |  |  | Additional 50% Reduction | Afghanistan | AFG |  |  | FALSE
2020-07-09 | ICU_demand |  |  |  | 401.17 |  |  | Additional 50% Reduction | Afghanistan | AFG |  |  | FALSE
2020-07-09 | infections |  |  |  | 36996 |  |  | Additional 50% Reduction | Afghanistan | AFG |  |  | FALSE
2020-07-09 | hospital_incidence |  |  |  | 306.92 |  |  | Additional 50% Reduction | Afghanistan | AFG |  |  | FALSE
2020-07-09 | ICU_incidence |  |  |  | 110.5 |  |  | Additional 50% Reduction | Afghanistan | AFG |  |  | FALSE
2020-07-09 | cumulative_infections |  |  |  | 2101364.65 |  |  | Additional 50% Reduction | Afghanistan | AFG |  |  | FALSE
2020-07-09 | hospital_demand |  |  |  | 2771.08 |  |  | Maintain Status Quo | Afghanistan | AFG |  |  | FALSE
2020-07-09 | ICU_demand |  |  |  | 401.17 |  |  | Maintain Status Quo | Afghanistan | AFG |  |  | FALSE
2020-07-09 | infections |  |  |  | 36996 |  |  | Maintain Status Quo | Afghanistan | AFG |  |  | FALSE
2020-07-09 | hospital_incidence |  |  |  | 306.92 |  |  | Maintain Status Quo | Afghanistan | AFG |  |  | FALSE
2020-07-09 | ICU_incidence |  |  |  | 110.5 |  |  | Maintain Status Quo | Afghanistan | AFG |  |  | FALSE
2020-07-09 | cumulative_infections |  |  |  | 2101364.65 |  |  | Maintain Status Quo | Afghanistan | AFG |  |  | FALSE
2020-07-09 | hospital_demand |  |  |  | 2771.08 |  |  | Relax Interventions 50% | Afghanistan | AFG |  |  | FALSE
2020-07-09 | ICU_demand |  |  |  | 401.17 |  |  | Relax Interventions 50% | Afghanistan | AFG |  |  | FALSE
2020-07-09 | infections |  |  |  | 36996 |  |  | Relax Interventions 50% | Afghanistan | AFG |  |  | FALSE
2020-07-09 | hospital_incidence |  |  |  | 306.92 |  |  | Relax Interventions 50% | Afghanistan | AFG |  |  | FALSE
2020-07-09 | ICU_incidence |  |  |  | 110.5 |  |  | Relax Interventions 50% | Afghanistan | AFG |  |  | FALSE
2020-07-09 | cumulative_infections |  |  |  | 2101364.65 |  |  | Relax Interventions 50% | Afghanistan | AFG |  |  | FALSE
2020-07-10 | hospital_demand |  |  |  | 2773.99 |  |  | Additional 50% Reduction | Afghanistan | AFG |  |  | FALSE
2020-07-10 | ICU_demand |  |  |  | 401.16 |  |  | Additional 50% Reduction | Afghanistan | AFG |  |  | FALSE
2020-07-10 | infections |  |  |  | 36909.08 |  |  | Additional 50% Reduction | Afghanistan | AFG |  |  | FALSE
2020-07-10 | hospital_incidence |  |  |  | 306.74 |  |  | Additional 50% Reduction | Afghanistan | AFG |  |  | FALSE
2020-07-10 | ICU_incidence |  |  |  | 110.44 |  |  | Additional 50% Reduction | Afghanistan | AFG |  |  | FALSE
2020-07-10 | cumulative_infections |  |  |  | 2138273.73 |  |  | Additional 50% Reduction | Afghanistan | AFG |  |  | FALSE
2020-07-10 | hospital_demand |  |  |  | 2773.99 |  |  | Maintain Status Quo | Afghanistan | AFG |  |  | FALSE
2020-07-10 | ICU_demand |  |  |  | 401.16 |  |  | Maintain Status Quo | Afghanistan | AFG |  |  | FALSE
2020-07-10 | infections |  |  |  | 36909.08 |  |  | Maintain Status Quo | Afghanistan | AFG |  |  | FALSE
2020-07-10 | hospital_incidence |  |  |  | 306.74 |  |  | Maintain Status Quo | Afghanistan | AFG |  |  | FALSE
2020-07-10 | ICU_incidence |  |  |  | 110.44 |  |  | Maintain Status Quo | Afghanistan | AFG |  |  | FALSE
2020-07-10 | cumulative_infections |  |  |  | 2138273.73 |  |  | Maintain Status Quo | Afghanistan | AFG |  |  | FALSE
2020-07-10 | hospital_demand |  |  |  | 2773.99 |  |  | Relax Interventions 50% | Afghanistan | AFG |  |  | FALSE
2020-07-10 | ICU_demand |  |  |  | 401.16 |  |  | Relax Interventions 50% | Afghanistan | AFG |  |  | FALSE
2020-07-10 | infections |  |  |  | 36909.08 |  |  | Relax Interventions 50% | Afghanistan | AFG |  |  | FALSE
2020-07-10 | hospital_incidence |  |  |  | 306.74 |  |  | Relax Interventions 50% | Afghanistan | AFG |  |  | FALSE
2020-07-10 | ICU_incidence |  |  |  | 110.44 |  |  | Relax Interventions 50% | Afghanistan | AFG |  |  | FALSE
2020-07-10 | cumulative_infections |  |  |  | 2138273.73 |  |  | Relax Interventions 50% | Afghanistan | AFG |  |  | FALSE
2020-07-11 | hospital_demand |  |  |  | 2776.18 |  |  | Additional 50% Reduction | Afghanistan | AFG |  |  | FALSE
2020-07-11 | ICU_demand |  |  |  | 401.11 |  |  | Additional 50% Reduction | Afghanistan | AFG |  |  | FALSE
2020-07-11 | infections |  |  |  | 36760.29 |  |  | Additional 50% Reduction | Afghanistan | AFG |  |  | FALSE
2020-07-11 | hospital_incidence |  |  |  | 306.44 |  |  | Additional 50% Reduction | Afghanistan | AFG |  |  | FALSE
2020-07-11 | ICU_incidence |  |  |  | 110.34 |  |  | Additional 50% Reduction | Afghanistan | AFG |  |  | FALSE
2020-07-11 | cumulative_infections |  |  |  | 2175034.02 |  |  | Additional 50% Reduction | Afghanistan | AFG |  |  | FALSE
2020-07-11 | hospital_demand |  |  |  | 2776.18 |  |  | Maintain Status Quo | Afghanistan | AFG |  |  | FALSE
2020-07-11 | ICU_demand |  |  |  | 401.11 |  |  | Maintain Status Quo | Afghanistan | AFG |  |  | FALSE
2020-07-11 | infections |  |  |  | 36760.29 |  |  | Maintain Status Quo | Afghanistan | AFG |  |  | FALSE
2020-07-11 | hospital_incidence |  |  |  | 306.44 |  |  | Maintain Status Quo | Afghanistan | AFG |  |  | FALSE
2020-07-11 | ICU_incidence |  |  |  | 110.34 |  |  | Maintain Status Quo | Afghanistan | AFG |  |  | FALSE
2020-07-11 | cumulative_infections |  |  |  | 2175034.02 |  |  | Maintain Status Quo | Afghanistan | AFG |  |  | FALSE
2020-07-11 | hospital_demand |  |  |  | 2776.18 |  |  | Relax Interventions 50% | Afghanistan | AFG |  |  | FALSE
2020-07-11 | ICU_demand |  |  |  | 401.11 |  |  | Relax Interventions 50% | Afghanistan | AFG |  |  | FALSE
2020-07-11 | infections |  |  |  | 36760.29 |  |  | Relax Interventions 50% | Afghanistan | AFG |  |  | FALSE
2020-07-11 | hospital_incidence |  |  |  | 306.44 |  |  | Relax Interventions 50% | Afghanistan | AFG |  |  | FALSE
2020-07-11 | ICU_incidence |  |  |  | 110.34 |  |  | Relax Interventions 50% | Afghanistan | AFG |  |  | FALSE
2020-07-11 | cumulative_infections |  |  |  | 2175034.02 |  |  | Relax Interventions 50% | Afghanistan | AFG |  |  | FALSE
2020-07-12 | hospital_demand |  |  |  | 2777.59 |  |  | Additional 50% Reduction | Afghanistan | AFG |  |  | FALSE
2020-07-12 | ICU_demand |  |  |  | 401.01 |  |  | Additional 50% Reduction | Afghanistan | AFG |  |  | FALSE
2020-07-12 | infections |  |  |  | 36590.91 |  |  | Additional 50% Reduction | Afghanistan | AFG |  |  | FALSE
2020-07-12 | hospital_incidence |  |  |  | 305.96 |  |  | Additional 50% Reduction | Afghanistan | AFG |  |  | FALSE
2020-07-12 | ICU_incidence |  |  |  | 110.17 |  |  | Additional 50% Reduction | Afghanistan | AFG |  |  | FALSE
2020-07-12 | cumulative_infections |  |  |  | 2211624.93 |  |  | Additional 50% Reduction | Afghanistan | AFG |  |  | FALSE
2020-07-12 | hospital_demand |  |  |  | 2777.59 |  |  | Maintain Status Quo | Afghanistan | AFG |  |  | FALSE
2020-07-12 | ICU_demand |  |  |  | 401.01 |  |  | Maintain Status Quo | Afghanistan | AFG |  |  | FALSE
2020-07-12 | infections |  |  |  | 36590.91 |  |  | Maintain Status Quo | Afghanistan | AFG |  |  | FALSE
2020-07-12 | hospital_incidence |  |  |  | 305.96 |  |  | Maintain Status Quo | Afghanistan | AFG |  |  | FALSE
2020-07-12 | ICU_incidence |  |  |  | 110.17 |  |  | Maintain Status Quo | Afghanistan | AFG |  |  | FALSE
2020-07-12 | cumulative_infections |  |  |  | 2211624.93 |  |  | Maintain Status Quo | Afghanistan | AFG |  |  | FALSE
2020-07-12 | hospital_demand |  |  |  | 2777.59 |  |  | Relax Interventions 50% | Afghanistan | AFG |  |  | FALSE
2020-07-12 | ICU_demand |  |  |  | 401.01 |  |  | Relax Interventions 50% | Afghanistan | AFG |  |  | FALSE
2020-07-12 | infections |  |  |  | 36590.91 |  |  | Relax Interventions 50% | Afghanistan | AFG |  |  | FALSE
2020-07-12 | hospital_incidence |  |  |  | 305.96 |  |  | Relax Interventions 50% | Afghanistan | AFG |  |  | FALSE
2020-07-12 | ICU_incidence |  |  |  | 110.17 |  |  | Relax Interventions 50% | Afghanistan | AFG |  |  | FALSE
2020-07-12 | cumulative_infections |  |  |  | 2211624.93 |  |  | Relax Interventions 50% | Afghanistan | AFG |  |  | FALSE
2020-07-13 | hospital_demand |  |  |  | 2778.11 |  |  | Additional 50% Reduction | Afghanistan | AFG |  |  | FALSE
2020-07-13 | ICU_demand |  |  |  | 400.82 |  |  | Additional 50% Reduction | Afghanistan | AFG |  |  | FALSE
2020-07-13 | infections |  |  |  | 36416.45 |  |  | Additional 50% Reduction | Afghanistan | AFG |  |  | FALSE
2020-07-13 | hospital_incidence |  |  |  | 305.27 |  |  | Additional 50% Reduction | Afghanistan | AFG |  |  | FALSE
2020-07-13 | ICU_incidence |  |  |  | 109.92 |  |  | Additional 50% Reduction | Afghanistan | AFG |  |  | FALSE
2020-07-13 | cumulative_infections |  |  |  | 2248041.38 |  |  | Additional 50% Reduction | Afghanistan | AFG |  |  | FALSE
2020-07-13 | hospital_demand |  |  |  | 2778.11 |  |  | Maintain Status Quo | Afghanistan | AFG |  |  | FALSE
2020-07-13 | ICU_demand |  |  |  | 400.82 |  |  | Maintain Status Quo | Afghanistan | AFG |  |  | FALSE
2020-07-13 | infections |  |  |  | 36416.45 |  |  | Maintain Status Quo | Afghanistan | AFG |  |  | FALSE
2020-07-13 | hospital_incidence |  |  |  | 305.27 |  |  | Maintain Status Quo | Afghanistan | AFG |  |  | FALSE
2020-07-13 | ICU_incidence |  |  |  | 109.92 |  |  | Maintain Status Quo | Afghanistan | AFG |  |  | FALSE
2020-07-13 | cumulative_infections |  |  |  | 2248041.38 |  |  | Maintain Status Quo | Afghanistan | AFG |  |  | FALSE
2020-07-13 | hospital_demand |  |  |  | 2778.11 |  |  | Relax Interventions 50% | Afghanistan | AFG |  |  | FALSE
2020-07-13 | ICU_demand |  |  |  | 400.82 |  |  | Relax Interventions 50% | Afghanistan | AFG |  |  | FALSE
2020-07-13 | infections |  |  |  | 36416.45 |  |  | Relax Interventions 50% | Afghanistan | AFG |  |  | FALSE
2020-07-13 | hospital_incidence |  |  |  | 305.27 |  |  | Relax Interventions 50% | Afghanistan | AFG |  |  | FALSE
2020-07-13 | ICU_incidence |  |  |  | 109.92 |  |  | Relax Interventions 50% | Afghanistan | AFG |  |  | FALSE
2020-07-13 | cumulative_infections |  |  |  | 2248041.38 |  |  | Relax Interventions 50% | Afghanistan | AFG |  |  | FALSE
2020-07-14 | hospital_demand |  |  |  | 2777.62 |  |  | Additional 50% Reduction | Afghanistan | AFG |  |  | FALSE
2020-07-14 | ICU_demand |  |  |  | 400.54 |  |  | Additional 50% Reduction | Afghanistan | AFG |  |  | FALSE
2020-07-14 | infections |  |  |  | 36240.97 |  |  | Additional 50% Reduction | Afghanistan | AFG |  |  | FALSE
2020-07-14 | hospital_incidence |  |  |  | 304.38 |  |  | Additional 50% Reduction | Afghanistan | AFG |  |  | FALSE
2020-07-14 | ICU_incidence |  |  |  | 109.59 |  |  | Additional 50% Reduction | Afghanistan | AFG |  |  | FALSE
2020-07-14 | cumulative_infections |  |  |  | 2284282.34 |  |  | Additional 50% Reduction | Afghanistan | AFG |  |  | FALSE
2020-07-14 | hospital_demand |  |  |  | 2777.62 |  |  | Maintain Status Quo | Afghanistan | AFG |  |  | FALSE
2020-07-14 | ICU_demand |  |  |  | 400.54 |  |  | Maintain Status Quo | Afghanistan | AFG |  |  | FALSE
2020-07-14 | infections |  |  |  | 36240.97 |  |  | Maintain Status Quo | Afghanistan | AFG |  |  | FALSE
2020-07-14 | hospital_incidence |  |  |  | 304.38 |  |  | Maintain Status Quo | Afghanistan | AFG |  |  | FALSE
2020-07-14 | ICU_incidence |  |  |  | 109.59 |  |  | Maintain Status Quo | Afghanistan | AFG |  |  | FALSE
2020-07-14 | cumulative_infections |  |  |  | 2284282.34 |  |  | Maintain Status Quo | Afghanistan | AFG |  |  | FALSE
2020-07-14 | hospital_demand |  |  |  | 2777.62 |  |  | Relax Interventions 50% | Afghanistan | AFG |  |  | FALSE
2020-07-14 | ICU_demand |  |  |  | 400.54 |  |  | Relax Interventions 50% | Afghanistan | AFG |  |  | FALSE
2020-07-14 | infections |  |  |  | 36240.97 |  |  | Relax Interventions 50% | Afghanistan | AFG |  |  | FALSE
2020-07-14 | hospital_incidence |  |  |  | 304.38 |  |  | Relax Interventions 50% | Afghanistan | AFG |  |  | FALSE
2020-07-14 | ICU_incidence |  |  |  | 109.59 |  |  | Relax Interventions 50% | Afghanistan | AFG |  |  | FALSE
2020-07-14 | cumulative_infections |  |  |  | 2284282.34 |  |  | Relax Interventions 50% | Afghanistan | AFG |  |  | FALSE
2020-07-15 | hospital_demand |  |  |  | 2776.05 |  |  | Additional 50% Reduction | Afghanistan | AFG |  |  | FALSE
2020-07-15 | ICU_demand |  |  |  | 400.18 |  |  | Additional 50% Reduction | Afghanistan | AFG |  |  | FALSE
2020-07-15 | infections |  |  |  | 36064.21 |  |  | Additional 50% Reduction | Afghanistan | AFG |  |  | FALSE
2020-07-15 | hospital_incidence |  |  |  | 303.33 |  |  | Additional 50% Reduction | Afghanistan | AFG |  |  | FALSE
2020-07-15 | ICU_incidence |  |  |  | 109.21 |  |  | Additional 50% Reduction | Afghanistan | AFG |  |  | FALSE
2020-07-15 | cumulative_infections |  |  |  | 2320346.55 |  |  | Additional 50% Reduction | Afghanistan | AFG |  |  | FALSE
2020-07-15 | hospital_demand |  |  |  | 2776.05 |  |  | Maintain Status Quo | Afghanistan | AFG |  |  | FALSE
2020-07-15 | ICU_demand |  |  |  | 400.18 |  |  | Maintain Status Quo | Afghanistan | AFG |  |  | FALSE
2020-07-15 | infections |  |  |  | 36064.21 |  |  | Maintain Status Quo | Afghanistan | AFG |  |  | FALSE
2020-07-15 | hospital_incidence |  |  |  | 303.33 |  |  | Maintain Status Quo | Afghanistan | AFG |  |  | FALSE
2020-07-15 | ICU_incidence |  |  |  | 109.21 |  |  | Maintain Status Quo | Afghanistan | AFG |  |  | FALSE
2020-07-15 | cumulative_infections |  |  |  | 2320346.55 |  |  | Maintain Status Quo | Afghanistan | AFG |  |  | FALSE
2020-07-15 | hospital_demand |  |  |  | 2776.05 |  |  | Relax Interventions 50% | Afghanistan | AFG |  |  | FALSE
2020-07-15 | ICU_demand |  |  |  | 400.18 |  |  | Relax Interventions 50% | Afghanistan | AFG |  |  | FALSE
2020-07-15 | infections |  |  |  | 36064.21 |  |  | Relax Interventions 50% | Afghanistan | AFG |  |  | FALSE
2020-07-15 | hospital_incidence |  |  |  | 303.33 |  |  | Relax Interventions 50% | Afghanistan | AFG |  |  | FALSE
2020-07-15 | ICU_incidence |  |  |  | 109.21 |  |  | Relax Interventions 50% | Afghanistan | AFG |  |  | FALSE
2020-07-15 | cumulative_infections |  |  |  | 2320346.55 |  |  | Relax Interventions 50% | Afghanistan | AFG |  |  | FALSE
2020-07-16 | hospital_demand |  |  |  | 2773.34 |  |  | Additional 50% Reduction | Afghanistan | AFG |  |  | FALSE
2020-07-16 | ICU_demand |  |  |  | 399.74 |  |  | Additional 50% Reduction | Afghanistan | AFG |  |  | FALSE
2020-07-16 | infections |  |  |  | 35884.99 |  |  | Additional 50% Reduction | Afghanistan | AFG |  |  | FALSE
2020-07-16 | hospital_incidence |  |  |  | 302.14 |  |  | Additional 50% Reduction | Afghanistan | AFG |  |  | FALSE
2020-07-16 | ICU_incidence |  |  |  | 108.77 |  |  | Additional 50% Reduction | Afghanistan | AFG |  |  | FALSE
2020-07-16 | cumulative_infections |  |  |  | 2356231.54 |  |  | Additional 50% Reduction | Afghanistan | AFG |  |  | FALSE
2020-07-16 | hospital_demand |  |  |  | 2773.34 |  |  | Maintain Status Quo | Afghanistan | AFG |  |  | FALSE
2020-07-16 | ICU_demand |  |  |  | 399.74 |  |  | Maintain Status Quo | Afghanistan | AFG |  |  | FALSE
2020-07-16 | infections |  |  |  | 35884.99 |  |  | Maintain Status Quo | Afghanistan | AFG |  |  | FALSE
2020-07-16 | hospital_incidence |  |  |  | 302.14 |  |  | Maintain Status Quo | Afghanistan | AFG |  |  | FALSE
2020-07-16 | ICU_incidence |  |  |  | 108.77 |  |  | Maintain Status Quo | Afghanistan | AFG |  |  | FALSE
2020-07-16 | cumulative_infections |  |  |  | 2356231.54 |  |  | Maintain Status Quo | Afghanistan | AFG |  |  | FALSE
2020-07-16 | hospital_demand |  |  |  | 2773.34 |  |  | Relax Interventions 50% | Afghanistan | AFG |  |  | FALSE
2020-07-16 | ICU_demand |  |  |  | 399.74 |  |  | Relax Interventions 50% | Afghanistan | AFG |  |  | FALSE
2020-07-16 | infections |  |  |  | 35884.99 |  |  | Relax Interventions 50% | Afghanistan | AFG |  |  | FALSE
2020-07-16 | hospital_incidence |  |  |  | 302.14 |  |  | Relax Interventions 50% | Afghanistan | AFG |  |  | FALSE
2020-07-16 | ICU_incidence |  |  |  | 108.77 |  |  | Relax Interventions 50% | Afghanistan | AFG |  |  | FALSE
2020-07-16 | cumulative_infections |  |  |  | 2356231.54 |  |  | Relax Interventions 50% | Afghanistan | AFG |  |  | FALSE
2020-07-17 | hospital_demand |  |  |  | 2769.48 |  |  | Additional 50% Reduction | Afghanistan | AFG |  |  | FALSE
2020-07-17 | ICU_demand |  |  |  | 399.24 |  |  | Additional 50% Reduction | Afghanistan | AFG |  |  | FALSE
2020-07-17 | infections |  |  |  | 35702.23 |  |  | Additional 50% Reduction | Afghanistan | AFG |  |  | FALSE
2020-07-17 | hospital_incidence |  |  |  | 300.84 |  |  | Additional 50% Reduction | Afghanistan | AFG |  |  | FALSE
2020-07-17 | ICU_incidence |  |  |  | 108.29 |  |  | Additional 50% Reduction | Afghanistan | AFG |  |  | FALSE
2020-07-17 | cumulative_infections |  |  |  | 2391933.78 |  |  | Additional 50% Reduction | Afghanistan | AFG |  |  | FALSE
2020-07-17 | hospital_demand |  |  |  | 2769.48 |  |  | Maintain Status Quo | Afghanistan | AFG |  |  | FALSE
2020-07-17 | ICU_demand |  |  |  | 399.24 |  |  | Maintain Status Quo | Afghanistan | AFG |  |  | FALSE
2020-07-17 | infections |  |  |  | 35702.23 |  |  | Maintain Status Quo | Afghanistan | AFG |  |  | FALSE
2020-07-17 | hospital_incidence |  |  |  | 300.84 |  |  | Maintain Status Quo | Afghanistan | AFG |  |  | FALSE
2020-07-17 | ICU_incidence |  |  |  | 108.29 |  |  | Maintain Status Quo | Afghanistan | AFG |  |  | FALSE
2020-07-17 | cumulative_infections |  |  |  | 2391933.78 |  |  | Maintain Status Quo | Afghanistan | AFG |  |  | FALSE
2020-07-17 | hospital_demand |  |  |  | 2769.48 |  |  | Relax Interventions 50% | Afghanistan | AFG |  |  | FALSE
2020-07-17 | ICU_demand |  |  |  | 399.24 |  |  | Relax Interventions 50% | Afghanistan | AFG |  |  | FALSE
2020-07-17 | infections |  |  |  | 35702.23 |  |  | Relax Interventions 50% | Afghanistan | AFG |  |  | FALSE
2020-07-17 | hospital_incidence |  |  |  | 300.84 |  |  | Relax Interventions 50% | Afghanistan | AFG |  |  | FALSE
2020-07-17 | ICU_incidence |  |  |  | 108.29 |  |  | Relax Interventions 50% | Afghanistan | AFG |  |  | FALSE
2020-07-17 | cumulative_infections |  |  |  | 2391933.78 |  |  | Relax Interventions 50% | Afghanistan | AFG |  |  | FALSE
2020-07-18 | hospital_demand |  |  |  | 2764.51 |  |  | Additional 50% Reduction | Afghanistan | AFG |  |  | FALSE
2020-07-18 | ICU_demand |  |  |  | 398.69 |  |  | Additional 50% Reduction | Afghanistan | AFG |  |  | FALSE
2020-07-18 | infections |  |  |  | 35515.28 |  |  | Additional 50% Reduction | Afghanistan | AFG |  |  | FALSE
2020-07-18 | hospital_incidence |  |  |  | 299.45 |  |  | Additional 50% Reduction | Afghanistan | AFG |  |  | FALSE
2020-07-18 | ICU_incidence |  |  |  | 107.78 |  |  | Additional 50% Reduction | Afghanistan | AFG |  |  | FALSE
2020-07-18 | cumulative_infections |  |  |  | 2427449.05 |  |  | Additional 50% Reduction | Afghanistan | AFG |  |  | FALSE
2020-07-18 | hospital_demand |  |  |  | 2764.51 |  |  | Maintain Status Quo | Afghanistan | AFG |  |  | FALSE
2020-07-18 | ICU_demand |  |  |  | 398.69 |  |  | Maintain Status Quo | Afghanistan | AFG |  |  | FALSE
2020-07-18 | infections |  |  |  | 35515.28 |  |  | Maintain Status Quo | Afghanistan | AFG |  |  | FALSE
2020-07-18 | hospital_incidence |  |  |  | 299.45 |  |  | Maintain Status Quo | Afghanistan | AFG |  |  | FALSE
2020-07-18 | ICU_incidence |  |  |  | 107.78 |  |  | Maintain Status Quo | Afghanistan | AFG |  |  | FALSE
2020-07-18 | cumulative_infections |  |  |  | 2427449.05 |  |  | Maintain Status Quo | Afghanistan | AFG |  |  | FALSE
2020-07-18 | hospital_demand |  |  |  | 2764.51 |  |  | Relax Interventions 50% | Afghanistan | AFG |  |  | FALSE
2020-07-18 | ICU_demand |  |  |  | 398.69 |  |  | Relax Interventions 50% | Afghanistan | AFG |  |  | FALSE
2020-07-18 | infections |  |  |  | 35515.28 |  |  | Relax Interventions 50% | Afghanistan | AFG |  |  | FALSE
2020-07-18 | hospital_incidence |  |  |  | 299.45 |  |  | Relax Interventions 50% | Afghanistan | AFG |  |  | FALSE
2020-07-18 | ICU_incidence |  |  |  | 107.78 |  |  | Relax Interventions 50% | Afghanistan | AFG |  |  | FALSE
2020-07-18 | cumulative_infections |  |  |  | 2427449.05 |  |  | Relax Interventions 50% | Afghanistan | AFG |  |  | FALSE
2020-07-19 | hospital_demand |  |  |  | 2758.45 |  |  | Additional 50% Reduction | Afghanistan | AFG |  |  | FALSE
2020-07-19 | ICU_demand |  |  |  | 398.09 |  |  | Additional 50% Reduction | Afghanistan | AFG |  |  | FALSE
2020-07-19 | infections |  |  |  | 35323.82 |  |  | Additional 50% Reduction | Afghanistan | AFG |  |  | FALSE
2020-07-19 | hospital_incidence |  |  |  | 297.99 |  |  | Additional 50% Reduction | Afghanistan | AFG |  |  | FALSE
2020-07-19 | ICU_incidence |  |  |  | 107.24 |  |  | Additional 50% Reduction | Afghanistan | AFG |  |  | FALSE
2020-07-19 | cumulative_infections |  |  |  | 2462772.87 |  |  | Additional 50% Reduction | Afghanistan | AFG |  |  | FALSE
2020-07-19 | hospital_demand |  |  |  | 2758.45 |  |  | Maintain Status Quo | Afghanistan | AFG |  |  | FALSE
2020-07-19 | ICU_demand |  |  |  | 398.09 |  |  | Maintain Status Quo | Afghanistan | AFG |  |  | FALSE
2020-07-19 | infections |  |  |  | 35323.82 |  |  | Maintain Status Quo | Afghanistan | AFG |  |  | FALSE
2020-07-19 | hospital_incidence |  |  |  | 297.99 |  |  | Maintain Status Quo | Afghanistan | AFG |  |  | FALSE
2020-07-19 | ICU_incidence |  |  |  | 107.24 |  |  | Maintain Status Quo | Afghanistan | AFG |  |  | FALSE
2020-07-19 | cumulative_infections |  |  |  | 2462772.87 |  |  | Maintain Status Quo | Afghanistan | AFG |  |  | FALSE
2020-07-19 | hospital_demand |  |  |  | 2758.45 |  |  | Relax Interventions 50% | Afghanistan | AFG |  |  | FALSE
2020-07-19 | ICU_demand |  |  |  | 398.09 |  |  | Relax Interventions 50% | Afghanistan | AFG |  |  | FALSE
2020-07-19 | infections |  |  |  | 35323.82 |  |  | Relax Interventions 50% | Afghanistan | AFG |  |  | FALSE
2020-07-19 | hospital_incidence |  |  |  | 297.99 |  |  | Relax Interventions 50% | Afghanistan | AFG |  |  | FALSE
2020-07-19 | ICU_incidence |  |  |  | 107.24 |  |  | Relax Interventions 50% | Afghanistan | AFG |  |  | FALSE
2020-07-19 | cumulative_infections |  |  |  | 2462772.87 |  |  | Relax Interventions 50% | Afghanistan | AFG |  |  | FALSE
2020-07-20 | hospital_demand |  |  |  | 2751.36 |  |  | Additional 50% Reduction | Afghanistan | AFG |  |  | FALSE
2020-07-20 | ICU_demand |  |  |  | 397.46 |  |  | Additional 50% Reduction | Afghanistan | AFG |  |  | FALSE
2020-07-20 | infections |  |  |  | 35127.77 |  |  | Additional 50% Reduction | Afghanistan | AFG |  |  | FALSE
2020-07-20 | hospital_incidence |  |  |  | 296.47 |  |  | Additional 50% Reduction | Afghanistan | AFG |  |  | FALSE
2020-07-20 | ICU_incidence |  |  |  | 106.69 |  |  | Additional 50% Reduction | Afghanistan | AFG |  |  | FALSE
2020-07-20 | cumulative_infections |  |  |  | 2497900.64 |  |  | Additional 50% Reduction | Afghanistan | AFG |  |  | FALSE
2020-07-20 | hospital_demand |  |  |  | 2751.36 |  |  | Maintain Status Quo | Afghanistan | AFG |  |  | FALSE
2020-07-20 | ICU_demand |  |  |  | 397.46 |  |  | Maintain Status Quo | Afghanistan | AFG |  |  | FALSE
2020-07-20 | infections |  |  |  | 35127.77 |  |  | Maintain Status Quo | Afghanistan | AFG |  |  | FALSE
2020-07-20 | hospital_incidence |  |  |  | 296.47 |  |  | Maintain Status Quo | Afghanistan | AFG |  |  | FALSE
2020-07-20 | ICU_incidence |  |  |  | 106.69 |  |  | Maintain Status Quo | Afghanistan | AFG |  |  | FALSE
2020-07-20 | cumulative_infections |  |  |  | 2497900.64 |  |  | Maintain Status Quo | Afghanistan | AFG |  |  | FALSE
2020-07-20 | hospital_demand |  |  |  | 2751.36 |  |  | Relax Interventions 50% | Afghanistan | AFG |  |  | FALSE
2020-07-20 | ICU_demand |  |  |  | 397.46 |  |  | Relax Interventions 50% | Afghanistan | AFG |  |  | FALSE
2020-07-20 | infections |  |  |  | 35127.77 |  |  | Relax Interventions 50% | Afghanistan | AFG |  |  | FALSE
2020-07-20 | hospital_incidence |  |  |  | 296.47 |  |  | Relax Interventions 50% | Afghanistan | AFG |  |  | FALSE
2020-07-20 | ICU_incidence |  |  |  | 106.69 |  |  | Relax Interventions 50% | Afghanistan | AFG |  |  | FALSE
2020-07-20 | cumulative_infections |  |  |  | 2497900.64 |  |  | Relax Interventions 50% | Afghanistan | AFG |  |  | FALSE
2020-07-21 | hospital_demand |  |  |  | 2743.31 |  |  | Additional 50% Reduction | Afghanistan | AFG |  |  | FALSE
2020-07-21 | ICU_demand |  |  |  | 396.79 |  |  | Additional 50% Reduction | Afghanistan | AFG |  |  | FALSE
2020-07-21 | infections |  |  |  | 34927.18 |  |  | Additional 50% Reduction | Afghanistan | AFG |  |  | FALSE
2020-07-21 | hospital_incidence |  |  |  | 294.9 |  |  | Additional 50% Reduction | Afghanistan | AFG |  |  | FALSE
2020-07-21 | ICU_incidence |  |  |  | 106.11 |  |  | Additional 50% Reduction | Afghanistan | AFG |  |  | FALSE
2020-07-21 | cumulative_infections |  |  |  | 2532827.82 |  |  | Additional 50% Reduction | Afghanistan | AFG |  |  | FALSE
2020-07-21 | hospital_demand |  |  |  | 2743.31 |  |  | Maintain Status Quo | Afghanistan | AFG |  |  | FALSE
2020-07-21 | ICU_demand |  |  |  | 396.79 |  |  | Maintain Status Quo | Afghanistan | AFG |  |  | FALSE
2020-07-21 | infections |  |  |  | 34927.18 |  |  | Maintain Status Quo | Afghanistan | AFG |  |  | FALSE
2020-07-21 | hospital_incidence |  |  |  | 294.9 |  |  | Maintain Status Quo | Afghanistan | AFG |  |  | FALSE
2020-07-21 | ICU_incidence |  |  |  | 106.11 |  |  | Maintain Status Quo | Afghanistan | AFG |  |  | FALSE
2020-07-21 | cumulative_infections |  |  |  | 2532827.82 |  |  | Maintain Status Quo | Afghanistan | AFG |  |  | FALSE
2020-07-21 | hospital_demand |  |  |  | 2743.31 |  |  | Relax Interventions 50% | Afghanistan | AFG |  |  | FALSE
2020-07-21 | ICU_demand |  |  |  | 396.79 |  |  | Relax Interventions 50% | Afghanistan | AFG |  |  | FALSE
2020-07-21 | infections |  |  |  | 34927.18 |  |  | Relax Interventions 50% | Afghanistan | AFG |  |  | FALSE
2020-07-21 | hospital_incidence |  |  |  | 294.9 |  |  | Relax Interventions 50% | Afghanistan | AFG |  |  | FALSE
2020-07-21 | ICU_incidence |  |  |  | 106.11 |  |  | Relax Interventions 50% | Afghanistan | AFG |  |  | FALSE
2020-07-21 | cumulative_infections |  |  |  | 2532827.82 |  |  | Relax Interventions 50% | Afghanistan | AFG |  |  | FALSE
2020-07-22 | hospital_demand |  |  |  | 2734.36 |  |  | Additional 50% Reduction | Afghanistan | AFG |  |  | FALSE
2020-07-22 | ICU_demand |  |  |  | 396.09 |  |  | Additional 50% Reduction | Afghanistan | AFG |  |  | FALSE
2020-07-22 | infections |  |  |  | 34722.16 |  |  | Additional 50% Reduction | Afghanistan | AFG |  |  | FALSE
2020-07-22 | hospital_incidence |  |  |  | 293.28 |  |  | Additional 50% Reduction | Afghanistan | AFG |  |  | FALSE
2020-07-22 | ICU_incidence |  |  |  | 105.53 |  |  | Additional 50% Reduction | Afghanistan | AFG |  |  | FALSE
2020-07-22 | cumulative_infections |  |  |  | 2567549.98 |  |  | Additional 50% Reduction | Afghanistan | AFG |  |  | FALSE
2020-07-22 | hospital_demand |  |  |  | 2734.36 |  |  | Maintain Status Quo | Afghanistan | AFG |  |  | FALSE
2020-07-22 | ICU_demand |  |  |  | 396.09 |  |  | Maintain Status Quo | Afghanistan | AFG |  |  | FALSE
2020-07-22 | infections |  |  |  | 34722.16 |  |  | Maintain Status Quo | Afghanistan | AFG |  |  | FALSE
2020-07-22 | hospital_incidence |  |  |  | 293.28 |  |  | Maintain Status Quo | Afghanistan | AFG |  |  | FALSE
2020-07-22 | ICU_incidence |  |  |  | 105.53 |  |  | Maintain Status Quo | Afghanistan | AFG |  |  | FALSE
2020-07-22 | cumulative_infections |  |  |  | 2567549.98 |  |  | Maintain Status Quo | Afghanistan | AFG |  |  | FALSE
2020-07-22 | hospital_demand |  |  |  | 2734.36 |  |  | Relax Interventions 50% | Afghanistan | AFG |  |  | FALSE
2020-07-22 | ICU_demand |  |  |  | 396.09 |  |  | Relax Interventions 50% | Afghanistan | AFG |  |  | FALSE
2020-07-22 | infections |  |  |  | 34722.16 |  |  | Relax Interventions 50% | Afghanistan | AFG |  |  | FALSE
2020-07-22 | hospital_incidence |  |  |  | 293.28 |  |  | Relax Interventions 50% | Afghanistan | AFG |  |  | FALSE
2020-07-22 | ICU_incidence |  |  |  | 105.53 |  |  | Relax Interventions 50% | Afghanistan | AFG |  |  | FALSE
2020-07-22 | cumulative_infections |  |  |  | 2567549.98 |  |  | Relax Interventions 50% | Afghanistan | AFG |  |  | FALSE
2020-07-23 | hospital_demand |  |  |  | 2724.57 |  |  | Additional 50% Reduction | Afghanistan | AFG |  |  | FALSE
2020-07-23 | ICU_demand |  |  |  | 395.36 |  |  | Additional 50% Reduction | Afghanistan | AFG |  |  | FALSE
2020-07-23 | infections |  |  |  | 34512.91 |  |  | Additional 50% Reduction | Afghanistan | AFG |  |  | FALSE
2020-07-23 | hospital_incidence |  |  |  | 291.62 |  |  | Additional 50% Reduction | Afghanistan | AFG |  |  | FALSE
2020-07-23 | ICU_incidence |  |  |  | 104.92 |  |  | Additional 50% Reduction | Afghanistan | AFG |  |  | FALSE
2020-07-23 | cumulative_infections |  |  |  | 2602062.89 |  |  | Additional 50% Reduction | Afghanistan | AFG |  |  | FALSE
2020-07-23 | hospital_demand |  |  |  | 2724.57 |  |  | Maintain Status Quo | Afghanistan | AFG |  |  | FALSE
2020-07-23 | ICU_demand |  |  |  | 395.36 |  |  | Maintain Status Quo | Afghanistan | AFG |  |  | FALSE
2020-07-23 | infections |  |  |  | 34512.91 |  |  | Maintain Status Quo | Afghanistan | AFG |  |  | FALSE
2020-07-23 | hospital_incidence |  |  |  | 291.62 |  |  | Maintain Status Quo | Afghanistan | AFG |  |  | FALSE
2020-07-23 | ICU_incidence |  |  |  | 104.92 |  |  | Maintain Status Quo | Afghanistan | AFG |  |  | FALSE
2020-07-23 | cumulative_infections |  |  |  | 2602062.89 |  |  | Maintain Status Quo | Afghanistan | AFG |  |  | FALSE
2020-07-23 | hospital_demand |  |  |  | 2724.57 |  |  | Relax Interventions 50% | Afghanistan | AFG |  |  | FALSE
2020-07-23 | ICU_demand |  |  |  | 395.36 |  |  | Relax Interventions 50% | Afghanistan | AFG |  |  | FALSE
2020-07-23 | infections |  |  |  | 34512.91 |  |  | Relax Interventions 50% | Afghanistan | AFG |  |  | FALSE
2020-07-23 | hospital_incidence |  |  |  | 291.62 |  |  | Relax Interventions 50% | Afghanistan | AFG |  |  | FALSE
2020-07-23 | ICU_incidence |  |  |  | 104.92 |  |  | Relax Interventions 50% | Afghanistan | AFG |  |  | FALSE
2020-07-23 | cumulative_infections |  |  |  | 2602062.89 |  |  | Relax Interventions 50% | Afghanistan | AFG |  |  | FALSE
2020-07-24 | hospital_demand |  |  |  | 2714.01 |  |  | Additional 50% Reduction | Afghanistan | AFG |  |  | FALSE
2020-07-24 | ICU_demand |  |  |  | 394.62 |  |  | Additional 50% Reduction | Afghanistan | AFG |  |  | FALSE
2020-07-24 | infections |  |  |  | 34474.71 |  |  | Additional 50% Reduction | Afghanistan | AFG |  |  | FALSE
2020-07-24 | hospital_incidence |  |  |  | 289.94 |  |  | Additional 50% Reduction | Afghanistan | AFG |  |  | FALSE
2020-07-24 | ICU_incidence |  |  |  | 104.32 |  |  | Additional 50% Reduction | Afghanistan | AFG |  |  | FALSE
2020-07-24 | cumulative_infections |  |  |  | 2636537.6 |  |  | Additional 50% Reduction | Afghanistan | AFG |  |  | FALSE
2020-07-24 | hospital_demand |  |  |  | 2714.01 |  |  | Maintain Status Quo | Afghanistan | AFG |  |  | FALSE
2020-07-24 | ICU_demand |  |  |  | 394.62 |  |  | Maintain Status Quo | Afghanistan | AFG |  |  | FALSE
2020-07-24 | infections |  |  |  | 34474.71 |  |  | Maintain Status Quo | Afghanistan | AFG |  |  | FALSE
2020-07-24 | hospital_incidence |  |  |  | 289.94 |  |  | Maintain Status Quo | Afghanistan | AFG |  |  | FALSE
2020-07-24 | ICU_incidence |  |  |  | 104.32 |  |  | Maintain Status Quo | Afghanistan | AFG |  |  | FALSE
2020-07-24 | cumulative_infections |  |  |  | 2636537.6 |  |  | Maintain Status Quo | Afghanistan | AFG |  |  | FALSE
2020-07-24 | hospital_demand |  |  |  | 2714.01 |  |  | Relax Interventions 50% | Afghanistan | AFG |  |  | FALSE
2020-07-24 | ICU_demand |  |  |  | 394.62 |  |  | Relax Interventions 50% | Afghanistan | AFG |  |  | FALSE
2020-07-24 | infections |  |  |  | 34474.71 |  |  | Relax Interventions 50% | Afghanistan | AFG |  |  | FALSE
2020-07-24 | hospital_incidence |  |  |  | 289.94 |  |  | Relax Interventions 50% | Afghanistan | AFG |  |  | FALSE
2020-07-24 | ICU_incidence |  |  |  | 104.32 |  |  | Relax Interventions 50% | Afghanistan | AFG |  |  | FALSE
2020-07-24 | cumulative_infections |  |  |  | 2636537.6 |  |  | Relax Interventions 50% | Afghanistan | AFG |  |  | FALSE
2020-07-25 | hospital_demand |  |  |  | 2702.83 |  |  | Additional 50% Reduction | Afghanistan | AFG |  |  | FALSE
2020-07-25 | ICU_demand |  |  |  | 393.88 |  |  | Additional 50% Reduction | Afghanistan | AFG |  |  | FALSE
2020-07-25 | infections |  |  |  | 34615.75 |  |  | Additional 50% Reduction | Afghanistan | AFG |  |  | FALSE
2020-07-25 | hospital_incidence |  |  |  | 288.43 |  |  | Additional 50% Reduction | Afghanistan | AFG |  |  | FALSE
2020-07-25 | ICU_incidence |  |  |  | 103.77 |  |  | Additional 50% Reduction | Afghanistan | AFG |  |  | FALSE
2020-07-25 | cumulative_infections |  |  |  | 2671153.35 |  |  | Additional 50% Reduction | Afghanistan | AFG |  |  | FALSE
2020-07-25 | hospital_demand |  |  |  | 2702.83 |  |  | Maintain Status Quo | Afghanistan | AFG |  |  | FALSE
2020-07-25 | ICU_demand |  |  |  | 393.88 |  |  | Maintain Status Quo | Afghanistan | AFG |  |  | FALSE
2020-07-25 | infections |  |  |  | 34615.75 |  |  | Maintain Status Quo | Afghanistan | AFG |  |  | FALSE
2020-07-25 | hospital_incidence |  |  |  | 288.43 |  |  | Maintain Status Quo | Afghanistan | AFG |  |  | FALSE
2020-07-25 | ICU_incidence |  |  |  | 103.77 |  |  | Maintain Status Quo | Afghanistan | AFG |  |  | FALSE
2020-07-25 | cumulative_infections |  |  |  | 2671153.35 |  |  | Maintain Status Quo | Afghanistan | AFG |  |  | FALSE
2020-07-25 | hospital_demand |  |  |  | 2702.83 |  |  | Relax Interventions 50% | Afghanistan | AFG |  |  | FALSE
2020-07-25 | ICU_demand |  |  |  | 393.88 |  |  | Relax Interventions 50% | Afghanistan | AFG |  |  | FALSE
2020-07-25 | infections |  |  |  | 34615.75 |  |  | Relax Interventions 50% | Afghanistan | AFG |  |  | FALSE
2020-07-25 | hospital_incidence |  |  |  | 288.43 |  |  | Relax Interventions 50% | Afghanistan | AFG |  |  | FALSE
2020-07-25 | ICU_incidence |  |  |  | 103.77 |  |  | Relax Interventions 50% | Afghanistan | AFG |  |  | FALSE
2020-07-25 | cumulative_infections |  |  |  | 2671153.35 |  |  | Relax Interventions 50% | Afghanistan | AFG |  |  | FALSE
2020-07-26 | hospital_demand |  |  |  | 2691.41 |  |  | Additional 50% Reduction | Afghanistan | AFG |  |  | FALSE
2020-07-26 | ICU_demand |  |  |  | 393.22 |  |  | Additional 50% Reduction | Afghanistan | AFG |  |  | FALSE
2020-07-26 | infections |  |  |  | 34799.48 |  |  | Additional 50% Reduction | Afghanistan | AFG |  |  | FALSE
2020-07-26 | hospital_incidence |  |  |  | 287.31 |  |  | Additional 50% Reduction | Afghanistan | AFG |  |  | FALSE
2020-07-26 | ICU_incidence |  |  |  | 103.37 |  |  | Additional 50% Reduction | Afghanistan | AFG |  |  | FALSE
2020-07-26 | cumulative_infections |  |  |  | 2705952.83 |  |  | Additional 50% Reduction | Afghanistan | AFG |  |  | FALSE
2020-07-26 | hospital_demand |  |  |  | 2691.41 |  |  | Maintain Status Quo | Afghanistan | AFG |  |  | FALSE
2020-07-26 | ICU_demand |  |  |  | 393.22 |  |  | Maintain Status Quo | Afghanistan | AFG |  |  | FALSE
2020-07-26 | infections |  |  |  | 34799.48 |  |  | Maintain Status Quo | Afghanistan | AFG |  |  | FALSE
2020-07-26 | hospital_incidence |  |  |  | 287.31 |  |  | Maintain Status Quo | Afghanistan | AFG |  |  | FALSE
2020-07-26 | ICU_incidence |  |  |  | 103.37 |  |  | Maintain Status Quo | Afghanistan | AFG |  |  | FALSE
2020-07-26 | cumulative_infections |  |  |  | 2705952.83 |  |  | Maintain Status Quo | Afghanistan | AFG |  |  | FALSE
2020-07-26 | hospital_demand |  |  |  | 2691.41 |  |  | Relax Interventions 50% | Afghanistan | AFG |  |  | FALSE
2020-07-26 | ICU_demand |  |  |  | 393.22 |  |  | Relax Interventions 50% | Afghanistan | AFG |  |  | FALSE
2020-07-26 | infections |  |  |  | 34799.48 |  |  | Relax Interventions 50% | Afghanistan | AFG |  |  | FALSE
2020-07-26 | hospital_incidence |  |  |  | 287.31 |  |  | Relax Interventions 50% | Afghanistan | AFG |  |  | FALSE
2020-07-26 | ICU_incidence |  |  |  | 103.37 |  |  | Relax Interventions 50% | Afghanistan | AFG |  |  | FALSE
2020-07-26 | cumulative_infections |  |  |  | 2705952.83 |  |  | Relax Interventions 50% | Afghanistan | AFG |  |  | FALSE
2020-07-27 | hospital_demand |  |  |  | 2680.27 |  |  | Additional 50% Reduction | Afghanistan | AFG |  |  | FALSE
2020-07-27 | ICU_demand |  |  |  | 392.71 |  |  | Additional 50% Reduction | Afghanistan | AFG |  |  | FALSE
2020-07-27 | infections |  |  |  | 34975.05 |  |  | Additional 50% Reduction | Afghanistan | AFG |  |  | FALSE
2020-07-27 | hospital_incidence |  |  |  | 286.68 |  |  | Additional 50% Reduction | Afghanistan | AFG |  |  | FALSE
2020-07-27 | ICU_incidence |  |  |  | 103.13 |  |  | Additional 50% Reduction | Afghanistan | AFG |  |  | FALSE
2020-07-27 | cumulative_infections |  |  |  | 2740927.88 |  |  | Additional 50% Reduction | Afghanistan | AFG |  |  | FALSE
2020-07-27 | hospital_demand |  |  |  | 2680.27 |  |  | Maintain Status Quo | Afghanistan | AFG |  |  | FALSE
2020-07-27 | ICU_demand |  |  |  | 392.71 |  |  | Maintain Status Quo | Afghanistan | AFG |  |  | FALSE
2020-07-27 | infections |  |  |  | 34975.05 |  |  | Maintain Status Quo | Afghanistan | AFG |  |  | FALSE
2020-07-27 | hospital_incidence |  |  |  | 286.68 |  |  | Maintain Status Quo | Afghanistan | AFG |  |  | FALSE
2020-07-27 | ICU_incidence |  |  |  | 103.13 |  |  | Maintain Status Quo | Afghanistan | AFG |  |  | FALSE
2020-07-27 | cumulative_infections |  |  |  | 2740927.88 |  |  | Maintain Status Quo | Afghanistan | AFG |  |  | FALSE
2020-07-27 | hospital_demand |  |  |  | 2680.27 |  |  | Relax Interventions 50% | Afghanistan | AFG |  |  | FALSE
2020-07-27 | ICU_demand |  |  |  | 392.71 |  |  | Relax Interventions 50% | Afghanistan | AFG |  |  | FALSE
2020-07-27 | infections |  |  |  | 34975.05 |  |  | Relax Interventions 50% | Afghanistan | AFG |  |  | FALSE
2020-07-27 | hospital_incidence |  |  |  | 286.68 |  |  | Relax Interventions 50% | Afghanistan | AFG |  |  | FALSE
2020-07-27 | ICU_incidence |  |  |  | 103.13 |  |  | Relax Interventions 50% | Afghanistan | AFG |  |  | FALSE
2020-07-27 | cumulative_infections |  |  |  | 2740927.88 |  |  | Relax Interventions 50% | Afghanistan | AFG |  |  | FALSE
2020-07-28 | hospital_demand |  |  |  | 2669.9 |  |  | Additional 50% Reduction | Afghanistan | AFG |  |  | FALSE
2020-07-28 | ICU_demand |  |  |  | 392.37 |  |  | Additional 50% Reduction | Afghanistan | AFG |  |  | FALSE
2020-07-28 | infections |  |  |  | 35129.96 |  |  | Additional 50% Reduction | Afghanistan | AFG |  |  | FALSE
2020-07-28 | hospital_incidence |  |  |  | 286.49 |  |  | Additional 50% Reduction | Afghanistan | AFG |  |  | FALSE
2020-07-28 | ICU_incidence |  |  |  | 103.06 |  |  | Additional 50% Reduction | Afghanistan | AFG |  |  | FALSE
2020-07-28 | cumulative_infections |  |  |  | 2776057.83 |  |  | Additional 50% Reduction | Afghanistan | AFG |  |  | FALSE
2020-07-28 | hospital_demand |  |  |  | 2669.9 |  |  | Maintain Status Quo | Afghanistan | AFG |  |  | FALSE
2020-07-28 | ICU_demand |  |  |  | 392.37 |  |  | Maintain Status Quo | Afghanistan | AFG |  |  | FALSE
2020-07-28 | infections |  |  |  | 35129.96 |  |  | Maintain Status Quo | Afghanistan | AFG |  |  | FALSE
2020-07-28 | hospital_incidence |  |  |  | 286.49 |  |  | Maintain Status Quo | Afghanistan | AFG |  |  | FALSE
2020-07-28 | ICU_incidence |  |  |  | 103.06 |  |  | Maintain Status Quo | Afghanistan | AFG |  |  | FALSE
2020-07-28 | cumulative_infections |  |  |  | 2776057.83 |  |  | Maintain Status Quo | Afghanistan | AFG |  |  | FALSE
2020-07-28 | hospital_demand |  |  |  | 2669.9 |  |  | Relax Interventions 50% | Afghanistan | AFG |  |  | FALSE
2020-07-28 | ICU_demand |  |  |  | 392.37 |  |  | Relax Interventions 50% | Afghanistan | AFG |  |  | FALSE
2020-07-28 | infections |  |  |  | 35129.96 |  |  | Relax Interventions 50% | Afghanistan | AFG |  |  | FALSE
2020-07-28 | hospital_incidence |  |  |  | 286.49 |  |  | Relax Interventions 50% | Afghanistan | AFG |  |  | FALSE
2020-07-28 | ICU_incidence |  |  |  | 103.06 |  |  | Relax Interventions 50% | Afghanistan | AFG |  |  | FALSE
2020-07-28 | cumulative_infections |  |  |  | 2776057.83 |  |  | Relax Interventions 50% | Afghanistan | AFG |  |  | FALSE
2020-07-29 | hospital_demand |  |  |  | 2660.71 |  |  | Additional 50% Reduction | Afghanistan | AFG |  |  | FALSE
2020-07-29 | ICU_demand |  |  |  | 392.19 |  |  | Additional 50% Reduction | Afghanistan | AFG |  |  | FALSE
2020-07-29 | infections |  |  |  | 35265.67 |  |  | Additional 50% Reduction | Afghanistan | AFG |  |  | FALSE
2020-07-29 | hospital_incidence |  |  |  | 286.67 |  |  | Additional 50% Reduction | Afghanistan | AFG |  |  | FALSE
2020-07-29 | ICU_incidence |  |  |  | 103.11 |  |  | Additional 50% Reduction | Afghanistan | AFG |  |  | FALSE
2020-07-29 | cumulative_infections |  |  |  | 2811323.51 |  |  | Additional 50% Reduction | Afghanistan | AFG |  |  | FALSE
2020-07-29 | hospital_demand |  |  |  | 2660.71 |  |  | Maintain Status Quo | Afghanistan | AFG |  |  | FALSE
2020-07-29 | ICU_demand |  |  |  | 392.19 |  |  | Maintain Status Quo | Afghanistan | AFG |  |  | FALSE
2020-07-29 | infections |  |  |  | 35265.67 |  |  | Maintain Status Quo | Afghanistan | AFG |  |  | FALSE
2020-07-29 | hospital_incidence |  |  |  | 286.67 |  |  | Maintain Status Quo | Afghanistan | AFG |  |  | FALSE
2020-07-29 | ICU_incidence |  |  |  | 103.11 |  |  | Maintain Status Quo | Afghanistan | AFG |  |  | FALSE
2020-07-29 | cumulative_infections |  |  |  | 2811323.51 |  |  | Maintain Status Quo | Afghanistan | AFG |  |  | FALSE
2020-07-29 | hospital_demand |  |  |  | 2660.71 |  |  | Relax Interventions 50% | Afghanistan | AFG |  |  | FALSE
2020-07-29 | ICU_demand |  |  |  | 392.19 |  |  | Relax Interventions 50% | Afghanistan | AFG |  |  | FALSE
2020-07-29 | infections |  |  |  | 35265.67 |  |  | Relax Interventions 50% | Afghanistan | AFG |  |  | FALSE
2020-07-29 | hospital_incidence |  |  |  | 286.67 |  |  | Relax Interventions 50% | Afghanistan | AFG |  |  | FALSE
2020-07-29 | ICU_incidence |  |  |  | 103.11 |  |  | Relax Interventions 50% | Afghanistan | AFG |  |  | FALSE
2020-07-29 | cumulative_infections |  |  |  | 2811323.51 |  |  | Relax Interventions 50% | Afghanistan | AFG |  |  | FALSE
2020-07-30 | hospital_demand |  |  |  | 2652.93 |  |  | Additional 50% Reduction | Afghanistan | AFG |  |  | FALSE
2020-07-30 | ICU_demand |  |  |  | 392.15 |  |  | Additional 50% Reduction | Afghanistan | AFG |  |  | FALSE
2020-07-30 | infections |  |  |  | 35386.8 |  |  | Additional 50% Reduction | Afghanistan | AFG |  |  | FALSE
2020-07-30 | hospital_incidence |  |  |  | 287.09 |  |  | Additional 50% Reduction | Afghanistan | AFG |  |  | FALSE
2020-07-30 | ICU_incidence |  |  |  | 103.26 |  |  | Additional 50% Reduction | Afghanistan | AFG |  |  | FALSE
2020-07-30 | cumulative_infections |  |  |  | 2846710.31 |  |  | Additional 50% Reduction | Afghanistan | AFG |  |  | FALSE
2020-07-30 | hospital_demand |  |  |  | 2652.93 |  |  | Maintain Status Quo | Afghanistan | AFG |  |  | FALSE
2020-07-30 | ICU_demand |  |  |  | 392.15 |  |  | Maintain Status Quo | Afghanistan | AFG |  |  | FALSE
2020-07-30 | infections |  |  |  | 35386.8 |  |  | Maintain Status Quo | Afghanistan | AFG |  |  | FALSE
2020-07-30 | hospital_incidence |  |  |  | 287.09 |  |  | Maintain Status Quo | Afghanistan | AFG |  |  | FALSE
2020-07-30 | ICU_incidence |  |  |  | 103.26 |  |  | Maintain Status Quo | Afghanistan | AFG |  |  | FALSE
2020-07-30 | cumulative_infections |  |  |  | 2846710.31 |  |  | Maintain Status Quo | Afghanistan | AFG |  |  | FALSE
2020-07-30 | hospital_demand |  |  |  | 2652.93 |  |  | Relax Interventions 50% | Afghanistan | AFG |  |  | FALSE
2020-07-30 | ICU_demand |  |  |  | 392.15 |  |  | Relax Interventions 50% | Afghanistan | AFG |  |  | FALSE
2020-07-30 | infections |  |  |  | 35386.8 |  |  | Relax Interventions 50% | Afghanistan | AFG |  |  | FALSE
2020-07-30 | hospital_incidence |  |  |  | 287.09 |  |  | Relax Interventions 50% | Afghanistan | AFG |  |  | FALSE
2020-07-30 | ICU_incidence |  |  |  | 103.26 |  |  | Relax Interventions 50% | Afghanistan | AFG |  |  | FALSE
2020-07-30 | cumulative_infections |  |  |  | 2846710.31 |  |  | Relax Interventions 50% | Afghanistan | AFG |  |  | FALSE
2020-07-31 | hospital_demand |  |  |  | 2646.68 |  |  | Additional 50% Reduction | Afghanistan | AFG |  |  | FALSE
2020-07-31 | ICU_demand |  |  |  | 392.21 |  |  | Additional 50% Reduction | Afghanistan | AFG |  |  | FALSE
2020-07-31 | infections |  |  |  | 35497.27 |  |  | Additional 50% Reduction | Afghanistan | AFG |  |  | FALSE
2020-07-31 | hospital_incidence |  |  |  | 287.68 |  |  | Additional 50% Reduction | Afghanistan | AFG |  |  | FALSE
2020-07-31 | ICU_incidence |  |  |  | 103.46 |  |  | Additional 50% Reduction | Afghanistan | AFG |  |  | FALSE
2020-07-31 | cumulative_infections |  |  |  | 2882207.58 |  |  | Additional 50% Reduction | Afghanistan | AFG |  |  | FALSE
2020-07-31 | hospital_demand |  |  |  | 2646.68 |  |  | Maintain Status Quo | Afghanistan | AFG |  |  | FALSE
2020-07-31 | ICU_demand |  |  |  | 392.21 |  |  | Maintain Status Quo | Afghanistan | AFG |  |  | FALSE
2020-07-31 | infections |  |  |  | 35497.27 |  |  | Maintain Status Quo | Afghanistan | AFG |  |  | FALSE
2020-07-31 | hospital_incidence |  |  |  | 287.68 |  |  | Maintain Status Quo | Afghanistan | AFG |  |  | FALSE
2020-07-31 | ICU_incidence |  |  |  | 103.46 |  |  | Maintain Status Quo | Afghanistan | AFG |  |  | FALSE
2020-07-31 | cumulative_infections |  |  |  | 2882207.58 |  |  | Maintain Status Quo | Afghanistan | AFG |  |  | FALSE
2020-07-31 | hospital_demand |  |  |  | 2646.68 |  |  | Relax Interventions 50% | Afghanistan | AFG |  |  | FALSE
2020-07-31 | ICU_demand |  |  |  | 392.21 |  |  | Relax Interventions 50% | Afghanistan | AFG |  |  | FALSE
2020-07-31 | infections |  |  |  | 35497.27 |  |  | Relax Interventions 50% | Afghanistan | AFG |  |  | FALSE
2020-07-31 | hospital_incidence |  |  |  | 287.68 |  |  | Relax Interventions 50% | Afghanistan | AFG |  |  | FALSE
2020-07-31 | ICU_incidence |  |  |  | 103.46 |  |  | Relax Interventions 50% | Afghanistan | AFG |  |  | FALSE
2020-07-31 | cumulative_infections |  |  |  | 2882207.58 |  |  | Relax Interventions 50% | Afghanistan | AFG |  |  | FALSE
2020-08-01 | hospital_demand |  |  |  | 2641.97 |  |  | Additional 50% Reduction | Afghanistan | AFG |  |  | FALSE
2020-08-01 | ICU_demand |  |  |  | 392.35 |  |  | Additional 50% Reduction | Afghanistan | AFG |  |  | FALSE
2020-08-01 | infections |  |  |  | 35599.66 |  |  | Additional 50% Reduction | Afghanistan | AFG |  |  | FALSE
2020-08-01 | hospital_incidence |  |  |  | 288.35 |  |  | Additional 50% Reduction | Afghanistan | AFG |  |  | FALSE
2020-08-01 | ICU_incidence |  |  |  | 103.7 |  |  | Additional 50% Reduction | Afghanistan | AFG |  |  | FALSE
2020-08-01 | cumulative_infections |  |  |  | 2917807.24 |  |  | Additional 50% Reduction | Afghanistan | AFG |  |  | FALSE
2020-08-01 | hospital_demand |  |  |  | 2641.97 |  |  | Maintain Status Quo | Afghanistan | AFG |  |  | FALSE
2020-08-01 | ICU_demand |  |  |  | 392.35 |  |  | Maintain Status Quo | Afghanistan | AFG |  |  | FALSE
2020-08-01 | infections |  |  |  | 35599.66 |  |  | Maintain Status Quo | Afghanistan | AFG |  |  | FALSE
2020-08-01 | hospital_incidence |  |  |  | 288.35 |  |  | Maintain Status Quo | Afghanistan | AFG |  |  | FALSE
2020-08-01 | ICU_incidence |  |  |  | 103.7 |  |  | Maintain Status Quo | Afghanistan | AFG |  |  | FALSE
2020-08-01 | cumulative_infections |  |  |  | 2917807.24 |  |  | Maintain Status Quo | Afghanistan | AFG |  |  | FALSE
2020-08-01 | hospital_demand |  |  |  | 2641.97 |  |  | Relax Interventions 50% | Afghanistan | AFG |  |  | FALSE
2020-08-01 | ICU_demand |  |  |  | 392.35 |  |  | Relax Interventions 50% | Afghanistan | AFG |  |  | FALSE
2020-08-01 | infections |  |  |  | 35599.66 |  |  | Relax Interventions 50% | Afghanistan | AFG |  |  | FALSE
2020-08-01 | hospital_incidence |  |  |  | 288.35 |  |  | Relax Interventions 50% | Afghanistan | AFG |  |  | FALSE
2020-08-01 | ICU_incidence |  |  |  | 103.7 |  |  | Relax Interventions 50% | Afghanistan | AFG |  |  | FALSE
2020-08-01 | cumulative_infections |  |  |  | 2917807.24 |  |  | Relax Interventions 50% | Afghanistan | AFG |  |  | FALSE
2020-08-02 | hospital_demand |  |  |  | 2638.73 |  |  | Additional 50% Reduction | Afghanistan | AFG |  |  | FALSE
2020-08-02 | ICU_demand |  |  |  | 392.55 |  |  | Additional 50% Reduction | Afghanistan | AFG |  |  | FALSE
2020-08-02 | infections |  |  |  | 35695.28 |  |  | Additional 50% Reduction | Afghanistan | AFG |  |  | FALSE
2020-08-02 | hospital_incidence |  |  |  | 289.07 |  |  | Additional 50% Reduction | Afghanistan | AFG |  |  | FALSE
2020-08-02 | ICU_incidence |  |  |  | 103.95 |  |  | Additional 50% Reduction | Afghanistan | AFG |  |  | FALSE
2020-08-02 | cumulative_infections |  |  |  | 2953502.52 |  |  | Additional 50% Reduction | Afghanistan | AFG |  |  | FALSE
2020-08-02 | hospital_demand |  |  |  | 2638.73 |  |  | Maintain Status Quo | Afghanistan | AFG |  |  | FALSE
2020-08-02 | ICU_demand |  |  |  | 392.55 |  |  | Maintain Status Quo | Afghanistan | AFG |  |  | FALSE
2020-08-02 | infections |  |  |  | 35695.28 |  |  | Maintain Status Quo | Afghanistan | AFG |  |  | FALSE
2020-08-02 | hospital_incidence |  |  |  | 289.07 |  |  | Maintain Status Quo | Afghanistan | AFG |  |  | FALSE
2020-08-02 | ICU_incidence |  |  |  | 103.95 |  |  | Maintain Status Quo | Afghanistan | AFG |  |  | FALSE
2020-08-02 | cumulative_infections |  |  |  | 2953502.52 |  |  | Maintain Status Quo | Afghanistan | AFG |  |  | FALSE
2020-08-02 | hospital_demand |  |  |  | 2638.73 |  |  | Relax Interventions 50% | Afghanistan | AFG |  |  | FALSE
2020-08-02 | ICU_demand |  |  |  | 392.55 |  |  | Relax Interventions 50% | Afghanistan | AFG |  |  | FALSE
2020-08-02 | infections |  |  |  | 35695.28 |  |  | Relax Interventions 50% | Afghanistan | AFG |  |  | FALSE
2020-08-02 | hospital_incidence |  |  |  | 289.07 |  |  | Relax Interventions 50% | Afghanistan | AFG |  |  | FALSE
2020-08-02 | ICU_incidence |  |  |  | 103.95 |  |  | Relax Interventions 50% | Afghanistan | AFG |  |  | FALSE
2020-08-02 | cumulative_infections |  |  |  | 2953502.52 |  |  | Relax Interventions 50% | Afghanistan | AFG |  |  | FALSE
2020-08-03 | hospital_demand |  |  |  | 2636.83 |  |  | Additional 50% Reduction | Afghanistan | AFG |  |  | FALSE
2020-08-03 | ICU_demand |  |  |  | 392.78 |  |  | Additional 50% Reduction | Afghanistan | AFG |  |  | FALSE
2020-08-03 | infections |  |  |  | 35784.75 |  |  | Additional 50% Reduction | Afghanistan | AFG |  |  | FALSE
2020-08-03 | hospital_incidence |  |  |  | 289.8 |  |  | Additional 50% Reduction | Afghanistan | AFG |  |  | FALSE
2020-08-03 | ICU_incidence |  |  |  | 104.21 |  |  | Additional 50% Reduction | Afghanistan | AFG |  |  | FALSE
2020-08-03 | cumulative_infections |  |  |  | 2989287.27 |  |  | Additional 50% Reduction | Afghanistan | AFG |  |  | FALSE
2020-08-03 | hospital_demand |  |  |  | 2636.83 |  |  | Maintain Status Quo | Afghanistan | AFG |  |  | FALSE
2020-08-03 | ICU_demand |  |  |  | 392.78 |  |  | Maintain Status Quo | Afghanistan | AFG |  |  | FALSE
2020-08-03 | infections |  |  |  | 35784.75 |  |  | Maintain Status Quo | Afghanistan | AFG |  |  | FALSE
2020-08-03 | hospital_incidence |  |  |  | 289.8 |  |  | Maintain Status Quo | Afghanistan | AFG |  |  | FALSE
2020-08-03 | ICU_incidence |  |  |  | 104.21 |  |  | Maintain Status Quo | Afghanistan | AFG |  |  | FALSE
2020-08-03 | cumulative_infections |  |  |  | 2989287.27 |  |  | Maintain Status Quo | Afghanistan | AFG |  |  | FALSE
2020-08-03 | hospital_demand |  |  |  | 2636.83 |  |  | Relax Interventions 50% | Afghanistan | AFG |  |  | FALSE
2020-08-03 | ICU_demand |  |  |  | 392.78 |  |  | Relax Interventions 50% | Afghanistan | AFG |  |  | FALSE
2020-08-03 | infections |  |  |  | 35784.75 |  |  | Relax Interventions 50% | Afghanistan | AFG |  |  | FALSE
2020-08-03 | hospital_incidence |  |  |  | 289.8 |  |  | Relax Interventions 50% | Afghanistan | AFG |  |  | FALSE
2020-08-03 | ICU_incidence |  |  |  | 104.21 |  |  | Relax Interventions 50% | Afghanistan | AFG |  |  | FALSE
2020-08-03 | cumulative_infections |  |  |  | 2989287.27 |  |  | Relax Interventions 50% | Afghanistan | AFG |  |  | FALSE
2020-08-04 | hospital_demand |  |  |  | 2636.12 |  |  | Additional 50% Reduction | Afghanistan | AFG |  |  | FALSE
2020-08-04 | ICU_demand |  |  |  | 393.03 |  |  | Additional 50% Reduction | Afghanistan | AFG |  |  | FALSE
2020-08-04 | infections |  |  |  | 35868.26 |  |  | Additional 50% Reduction | Afghanistan | AFG |  |  | FALSE
2020-08-04 | hospital_incidence |  |  |  | 290.52 |  |  | Additional 50% Reduction | Afghanistan | AFG |  |  | FALSE
2020-08-04 | ICU_incidence |  |  |  | 104.47 |  |  | Additional 50% Reduction | Afghanistan | AFG |  |  | FALSE
2020-08-04 | cumulative_infections |  |  |  | 3025155.52 |  |  | Additional 50% Reduction | Afghanistan | AFG |  |  | FALSE
2020-08-04 | hospital_demand |  |  |  | 2636.12 |  |  | Maintain Status Quo | Afghanistan | AFG |  |  | FALSE
2020-08-04 | ICU_demand |  |  |  | 393.03 |  |  | Maintain Status Quo | Afghanistan | AFG |  |  | FALSE
2020-08-04 | infections |  |  |  | 35868.26 |  |  | Maintain Status Quo | Afghanistan | AFG |  |  | FALSE
2020-08-04 | hospital_incidence |  |  |  | 290.52 |  |  | Maintain Status Quo | Afghanistan | AFG |  |  | FALSE
2020-08-04 | ICU_incidence |  |  |  | 104.47 |  |  | Maintain Status Quo | Afghanistan | AFG |  |  | FALSE
2020-08-04 | cumulative_infections |  |  |  | 3025155.52 |  |  | Maintain Status Quo | Afghanistan | AFG |  |  | FALSE
2020-08-04 | hospital_demand |  |  |  | 2636.12 |  |  | Relax Interventions 50% | Afghanistan | AFG |  |  | FALSE
2020-08-04 | ICU_demand |  |  |  | 393.03 |  |  | Relax Interventions 50% | Afghanistan | AFG |  |  | FALSE
2020-08-04 | infections |  |  |  | 35868.26 |  |  | Relax Interventions 50% | Afghanistan | AFG |  |  | FALSE
2020-08-04 | hospital_incidence |  |  |  | 290.52 |  |  | Relax Interventions 50% | Afghanistan | AFG |  |  | FALSE
2020-08-04 | ICU_incidence |  |  |  | 104.47 |  |  | Relax Interventions 50% | Afghanistan | AFG |  |  | FALSE
2020-08-04 | cumulative_infections |  |  |  | 3025155.52 |  |  | Relax Interventions 50% | Afghanistan | AFG |  |  | FALSE
2020-08-05 | hospital_demand |  |  |  | 2636.45 |  |  | Additional 50% Reduction | Afghanistan | AFG |  |  | FALSE
2020-08-05 | ICU_demand |  |  |  | 393.29 |  |  | Additional 50% Reduction | Afghanistan | AFG |  |  | FALSE
2020-08-05 | infections |  |  |  | 35945.84 |  |  | Additional 50% Reduction | Afghanistan | AFG |  |  | FALSE
2020-08-05 | hospital_incidence |  |  |  | 291.21 |  |  | Additional 50% Reduction | Afghanistan | AFG |  |  | FALSE
2020-08-05 | ICU_incidence |  |  |  | 104.72 |  |  | Additional 50% Reduction | Afghanistan | AFG |  |  | FALSE
2020-08-05 | cumulative_infections |  |  |  | 3061101.36 |  |  | Additional 50% Reduction | Afghanistan | AFG |  |  | FALSE
2020-08-05 | hospital_demand |  |  |  | 2636.45 |  |  | Maintain Status Quo | Afghanistan | AFG |  |  | FALSE
2020-08-05 | ICU_demand |  |  |  | 393.29 |  |  | Maintain Status Quo | Afghanistan | AFG |  |  | FALSE
2020-08-05 | infections |  |  |  | 35945.84 |  |  | Maintain Status Quo | Afghanistan | AFG |  |  | FALSE
2020-08-05 | hospital_incidence |  |  |  | 291.21 |  |  | Maintain Status Quo | Afghanistan | AFG |  |  | FALSE
2020-08-05 | ICU_incidence |  |  |  | 104.72 |  |  | Maintain Status Quo | Afghanistan | AFG |  |  | FALSE
2020-08-05 | cumulative_infections |  |  |  | 3061101.36 |  |  | Maintain Status Quo | Afghanistan | AFG |  |  | FALSE
2020-08-05 | hospital_demand |  |  |  | 2636.45 |  |  | Relax Interventions 50% | Afghanistan | AFG |  |  | FALSE
2020-08-05 | ICU_demand |  |  |  | 393.29 |  |  | Relax Interventions 50% | Afghanistan | AFG |  |  | FALSE
2020-08-05 | infections |  |  |  | 35945.84 |  |  | Relax Interventions 50% | Afghanistan | AFG |  |  | FALSE
2020-08-05 | hospital_incidence |  |  |  | 291.21 |  |  | Relax Interventions 50% | Afghanistan | AFG |  |  | FALSE
2020-08-05 | ICU_incidence |  |  |  | 104.72 |  |  | Relax Interventions 50% | Afghanistan | AFG |  |  | FALSE
2020-08-05 | cumulative_infections |  |  |  | 3061101.36 |  |  | Relax Interventions 50% | Afghanistan | AFG |  |  | FALSE
2020-08-06 | hospital_demand |  |  |  | 2637.64 |  |  | Additional 50% Reduction | Afghanistan | AFG |  |  | FALSE
2020-08-06 | ICU_demand |  |  |  | 393.56 |  |  | Additional 50% Reduction | Afghanistan | AFG |  |  | FALSE
2020-08-06 | infections |  |  |  | 36017.4 |  |  | Additional 50% Reduction | Afghanistan | AFG |  |  | FALSE
2020-08-06 | hospital_incidence |  |  |  | 291.86 |  |  | Additional 50% Reduction | Afghanistan | AFG |  |  | FALSE
2020-08-06 | ICU_incidence |  |  |  | 104.96 |  |  | Additional 50% Reduction | Afghanistan | AFG |  |  | FALSE
2020-08-06 | cumulative_infections |  |  |  | 3097118.75 |  |  | Additional 50% Reduction | Afghanistan | AFG |  |  | FALSE
2020-08-06 | hospital_demand |  |  |  | 2637.64 |  |  | Maintain Status Quo | Afghanistan | AFG |  |  | FALSE
2020-08-06 | ICU_demand |  |  |  | 393.56 |  |  | Maintain Status Quo | Afghanistan | AFG |  |  | FALSE
2020-08-06 | infections |  |  |  | 36017.4 |  |  | Maintain Status Quo | Afghanistan | AFG |  |  | FALSE
2020-08-06 | hospital_incidence |  |  |  | 291.86 |  |  | Maintain Status Quo | Afghanistan | AFG |  |  | FALSE
2020-08-06 | ICU_incidence |  |  |  | 104.96 |  |  | Maintain Status Quo | Afghanistan | AFG |  |  | FALSE
2020-08-06 | cumulative_infections |  |  |  | 3097118.75 |  |  | Maintain Status Quo | Afghanistan | AFG |  |  | FALSE
2020-08-06 | hospital_demand |  |  |  | 2637.64 |  |  | Relax Interventions 50% | Afghanistan | AFG |  |  | FALSE
2020-08-06 | ICU_demand |  |  |  | 393.56 |  |  | Relax Interventions 50% | Afghanistan | AFG |  |  | FALSE
2020-08-06 | infections |  |  |  | 36017.4 |  |  | Relax Interventions 50% | Afghanistan | AFG |  |  | FALSE
2020-08-06 | hospital_incidence |  |  |  | 291.86 |  |  | Relax Interventions 50% | Afghanistan | AFG |  |  | FALSE
2020-08-06 | ICU_incidence |  |  |  | 104.96 |  |  | Relax Interventions 50% | Afghanistan | AFG |  |  | FALSE
2020-08-06 | cumulative_infections |  |  |  | 3097118.75 |  |  | Relax Interventions 50% | Afghanistan | AFG |  |  | FALSE
2020-08-07 | hospital_demand |  |  |  | 2639.54 |  |  | Additional 50% Reduction | Afghanistan | AFG |  |  | FALSE
2020-08-07 | ICU_demand |  |  |  | 393.82 |  |  | Additional 50% Reduction | Afghanistan | AFG |  |  | FALSE
2020-08-07 | infections |  |  |  | 35637.84 |  |  | Additional 50% Reduction | Afghanistan | AFG |  |  | FALSE
2020-08-07 | hospital_incidence |  |  |  | 292.42 |  |  | Additional 50% Reduction | Afghanistan | AFG |  |  | FALSE
2020-08-07 | ICU_incidence |  |  |  | 105.16 |  |  | Additional 50% Reduction | Afghanistan | AFG |  |  | FALSE
2020-08-07 | cumulative_infections |  |  |  | 3132756.59 |  |  | Additional 50% Reduction | Afghanistan | AFG |  |  | FALSE
2020-08-07 | hospital_demand |  |  |  | 2639.54 |  |  | Maintain Status Quo | Afghanistan | AFG |  |  | FALSE
2020-08-07 | ICU_demand |  |  |  | 393.82 |  |  | Maintain Status Quo | Afghanistan | AFG |  |  | FALSE
2020-08-07 | infections |  |  |  | 35637.84 |  |  | Maintain Status Quo | Afghanistan | AFG |  |  | FALSE
2020-08-07 | hospital_incidence |  |  |  | 292.42 |  |  | Maintain Status Quo | Afghanistan | AFG |  |  | FALSE
2020-08-07 | ICU_incidence |  |  |  | 105.16 |  |  | Maintain Status Quo | Afghanistan | AFG |  |  | FALSE
2020-08-07 | cumulative_infections |  |  |  | 3132756.59 |  |  | Maintain Status Quo | Afghanistan | AFG |  |  | FALSE
2020-08-07 | hospital_demand |  |  |  | 2639.54 |  |  | Relax Interventions 50% | Afghanistan | AFG |  |  | FALSE
2020-08-07 | ICU_demand |  |  |  | 393.82 |  |  | Relax Interventions 50% | Afghanistan | AFG |  |  | FALSE
2020-08-07 | infections |  |  |  | 35637.84 |  |  | Relax Interventions 50% | Afghanistan | AFG |  |  | FALSE
2020-08-07 | hospital_incidence |  |  |  | 292.42 |  |  | Relax Interventions 50% | Afghanistan | AFG |  |  | FALSE
2020-08-07 | ICU_incidence |  |  |  | 105.16 |  |  | Relax Interventions 50% | Afghanistan | AFG |  |  | FALSE
2020-08-07 | cumulative_infections |  |  |  | 3132756.59 |  |  | Relax Interventions 50% | Afghanistan | AFG |  |  | FALSE
2020-08-08 | hospital_demand |  |  |  | 2641.74 |  |  | Additional 50% Reduction | Afghanistan | AFG |  |  | FALSE
2020-08-08 | ICU_demand |  |  |  | 394 |  |  | Additional 50% Reduction | Afghanistan | AFG |  |  | FALSE
2020-08-08 | infections |  |  |  | 34778.44 |  |  | Additional 50% Reduction | Afghanistan | AFG |  |  | FALSE
2020-08-08 | hospital_incidence |  |  |  | 292.41 |  |  | Additional 50% Reduction | Afghanistan | AFG |  |  | FALSE
2020-08-08 | ICU_incidence |  |  |  | 105.16 |  |  | Additional 50% Reduction | Afghanistan | AFG |  |  | FALSE
2020-08-08 | cumulative_infections |  |  |  | 3167535.03 |  |  | Additional 50% Reduction | Afghanistan | AFG |  |  | FALSE
2020-08-08 | hospital_demand |  |  |  | 2641.74 |  |  | Maintain Status Quo | Afghanistan | AFG |  |  | FALSE
2020-08-08 | ICU_demand |  |  |  | 394 |  |  | Maintain Status Quo | Afghanistan | AFG |  |  | FALSE
2020-08-08 | infections |  |  |  | 34778.44 |  |  | Maintain Status Quo | Afghanistan | AFG |  |  | FALSE
2020-08-08 | hospital_incidence |  |  |  | 292.41 |  |  | Maintain Status Quo | Afghanistan | AFG |  |  | FALSE
2020-08-08 | ICU_incidence |  |  |  | 105.16 |  |  | Maintain Status Quo | Afghanistan | AFG |  |  | FALSE
2020-08-08 | cumulative_infections |  |  |  | 3167535.03 |  |  | Maintain Status Quo | Afghanistan | AFG |  |  | FALSE
2020-08-08 | hospital_demand |  |  |  | 2641.74 |  |  | Relax Interventions 50% | Afghanistan | AFG |  |  | FALSE
2020-08-08 | ICU_demand |  |  |  | 394 |  |  | Relax Interventions 50% | Afghanistan | AFG |  |  | FALSE
2020-08-08 | infections |  |  |  | 34778.44 |  |  | Relax Interventions 50% | Afghanistan | AFG |  |  | FALSE
2020-08-08 | hospital_incidence |  |  |  | 292.41 |  |  | Relax Interventions 50% | Afghanistan | AFG |  |  | FALSE
2020-08-08 | ICU_incidence |  |  |  | 105.16 |  |  | Relax Interventions 50% | Afghanistan | AFG |  |  | FALSE
2020-08-08 | cumulative_infections |  |  |  | 3167535.03 |  |  | Relax Interventions 50% | Afghanistan | AFG |  |  | FALSE
2020-08-09 | hospital_demand |  |  |  | 2643.31 |  |  | Additional 50% Reduction | Afghanistan | AFG |  |  | FALSE
2020-08-09 | ICU_demand |  |  |  | 393.91 |  |  | Additional 50% Reduction | Afghanistan | AFG |  |  | FALSE
2020-08-09 | infections |  |  |  | 33793.62 |  |  | Additional 50% Reduction | Afghanistan | AFG |  |  | FALSE
2020-08-09 | hospital_incidence |  |  |  | 291.27 |  |  | Additional 50% Reduction | Afghanistan | AFG |  |  | FALSE
2020-08-09 | ICU_incidence |  |  |  | 104.74 |  |  | Additional 50% Reduction | Afghanistan | AFG |  |  | FALSE
2020-08-09 | cumulative_infections |  |  |  | 3201328.65 |  |  | Additional 50% Reduction | Afghanistan | AFG |  |  | FALSE
2020-08-09 | hospital_demand |  |  |  | 2643.31 |  |  | Maintain Status Quo | Afghanistan | AFG |  |  | FALSE
2020-08-09 | ICU_demand |  |  |  | 393.91 |  |  | Maintain Status Quo | Afghanistan | AFG |  |  | FALSE
2020-08-09 | infections |  |  |  | 33793.62 |  |  | Maintain Status Quo | Afghanistan | AFG |  |  | FALSE
2020-08-09 | hospital_incidence |  |  |  | 291.27 |  |  | Maintain Status Quo | Afghanistan | AFG |  |  | FALSE
2020-08-09 | ICU_incidence |  |  |  | 104.74 |  |  | Maintain Status Quo | Afghanistan | AFG |  |  | FALSE
2020-08-09 | cumulative_infections |  |  |  | 3201328.65 |  |  | Maintain Status Quo | Afghanistan | AFG |  |  | FALSE
2020-08-09 | hospital_demand |  |  |  | 2643.31 |  |  | Relax Interventions 50% | Afghanistan | AFG |  |  | FALSE
2020-08-09 | ICU_demand |  |  |  | 393.91 |  |  | Relax Interventions 50% | Afghanistan | AFG |  |  | FALSE
2020-08-09 | infections |  |  |  | 33793.62 |  |  | Relax Interventions 50% | Afghanistan | AFG |  |  | FALSE
2020-08-09 | hospital_incidence |  |  |  | 291.27 |  |  | Relax Interventions 50% | Afghanistan | AFG |  |  | FALSE
2020-08-09 | ICU_incidence |  |  |  | 104.74 |  |  | Relax Interventions 50% | Afghanistan | AFG |  |  | FALSE
2020-08-09 | cumulative_infections |  |  |  | 3201328.65 |  |  | Relax Interventions 50% | Afghanistan | AFG |  |  | FALSE
2020-08-10 | hospital_demand |  |  |  | 2642.93 |  |  | Additional 50% Reduction | Afghanistan | AFG |  |  | FALSE
2020-08-10 | ICU_demand |  |  |  | 393.38 |  |  | Additional 50% Reduction | Afghanistan | AFG |  |  | FALSE
2020-08-10 | infections |  |  |  | 32821.66 |  |  | Additional 50% Reduction | Afghanistan | AFG |  |  | FALSE
2020-08-10 | hospital_incidence |  |  |  | 288.77 |  |  | Additional 50% Reduction | Afghanistan | AFG |  |  | FALSE
2020-08-10 | ICU_incidence |  |  |  | 103.83 |  |  | Additional 50% Reduction | Afghanistan | AFG |  |  | FALSE
2020-08-10 | cumulative_infections |  |  |  | 3234150.31 |  |  | Additional 50% Reduction | Afghanistan | AFG |  |  | FALSE
2020-08-10 | hospital_demand |  |  |  | 2642.93 |  |  | Maintain Status Quo | Afghanistan | AFG |  |  | FALSE
2020-08-10 | ICU_demand |  |  |  | 393.38 |  |  | Maintain Status Quo | Afghanistan | AFG |  |  | FALSE
2020-08-10 | infections |  |  |  | 32821.66 |  |  | Maintain Status Quo | Afghanistan | AFG |  |  | FALSE
2020-08-10 | hospital_incidence |  |  |  | 288.77 |  |  | Maintain Status Quo | Afghanistan | AFG |  |  | FALSE
2020-08-10 | ICU_incidence |  |  |  | 103.83 |  |  | Maintain Status Quo | Afghanistan | AFG |  |  | FALSE
2020-08-10 | cumulative_infections |  |  |  | 3234150.31 |  |  | Maintain Status Quo | Afghanistan | AFG |  |  | FALSE
2020-08-10 | hospital_demand |  |  |  | 2642.93 |  |  | Relax Interventions 50% | Afghanistan | AFG |  |  | FALSE
2020-08-10 | ICU_demand |  |  |  | 393.38 |  |  | Relax Interventions 50% | Afghanistan | AFG |  |  | FALSE
2020-08-10 | infections |  |  |  | 32821.66 |  |  | Relax Interventions 50% | Afghanistan | AFG |  |  | FALSE
2020-08-10 | hospital_incidence |  |  |  | 288.77 |  |  | Relax Interventions 50% | Afghanistan | AFG |  |  | FALSE
2020-08-10 | ICU_incidence |  |  |  | 103.83 |  |  | Relax Interventions 50% | Afghanistan | AFG |  |  | FALSE
2020-08-10 | cumulative_infections |  |  |  | 3234150.31 |  |  | Relax Interventions 50% | Afghanistan | AFG |  |  | FALSE
2020-08-11 | hospital_demand |  |  |  | 2639.34 |  |  | Additional 50% Reduction | Afghanistan | AFG |  |  | FALSE
2020-08-11 | ICU_demand |  |  |  | 392.33 |  |  | Additional 50% Reduction | Afghanistan | AFG |  |  | FALSE
2020-08-11 | infections |  |  |  | 31901.26 |  |  | Additional 50% Reduction | Afghanistan | AFG |  |  | FALSE
2020-08-11 | hospital_incidence |  |  |  | 285 |  |  | Additional 50% Reduction | Afghanistan | AFG |  |  | FALSE
2020-08-11 | ICU_incidence |  |  |  | 102.46 |  |  | Additional 50% Reduction | Afghanistan | AFG |  |  | FALSE
2020-08-11 | cumulative_infections |  |  |  | 3266051.57 |  |  | Additional 50% Reduction | Afghanistan | AFG |  |  | FALSE
2020-08-11 | hospital_demand |  |  |  | 2639.34 |  |  | Maintain Status Quo | Afghanistan | AFG |  |  | FALSE
2020-08-11 | ICU_demand |  |  |  | 392.33 |  |  | Maintain Status Quo | Afghanistan | AFG |  |  | FALSE
2020-08-11 | infections |  |  |  | 31901.26 |  |  | Maintain Status Quo | Afghanistan | AFG |  |  | FALSE
2020-08-11 | hospital_incidence |  |  |  | 285 |  |  | Maintain Status Quo | Afghanistan | AFG |  |  | FALSE
2020-08-11 | ICU_incidence |  |  |  | 102.46 |  |  | Maintain Status Quo | Afghanistan | AFG |  |  | FALSE
2020-08-11 | cumulative_infections |  |  |  | 3266051.57 |  |  | Maintain Status Quo | Afghanistan | AFG |  |  | FALSE
2020-08-11 | hospital_demand |  |  |  | 2639.34 |  |  | Relax Interventions 50% | Afghanistan | AFG |  |  | FALSE
2020-08-11 | ICU_demand |  |  |  | 392.33 |  |  | Relax Interventions 50% | Afghanistan | AFG |  |  | FALSE
2020-08-11 | infections |  |  |  | 31901.26 |  |  | Relax Interventions 50% | Afghanistan | AFG |  |  | FALSE
2020-08-11 | hospital_incidence |  |  |  | 285 |  |  | Relax Interventions 50% | Afghanistan | AFG |  |  | FALSE
2020-08-11 | ICU_incidence |  |  |  | 102.46 |  |  | Relax Interventions 50% | Afghanistan | AFG |  |  | FALSE
2020-08-11 | cumulative_infections |  |  |  | 3266051.57 |  |  | Relax Interventions 50% | Afghanistan | AFG |  |  | FALSE
2020-08-12 | hospital_demand |  |  |  | 2631.59 |  |  | Additional 50% Reduction | Afghanistan | AFG |  |  | FALSE
2020-08-12 | ICU_demand |  |  |  | 390.81 |  |  | Additional 50% Reduction | Afghanistan | AFG |  |  | FALSE
2020-08-12 | infections |  |  |  | 31032.7 |  |  | Additional 50% Reduction | Afghanistan | AFG |  |  | FALSE
2020-08-12 | hospital_incidence |  |  |  | 280.24 |  |  | Additional 50% Reduction | Afghanistan | AFG |  |  | FALSE
2020-08-12 | ICU_incidence |  |  |  | 100.71 |  |  | Additional 50% Reduction | Afghanistan | AFG |  |  | FALSE
2020-08-12 | cumulative_infections |  |  |  | 3297084.26 |  |  | Additional 50% Reduction | Afghanistan | AFG |  |  | FALSE
2020-08-12 | hospital_demand |  |  |  | 2631.59 |  |  | Maintain Status Quo | Afghanistan | AFG |  |  | FALSE
2020-08-12 | ICU_demand |  |  |  | 390.81 |  |  | Maintain Status Quo | Afghanistan | AFG |  |  | FALSE
2020-08-12 | infections |  |  |  | 31032.7 |  |  | Maintain Status Quo | Afghanistan | AFG |  |  | FALSE
2020-08-12 | hospital_incidence |  |  |  | 280.24 |  |  | Maintain Status Quo | Afghanistan | AFG |  |  | FALSE
2020-08-12 | ICU_incidence |  |  |  | 100.71 |  |  | Maintain Status Quo | Afghanistan | AFG |  |  | FALSE
2020-08-12 | cumulative_infections |  |  |  | 3297084.26 |  |  | Maintain Status Quo | Afghanistan | AFG |  |  | FALSE
2020-08-12 | hospital_demand |  |  |  | 2631.59 |  |  | Relax Interventions 50% | Afghanistan | AFG |  |  | FALSE
2020-08-12 | ICU_demand |  |  |  | 390.81 |  |  | Relax Interventions 50% | Afghanistan | AFG |  |  | FALSE
2020-08-12 | infections |  |  |  | 31032.7 |  |  | Relax Interventions 50% | Afghanistan | AFG |  |  | FALSE
2020-08-12 | hospital_incidence |  |  |  | 280.24 |  |  | Relax Interventions 50% | Afghanistan | AFG |  |  | FALSE
2020-08-12 | ICU_incidence |  |  |  | 100.71 |  |  | Relax Interventions 50% | Afghanistan | AFG |  |  | FALSE
2020-08-12 | cumulative_infections |  |  |  | 3297084.26 |  |  | Relax Interventions 50% | Afghanistan | AFG |  |  | FALSE
2020-08-13 | hospital_demand |  |  |  | 2619.08 |  |  | Additional 50% Reduction | Afghanistan | AFG |  |  | FALSE
2020-08-13 | ICU_demand |  |  |  | 388.88 |  |  | Additional 50% Reduction | Afghanistan | AFG |  |  | FALSE
2020-08-13 | infections |  |  |  | 30205.77 |  |  | Additional 50% Reduction | Afghanistan | AFG |  |  | FALSE
2020-08-13 | hospital_incidence |  |  |  | 274.75 |  |  | Additional 50% Reduction | Afghanistan | AFG |  |  | FALSE
2020-08-13 | ICU_incidence |  |  |  | 98.71 |  |  | Additional 50% Reduction | Afghanistan | AFG |  |  | FALSE
2020-08-13 | cumulative_infections |  |  |  | 3327290.03 |  |  | Additional 50% Reduction | Afghanistan | AFG |  |  | FALSE
2020-08-13 | hospital_demand |  |  |  | 2619.08 |  |  | Maintain Status Quo | Afghanistan | AFG |  |  | FALSE
2020-08-13 | ICU_demand |  |  |  | 388.88 |  |  | Maintain Status Quo | Afghanistan | AFG |  |  | FALSE
2020-08-13 | infections |  |  |  | 30205.77 |  |  | Maintain Status Quo | Afghanistan | AFG |  |  | FALSE
2020-08-13 | hospital_incidence |  |  |  | 274.75 |  |  | Maintain Status Quo | Afghanistan | AFG |  |  | FALSE
2020-08-13 | ICU_incidence |  |  |  | 98.71 |  |  | Maintain Status Quo | Afghanistan | AFG |  |  | FALSE
2020-08-13 | cumulative_infections |  |  |  | 3327290.03 |  |  | Maintain Status Quo | Afghanistan | AFG |  |  | FALSE
2020-08-13 | hospital_demand |  |  |  | 2619.08 |  |  | Relax Interventions 50% | Afghanistan | AFG |  |  | FALSE
2020-08-13 | ICU_demand |  |  |  | 388.88 |  |  | Relax Interventions 50% | Afghanistan | AFG |  |  | FALSE
2020-08-13 | infections |  |  |  | 30205.77 |  |  | Relax Interventions 50% | Afghanistan | AFG |  |  | FALSE
2020-08-13 | hospital_incidence |  |  |  | 274.75 |  |  | Relax Interventions 50% | Afghanistan | AFG |  |  | FALSE
2020-08-13 | ICU_incidence |  |  |  | 98.71 |  |  | Relax Interventions 50% | Afghanistan | AFG |  |  | FALSE
2020-08-13 | cumulative_infections |  |  |  | 3327290.03 |  |  | Relax Interventions 50% | Afghanistan | AFG |  |  | FALSE
2020-08-14 | hospital_demand |  |  |  | 2601.6 |  |  | Additional 50% Reduction | Afghanistan | AFG |  |  | FALSE
2020-08-14 | ICU_demand |  |  |  | 386.64 |  |  | Additional 50% Reduction | Afghanistan | AFG |  |  | FALSE
2020-08-14 | infections |  |  |  | 29410.44 |  |  | Additional 50% Reduction | Afghanistan | AFG |  |  | FALSE
2020-08-14 | hospital_incidence |  |  |  | 268.8 |  |  | Additional 50% Reduction | Afghanistan | AFG |  |  | FALSE
2020-08-14 | ICU_incidence |  |  |  | 96.54 |  |  | Additional 50% Reduction | Afghanistan | AFG |  |  | FALSE
2020-08-14 | cumulative_infections |  |  |  | 3356700.48 |  |  | Additional 50% Reduction | Afghanistan | AFG |  |  | FALSE
2020-08-14 | hospital_demand |  |  |  | 2601.6 |  |  | Maintain Status Quo | Afghanistan | AFG |  |  | FALSE
2020-08-14 | ICU_demand |  |  |  | 386.64 |  |  | Maintain Status Quo | Afghanistan | AFG |  |  | FALSE
2020-08-14 | infections |  |  |  | 29410.44 |  |  | Maintain Status Quo | Afghanistan | AFG |  |  | FALSE
2020-08-14 | hospital_incidence |  |  |  | 268.8 |  |  | Maintain Status Quo | Afghanistan | AFG |  |  | FALSE
2020-08-14 | ICU_incidence |  |  |  | 96.54 |  |  | Maintain Status Quo | Afghanistan | AFG |  |  | FALSE
2020-08-14 | cumulative_infections |  |  |  | 3356700.48 |  |  | Maintain Status Quo | Afghanistan | AFG |  |  | FALSE
2020-08-14 | hospital_demand |  |  |  | 2601.6 |  |  | Relax Interventions 50% | Afghanistan | AFG |  |  | FALSE
2020-08-14 | ICU_demand |  |  |  | 386.64 |  |  | Relax Interventions 50% | Afghanistan | AFG |  |  | FALSE
2020-08-14 | infections |  |  |  | 29410.44 |  |  | Relax Interventions 50% | Afghanistan | AFG |  |  | FALSE
2020-08-14 | hospital_incidence |  |  |  | 268.8 |  |  | Relax Interventions 50% | Afghanistan | AFG |  |  | FALSE
2020-08-14 | ICU_incidence |  |  |  | 96.54 |  |  | Relax Interventions 50% | Afghanistan | AFG |  |  | FALSE
2020-08-14 | cumulative_infections |  |  |  | 3356700.48 |  |  | Relax Interventions 50% | Afghanistan | AFG |  |  | FALSE
2020-08-15 | hospital_demand |  |  |  | 2579.21 |  |  | Additional 50% Reduction | Afghanistan | AFG |  |  | FALSE
2020-08-15 | ICU_demand |  |  |  | 384.18 |  |  | Additional 50% Reduction | Afghanistan | AFG |  |  | FALSE
2020-08-15 | infections |  |  |  | 28639.65 |  |  | Additional 50% Reduction | Afghanistan | AFG |  |  | FALSE
2020-08-15 | hospital_incidence |  |  |  | 262.59 |  |  | Additional 50% Reduction | Afghanistan | AFG |  |  | FALSE
2020-08-15 | ICU_incidence |  |  |  | 94.27 |  |  | Additional 50% Reduction | Afghanistan | AFG |  |  | FALSE
2020-08-15 | cumulative_infections |  |  |  | 3385340.13 |  |  | Additional 50% Reduction | Afghanistan | AFG |  |  | FALSE
2020-08-15 | hospital_demand |  |  |  | 2579.21 |  |  | Maintain Status Quo | Afghanistan | AFG |  |  | FALSE
2020-08-15 | ICU_demand |  |  |  | 384.18 |  |  | Maintain Status Quo | Afghanistan | AFG |  |  | FALSE
2020-08-15 | infections |  |  |  | 28639.65 |  |  | Maintain Status Quo | Afghanistan | AFG |  |  | FALSE
2020-08-15 | hospital_incidence |  |  |  | 262.59 |  |  | Maintain Status Quo | Afghanistan | AFG |  |  | FALSE
2020-08-15 | ICU_incidence |  |  |  | 94.27 |  |  | Maintain Status Quo | Afghanistan | AFG |  |  | FALSE
2020-08-15 | cumulative_infections |  |  |  | 3385340.13 |  |  | Maintain Status Quo | Afghanistan | AFG |  |  | FALSE
2020-08-15 | hospital_demand |  |  |  | 2579.21 |  |  | Relax Interventions 50% | Afghanistan | AFG |  |  | FALSE
2020-08-15 | ICU_demand |  |  |  | 384.18 |  |  | Relax Interventions 50% | Afghanistan | AFG |  |  | FALSE
2020-08-15 | infections |  |  |  | 28639.65 |  |  | Relax Interventions 50% | Afghanistan | AFG |  |  | FALSE
2020-08-15 | hospital_incidence |  |  |  | 262.59 |  |  | Relax Interventions 50% | Afghanistan | AFG |  |  | FALSE
2020-08-15 | ICU_incidence |  |  |  | 94.27 |  |  | Relax Interventions 50% | Afghanistan | AFG |  |  | FALSE
2020-08-15 | cumulative_infections |  |  |  | 3385340.13 |  |  | Relax Interventions 50% | Afghanistan | AFG |  |  | FALSE
2020-08-16 | hospital_demand |  |  |  | 2552.19 |  |  | Additional 50% Reduction | Afghanistan | AFG |  |  | FALSE
2020-08-16 | ICU_demand |  |  |  | 381.55 |  |  | Additional 50% Reduction | Afghanistan | AFG |  |  | FALSE
2020-08-16 | infections |  |  |  | 27889.21 |  |  | Additional 50% Reduction | Afghanistan | AFG |  |  | FALSE
2020-08-16 | hospital_incidence |  |  |  | 256.25 |  |  | Additional 50% Reduction | Afghanistan | AFG |  |  | FALSE
2020-08-16 | ICU_incidence |  |  |  | 91.95 |  |  | Additional 50% Reduction | Afghanistan | AFG |  |  | FALSE
2020-08-16 | cumulative_infections |  |  |  | 3413229.33 |  |  | Additional 50% Reduction | Afghanistan | AFG |  |  | FALSE
2020-08-16 | hospital_demand |  |  |  | 2552.19 |  |  | Maintain Status Quo | Afghanistan | AFG |  |  | FALSE
2020-08-16 | ICU_demand |  |  |  | 381.55 |  |  | Maintain Status Quo | Afghanistan | AFG |  |  | FALSE
2020-08-16 | infections |  |  |  | 27889.21 |  |  | Maintain Status Quo | Afghanistan | AFG |  |  | FALSE
2020-08-16 | hospital_incidence |  |  |  | 256.25 |  |  | Maintain Status Quo | Afghanistan | AFG |  |  | FALSE
2020-08-16 | ICU_incidence |  |  |  | 91.95 |  |  | Maintain Status Quo | Afghanistan | AFG |  |  | FALSE
2020-08-16 | cumulative_infections |  |  |  | 3413229.33 |  |  | Maintain Status Quo | Afghanistan | AFG |  |  | FALSE
2020-08-16 | hospital_demand |  |  |  | 2552.19 |  |  | Relax Interventions 50% | Afghanistan | AFG |  |  | FALSE
2020-08-16 | ICU_demand |  |  |  | 381.55 |  |  | Relax Interventions 50% | Afghanistan | AFG |  |  | FALSE
2020-08-16 | infections |  |  |  | 27889.21 |  |  | Relax Interventions 50% | Afghanistan | AFG |  |  | FALSE
2020-08-16 | hospital_incidence |  |  |  | 256.25 |  |  | Relax Interventions 50% | Afghanistan | AFG |  |  | FALSE
2020-08-16 | ICU_incidence |  |  |  | 91.95 |  |  | Relax Interventions 50% | Afghanistan | AFG |  |  | FALSE
2020-08-16 | cumulative_infections |  |  |  | 3413229.33 |  |  | Relax Interventions 50% | Afghanistan | AFG |  |  | FALSE
2020-08-17 | hospital_demand |  |  |  | 2520.96 |  |  | Additional 50% Reduction | Afghanistan | AFG |  |  | FALSE
2020-08-17 | ICU_demand |  |  |  | 378.83 |  |  | Additional 50% Reduction | Afghanistan | AFG |  |  | FALSE
2020-08-17 | infections |  |  |  | 27156.84 |  |  | Additional 50% Reduction | Afghanistan | AFG |  |  | FALSE
2020-08-17 | hospital_incidence |  |  |  | 249.88 |  |  | Additional 50% Reduction | Afghanistan | AFG |  |  | FALSE
2020-08-17 | ICU_incidence |  |  |  | 89.63 |  |  | Additional 50% Reduction | Afghanistan | AFG |  |  | FALSE
2020-08-17 | cumulative_infections |  |  |  | 3440386.18 |  |  | Additional 50% Reduction | Afghanistan | AFG |  |  | FALSE
2020-08-17 | hospital_demand |  |  |  | 2520.96 |  |  | Maintain Status Quo | Afghanistan | AFG |  |  | FALSE
2020-08-17 | ICU_demand |  |  |  | 378.83 |  |  | Maintain Status Quo | Afghanistan | AFG |  |  | FALSE
2020-08-17 | infections |  |  |  | 27156.84 |  |  | Maintain Status Quo | Afghanistan | AFG |  |  | FALSE
2020-08-17 | hospital_incidence |  |  |  | 249.88 |  |  | Maintain Status Quo | Afghanistan | AFG |  |  | FALSE
2020-08-17 | ICU_incidence |  |  |  | 89.63 |  |  | Maintain Status Quo | Afghanistan | AFG |  |  | FALSE
2020-08-17 | cumulative_infections |  |  |  | 3440386.18 |  |  | Maintain Status Quo | Afghanistan | AFG |  |  | FALSE
2020-08-17 | hospital_demand |  |  |  | 2520.96 |  |  | Relax Interventions 50% | Afghanistan | AFG |  |  | FALSE
2020-08-17 | ICU_demand |  |  |  | 378.83 |  |  | Relax Interventions 50% | Afghanistan | AFG |  |  | FALSE
2020-08-17 | infections |  |  |  | 27156.84 |  |  | Relax Interventions 50% | Afghanistan | AFG |  |  | FALSE
2020-08-17 | hospital_incidence |  |  |  | 249.88 |  |  | Relax Interventions 50% | Afghanistan | AFG |  |  | FALSE
2020-08-17 | ICU_incidence |  |  |  | 89.63 |  |  | Relax Interventions 50% | Afghanistan | AFG |  |  | FALSE
2020-08-17 | cumulative_infections |  |  |  | 3440386.18 |  |  | Relax Interventions 50% | Afghanistan | AFG |  |  | FALSE
2020-08-18 | hospital_demand |  |  |  | 2486 |  |  | Additional 50% Reduction | Afghanistan | AFG |  |  | FALSE
2020-08-18 | ICU_demand |  |  |  | 376.04 |  |  | Additional 50% Reduction | Afghanistan | AFG |  |  | FALSE
2020-08-18 | infections |  |  |  | 26441.44 |  |  | Additional 50% Reduction | Afghanistan | AFG |  |  | FALSE
2020-08-18 | hospital_incidence |  |  |  | 243.55 |  |  | Additional 50% Reduction | Afghanistan | AFG |  |  | FALSE
2020-08-18 | ICU_incidence |  |  |  | 87.33 |  |  | Additional 50% Reduction | Afghanistan | AFG |  |  | FALSE
2020-08-18 | cumulative_infections |  |  |  | 3466827.62 |  |  | Additional 50% Reduction | Afghanistan | AFG |  |  | FALSE
2020-08-18 | hospital_demand |  |  |  | 2486 |  |  | Maintain Status Quo | Afghanistan | AFG |  |  | FALSE
2020-08-18 | ICU_demand |  |  |  | 376.04 |  |  | Maintain Status Quo | Afghanistan | AFG |  |  | FALSE
2020-08-18 | infections |  |  |  | 26441.44 |  |  | Maintain Status Quo | Afghanistan | AFG |  |  | FALSE
2020-08-18 | hospital_incidence |  |  |  | 243.55 |  |  | Maintain Status Quo | Afghanistan | AFG |  |  | FALSE
2020-08-18 | ICU_incidence |  |  |  | 87.33 |  |  | Maintain Status Quo | Afghanistan | AFG |  |  | FALSE
2020-08-18 | cumulative_infections |  |  |  | 3466827.62 |  |  | Maintain Status Quo | Afghanistan | AFG |  |  | FALSE
2020-08-18 | hospital_demand |  |  |  | 2486 |  |  | Relax Interventions 50% | Afghanistan | AFG |  |  | FALSE
2020-08-18 | ICU_demand |  |  |  | 376.04 |  |  | Relax Interventions 50% | Afghanistan | AFG |  |  | FALSE
2020-08-18 | infections |  |  |  | 26441.44 |  |  | Relax Interventions 50% | Afghanistan | AFG |  |  | FALSE
2020-08-18 | hospital_incidence |  |  |  | 243.55 |  |  | Relax Interventions 50% | Afghanistan | AFG |  |  | FALSE
2020-08-18 | ICU_incidence |  |  |  | 87.33 |  |  | Relax Interventions 50% | Afghanistan | AFG |  |  | FALSE
2020-08-18 | cumulative_infections |  |  |  | 3466827.62 |  |  | Relax Interventions 50% | Afghanistan | AFG |  |  | FALSE
2020-08-19 | hospital_demand |  |  |  | 2447.82 |  |  | Additional 50% Reduction | Afghanistan | AFG |  |  | FALSE
2020-08-19 | ICU_demand |  |  |  | 373.23 |  |  | Additional 50% Reduction | Afghanistan | AFG |  |  | FALSE
2020-08-19 | infections |  |  |  | 25742.45 |  |  | Additional 50% Reduction | Afghanistan | AFG |  |  | FALSE
2020-08-19 | hospital_incidence |  |  |  | 237.28 |  |  | Additional 50% Reduction | Afghanistan | AFG |  |  | FALSE
2020-08-19 | ICU_incidence |  |  |  | 85.05 |  |  | Additional 50% Reduction | Afghanistan | AFG |  |  | FALSE
2020-08-19 | cumulative_infections |  |  |  | 3492570.07 |  |  | Additional 50% Reduction | Afghanistan | AFG |  |  | FALSE
2020-08-19 | hospital_demand |  |  |  | 2447.82 |  |  | Maintain Status Quo | Afghanistan | AFG |  |  | FALSE
2020-08-19 | ICU_demand |  |  |  | 373.23 |  |  | Maintain Status Quo | Afghanistan | AFG |  |  | FALSE
2020-08-19 | infections |  |  |  | 25742.45 |  |  | Maintain Status Quo | Afghanistan | AFG |  |  | FALSE
2020-08-19 | hospital_incidence |  |  |  | 237.28 |  |  | Maintain Status Quo | Afghanistan | AFG |  |  | FALSE
2020-08-19 | ICU_incidence |  |  |  | 85.05 |  |  | Maintain Status Quo | Afghanistan | AFG |  |  | FALSE
2020-08-19 | cumulative_infections |  |  |  | 3492570.07 |  |  | Maintain Status Quo | Afghanistan | AFG |  |  | FALSE
2020-08-19 | hospital_demand |  |  |  | 2447.82 |  |  | Relax Interventions 50% | Afghanistan | AFG |  |  | FALSE
2020-08-19 | ICU_demand |  |  |  | 373.23 |  |  | Relax Interventions 50% | Afghanistan | AFG |  |  | FALSE
2020-08-19 | infections |  |  |  | 25742.45 |  |  | Relax Interventions 50% | Afghanistan | AFG |  |  | FALSE
2020-08-19 | hospital_incidence |  |  |  | 237.28 |  |  | Relax Interventions 50% | Afghanistan | AFG |  |  | FALSE
2020-08-19 | ICU_incidence |  |  |  | 85.05 |  |  | Relax Interventions 50% | Afghanistan | AFG |  |  | FALSE
2020-08-19 | cumulative_infections |  |  |  | 3492570.07 |  |  | Relax Interventions 50% | Afghanistan | AFG |  |  | FALSE
2020-08-20 | hospital_demand |  |  |  | 2406.93 |  |  | Additional 50% Reduction | Afghanistan | AFG |  |  | FALSE
2020-08-20 | ICU_demand |  |  |  | 370.4 |  |  | Additional 50% Reduction | Afghanistan | AFG |  |  | FALSE
2020-08-20 | infections |  |  |  | 25059.59 |  |  | Additional 50% Reduction | Afghanistan | AFG |  |  | FALSE
2020-08-20 | hospital_incidence |  |  |  | 231.12 |  |  | Additional 50% Reduction | Afghanistan | AFG |  |  | FALSE
2020-08-20 | ICU_incidence |  |  |  | 82.81 |  |  | Additional 50% Reduction | Afghanistan | AFG |  |  | FALSE
2020-08-20 | cumulative_infections |  |  |  | 3517629.66 |  |  | Additional 50% Reduction | Afghanistan | AFG |  |  | FALSE
2020-08-20 | hospital_demand |  |  |  | 2406.93 |  |  | Maintain Status Quo | Afghanistan | AFG |  |  | FALSE
2020-08-20 | ICU_demand |  |  |  | 370.4 |  |  | Maintain Status Quo | Afghanistan | AFG |  |  | FALSE
2020-08-20 | infections |  |  |  | 25059.59 |  |  | Maintain Status Quo | Afghanistan | AFG |  |  | FALSE
2020-08-20 | hospital_incidence |  |  |  | 231.12 |  |  | Maintain Status Quo | Afghanistan | AFG |  |  | FALSE
2020-08-20 | ICU_incidence |  |  |  | 82.81 |  |  | Maintain Status Quo | Afghanistan | AFG |  |  | FALSE
2020-08-20 | cumulative_infections |  |  |  | 3517629.66 |  |  | Maintain Status Quo | Afghanistan | AFG |  |  | FALSE
2020-08-20 | hospital_demand |  |  |  | 2406.93 |  |  | Relax Interventions 50% | Afghanistan | AFG |  |  | FALSE
2020-08-20 | ICU_demand |  |  |  | 370.4 |  |  | Relax Interventions 50% | Afghanistan | AFG |  |  | FALSE
2020-08-20 | infections |  |  |  | 25059.59 |  |  | Relax Interventions 50% | Afghanistan | AFG |  |  | FALSE
2020-08-20 | hospital_incidence |  |  |  | 231.12 |  |  | Relax Interventions 50% | Afghanistan | AFG |  |  | FALSE
2020-08-20 | ICU_incidence |  |  |  | 82.81 |  |  | Relax Interventions 50% | Afghanistan | AFG |  |  | FALSE
2020-08-20 | cumulative_infections |  |  |  | 3517629.66 |  |  | Relax Interventions 50% | Afghanistan | AFG |  |  | FALSE
2020-08-21 | hospital_demand |  |  |  | 2363.82 |  |  | Additional 50% Reduction | Afghanistan | AFG |  |  | FALSE
2020-08-21 | ICU_demand |  |  |  | 367.59 |  |  | Additional 50% Reduction | Afghanistan | AFG |  |  | FALSE
2020-08-21 | infections |  |  |  | 24647.73 |  |  | Additional 50% Reduction | Afghanistan | AFG |  |  | FALSE
2020-08-21 | hospital_incidence |  |  |  | 225.1 |  |  | Additional 50% Reduction | Afghanistan | AFG |  |  | FALSE
2020-08-21 | ICU_incidence |  |  |  | 80.62 |  |  | Additional 50% Reduction | Afghanistan | AFG |  |  | FALSE
2020-08-21 | cumulative_infections |  |  |  | 3542277.4 |  |  | Additional 50% Reduction | Afghanistan | AFG |  |  | FALSE
2020-08-21 | hospital_demand |  |  |  | 2363.82 |  |  | Maintain Status Quo | Afghanistan | AFG |  |  | FALSE
2020-08-21 | ICU_demand |  |  |  | 367.59 |  |  | Maintain Status Quo | Afghanistan | AFG |  |  | FALSE
2020-08-21 | infections |  |  |  | 24647.73 |  |  | Maintain Status Quo | Afghanistan | AFG |  |  | FALSE
2020-08-21 | hospital_incidence |  |  |  | 225.1 |  |  | Maintain Status Quo | Afghanistan | AFG |  |  | FALSE
2020-08-21 | ICU_incidence |  |  |  | 80.62 |  |  | Maintain Status Quo | Afghanistan | AFG |  |  | FALSE
2020-08-21 | cumulative_infections |  |  |  | 3542277.4 |  |  | Maintain Status Quo | Afghanistan | AFG |  |  | FALSE
2020-08-21 | hospital_demand |  |  |  | 2363.82 |  |  | Relax Interventions 50% | Afghanistan | AFG |  |  | FALSE
2020-08-21 | ICU_demand |  |  |  | 367.59 |  |  | Relax Interventions 50% | Afghanistan | AFG |  |  | FALSE
2020-08-21 | infections |  |  |  | 24647.73 |  |  | Relax Interventions 50% | Afghanistan | AFG |  |  | FALSE
2020-08-21 | hospital_incidence |  |  |  | 225.1 |  |  | Relax Interventions 50% | Afghanistan | AFG |  |  | FALSE
2020-08-21 | ICU_incidence |  |  |  | 80.62 |  |  | Relax Interventions 50% | Afghanistan | AFG |  |  | FALSE
2020-08-21 | cumulative_infections |  |  |  | 3542277.4 |  |  | Relax Interventions 50% | Afghanistan | AFG |  |  | FALSE
2020-08-22 | hospital_demand |  |  |  | 2319.07 |  |  | Additional 50% Reduction | Afghanistan | AFG |  |  | FALSE
2020-08-22 | ICU_demand |  |  |  | 364.84 |  |  | Additional 50% Reduction | Afghanistan | AFG |  |  | FALSE
2020-08-22 | infections |  |  |  | 24515.1 |  |  | Additional 50% Reduction | Afghanistan | AFG |  |  | FALSE
2020-08-22 | hospital_incidence |  |  |  | 219.51 |  |  | Additional 50% Reduction | Afghanistan | AFG |  |  | FALSE
2020-08-22 | ICU_incidence |  |  |  | 78.59 |  |  | Additional 50% Reduction | Afghanistan | AFG |  |  | FALSE
2020-08-22 | cumulative_infections |  |  |  | 3566792.5 |  |  | Additional 50% Reduction | Afghanistan | AFG |  |  | FALSE
2020-08-22 | hospital_demand |  |  |  | 2319.07 |  |  | Maintain Status Quo | Afghanistan | AFG |  |  | FALSE
2020-08-22 | ICU_demand |  |  |  | 364.84 |  |  | Maintain Status Quo | Afghanistan | AFG |  |  | FALSE
2020-08-22 | infections |  |  |  | 24515.1 |  |  | Maintain Status Quo | Afghanistan | AFG |  |  | FALSE
2020-08-22 | hospital_incidence |  |  |  | 219.51 |  |  | Maintain Status Quo | Afghanistan | AFG |  |  | FALSE
2020-08-22 | ICU_incidence |  |  |  | 78.59 |  |  | Maintain Status Quo | Afghanistan | AFG |  |  | FALSE
2020-08-22 | cumulative_infections |  |  |  | 3566792.5 |  |  | Maintain Status Quo | Afghanistan | AFG |  |  | FALSE
2020-08-22 | hospital_demand |  |  |  | 2319.07 |  |  | Relax Interventions 50% | Afghanistan | AFG |  |  | FALSE
2020-08-22 | ICU_demand |  |  |  | 364.84 |  |  | Relax Interventions 50% | Afghanistan | AFG |  |  | FALSE
2020-08-22 | infections |  |  |  | 24515.1 |  |  | Relax Interventions 50% | Afghanistan | AFG |  |  | FALSE
2020-08-22 | hospital_incidence |  |  |  | 219.51 |  |  | Relax Interventions 50% | Afghanistan | AFG |  |  | FALSE
2020-08-22 | ICU_incidence |  |  |  | 78.59 |  |  | Relax Interventions 50% | Afghanistan | AFG |  |  | FALSE
2020-08-22 | cumulative_infections |  |  |  | 3566792.5 |  |  | Relax Interventions 50% | Afghanistan | AFG |  |  | FALSE
2020-08-23 | hospital_demand |  |  |  | 2273.56 |  |  | Additional 50% Reduction | Afghanistan | AFG |  |  | FALSE
2020-08-23 | ICU_demand |  |  |  | 362.27 |  |  | Additional 50% Reduction | Afghanistan | AFG |  |  | FALSE
2020-08-23 | infections |  |  |  | 24454.61 |  |  | Additional 50% Reduction | Afghanistan | AFG |  |  | FALSE
2020-08-23 | hospital_incidence |  |  |  | 214.66 |  |  | Additional 50% Reduction | Afghanistan | AFG |  |  | FALSE
2020-08-23 | ICU_incidence |  |  |  | 76.82 |  |  | Additional 50% Reduction | Afghanistan | AFG |  |  | FALSE
2020-08-23 | cumulative_infections |  |  |  | 3591247.11 |  |  | Additional 50% Reduction | Afghanistan | AFG |  |  | FALSE
2020-08-23 | hospital_demand |  |  |  | 2273.56 |  |  | Maintain Status Quo | Afghanistan | AFG |  |  | FALSE
2020-08-23 | ICU_demand |  |  |  | 362.27 |  |  | Maintain Status Quo | Afghanistan | AFG |  |  | FALSE
2020-08-23 | infections |  |  |  | 24454.61 |  |  | Maintain Status Quo | Afghanistan | AFG |  |  | FALSE
2020-08-23 | hospital_incidence |  |  |  | 214.66 |  |  | Maintain Status Quo | Afghanistan | AFG |  |  | FALSE
2020-08-23 | ICU_incidence |  |  |  | 76.82 |  |  | Maintain Status Quo | Afghanistan | AFG |  |  | FALSE
2020-08-23 | cumulative_infections |  |  |  | 3591247.11 |  |  | Maintain Status Quo | Afghanistan | AFG |  |  | FALSE
2020-08-23 | hospital_demand |  |  |  | 2273.56 |  |  | Relax Interventions 50% | Afghanistan | AFG |  |  | FALSE
2020-08-23 | ICU_demand |  |  |  | 362.27 |  |  | Relax Interventions 50% | Afghanistan | AFG |  |  | FALSE
2020-08-23 | infections |  |  |  | 24454.61 |  |  | Relax Interventions 50% | Afghanistan | AFG |  |  | FALSE
2020-08-23 | hospital_incidence |  |  |  | 214.66 |  |  | Relax Interventions 50% | Afghanistan | AFG |  |  | FALSE
2020-08-23 | ICU_incidence |  |  |  | 76.82 |  |  | Relax Interventions 50% | Afghanistan | AFG |  |  | FALSE
2020-08-23 | cumulative_infections |  |  |  | 3591247.11 |  |  | Relax Interventions 50% | Afghanistan | AFG |  |  | FALSE
2020-08-24 | hospital_demand |  |  |  | 2228.31 |  |  | Additional 50% Reduction | Afghanistan | AFG |  |  | FALSE
2020-08-24 | ICU_demand |  |  |  | 359.97 |  |  | Additional 50% Reduction | Afghanistan | AFG |  |  | FALSE
2020-08-24 | infections |  |  |  | 24388.72 |  |  | Additional 50% Reduction | Afghanistan | AFG |  |  | FALSE
2020-08-24 | hospital_incidence |  |  |  | 210.66 |  |  | Additional 50% Reduction | Afghanistan | AFG |  |  | FALSE
2020-08-24 | ICU_incidence |  |  |  | 75.36 |  |  | Additional 50% Reduction | Afghanistan | AFG |  |  | FALSE
2020-08-24 | cumulative_infections |  |  |  | 3615635.82 |  |  | Additional 50% Reduction | Afghanistan | AFG |  |  | FALSE
2020-08-24 | hospital_demand |  |  |  | 2228.31 |  |  | Maintain Status Quo | Afghanistan | AFG |  |  | FALSE
2020-08-24 | ICU_demand |  |  |  | 359.97 |  |  | Maintain Status Quo | Afghanistan | AFG |  |  | FALSE
2020-08-24 | infections |  |  |  | 24388.72 |  |  | Maintain Status Quo | Afghanistan | AFG |  |  | FALSE
2020-08-24 | hospital_incidence |  |  |  | 210.66 |  |  | Maintain Status Quo | Afghanistan | AFG |  |  | FALSE
2020-08-24 | ICU_incidence |  |  |  | 75.36 |  |  | Maintain Status Quo | Afghanistan | AFG |  |  | FALSE
2020-08-24 | cumulative_infections |  |  |  | 3615635.82 |  |  | Maintain Status Quo | Afghanistan | AFG |  |  | FALSE
2020-08-24 | hospital_demand |  |  |  | 2228.31 |  |  | Relax Interventions 50% | Afghanistan | AFG |  |  | FALSE
2020-08-24 | ICU_demand |  |  |  | 359.97 |  |  | Relax Interventions 50% | Afghanistan | AFG |  |  | FALSE
2020-08-24 | infections |  |  |  | 24388.72 |  |  | Relax Interventions 50% | Afghanistan | AFG |  |  | FALSE
2020-08-24 | hospital_incidence |  |  |  | 210.66 |  |  | Relax Interventions 50% | Afghanistan | AFG |  |  | FALSE
2020-08-24 | ICU_incidence |  |  |  | 75.36 |  |  | Relax Interventions 50% | Afghanistan | AFG |  |  | FALSE
2020-08-24 | cumulative_infections |  |  |  | 3615635.82 |  |  | Relax Interventions 50% | Afghanistan | AFG |  |  | FALSE
2020-08-25 | hospital_demand |  |  |  | 2184.27 |  |  | Additional 50% Reduction | Afghanistan | AFG |  |  | FALSE
2020-08-25 | ICU_demand |  |  |  | 357.98 |  |  | Additional 50% Reduction | Afghanistan | AFG |  |  | FALSE
2020-08-25 | infections |  |  |  | 24298.11 |  |  | Additional 50% Reduction | Afghanistan | AFG |  |  | FALSE
2020-08-25 | hospital_incidence |  |  |  | 207.46 |  |  | Additional 50% Reduction | Afghanistan | AFG |  |  | FALSE
2020-08-25 | ICU_incidence |  |  |  | 74.19 |  |  | Additional 50% Reduction | Afghanistan | AFG |  |  | FALSE
2020-08-25 | cumulative_infections |  |  |  | 3639933.93 |  |  | Additional 50% Reduction | Afghanistan | AFG |  |  | FALSE
2020-08-25 | hospital_demand |  |  |  | 2184.27 |  |  | Maintain Status Quo | Afghanistan | AFG |  |  | FALSE
2020-08-25 | ICU_demand |  |  |  | 357.98 |  |  | Maintain Status Quo | Afghanistan | AFG |  |  | FALSE
2020-08-25 | infections |  |  |  | 24298.11 |  |  | Maintain Status Quo | Afghanistan | AFG |  |  | FALSE
2020-08-25 | hospital_incidence |  |  |  | 207.46 |  |  | Maintain Status Quo | Afghanistan | AFG |  |  | FALSE
2020-08-25 | ICU_incidence |  |  |  | 74.19 |  |  | Maintain Status Quo | Afghanistan | AFG |  |  | FALSE
2020-08-25 | cumulative_infections |  |  |  | 3639933.93 |  |  | Maintain Status Quo | Afghanistan | AFG |  |  | FALSE
2020-08-25 | hospital_demand |  |  |  | 2184.27 |  |  | Relax Interventions 50% | Afghanistan | AFG |  |  | FALSE
2020-08-25 | ICU_demand |  |  |  | 357.98 |  |  | Relax Interventions 50% | Afghanistan | AFG |  |  | FALSE
2020-08-25 | infections |  |  |  | 24298.11 |  |  | Relax Interventions 50% | Afghanistan | AFG |  |  | FALSE
2020-08-25 | hospital_incidence |  |  |  | 207.46 |  |  | Relax Interventions 50% | Afghanistan | AFG |  |  | FALSE
2020-08-25 | ICU_incidence |  |  |  | 74.19 |  |  | Relax Interventions 50% | Afghanistan | AFG |  |  | FALSE
2020-08-25 | cumulative_infections |  |  |  | 3639933.93 |  |  | Relax Interventions 50% | Afghanistan | AFG |  |  | FALSE
2020-08-26 | hospital_demand |  |  |  | 2142.19 |  |  | Additional 50% Reduction | Afghanistan | AFG |  |  | FALSE
2020-08-26 | ICU_demand |  |  |  | 356.28 |  |  | Additional 50% Reduction | Afghanistan | AFG |  |  | FALSE
2020-08-26 | infections |  |  |  | 24184.86 |  |  | Additional 50% Reduction | Afghanistan | AFG |  |  | FALSE
2020-08-26 | hospital_incidence |  |  |  | 204.89 |  |  | Additional 50% Reduction | Afghanistan | AFG |  |  | FALSE
2020-08-26 | ICU_incidence |  |  |  | 73.25 |  |  | Additional 50% Reduction | Afghanistan | AFG |  |  | FALSE
2020-08-26 | cumulative_infections |  |  |  | 3664118.79 |  |  | Additional 50% Reduction | Afghanistan | AFG |  |  | FALSE
2020-08-26 | hospital_demand |  |  |  | 2142.19 |  |  | Maintain Status Quo | Afghanistan | AFG |  |  | FALSE
2020-08-26 | ICU_demand |  |  |  | 356.28 |  |  | Maintain Status Quo | Afghanistan | AFG |  |  | FALSE
2020-08-26 | infections |  |  |  | 24184.86 |  |  | Maintain Status Quo | Afghanistan | AFG |  |  | FALSE
2020-08-26 | hospital_incidence |  |  |  | 204.89 |  |  | Maintain Status Quo | Afghanistan | AFG |  |  | FALSE
2020-08-26 | ICU_incidence |  |  |  | 73.25 |  |  | Maintain Status Quo | Afghanistan | AFG |  |  | FALSE
2020-08-26 | cumulative_infections |  |  |  | 3664118.79 |  |  | Maintain Status Quo | Afghanistan | AFG |  |  | FALSE
2020-08-26 | hospital_demand |  |  |  | 2142.19 |  |  | Relax Interventions 50% | Afghanistan | AFG |  |  | FALSE
2020-08-26 | ICU_demand |  |  |  | 356.28 |  |  | Relax Interventions 50% | Afghanistan | AFG |  |  | FALSE
2020-08-26 | infections |  |  |  | 24184.86 |  |  | Relax Interventions 50% | Afghanistan | AFG |  |  | FALSE
2020-08-26 | hospital_incidence |  |  |  | 204.89 |  |  | Relax Interventions 50% | Afghanistan | AFG |  |  | FALSE
2020-08-26 | ICU_incidence |  |  |  | 73.25 |  |  | Relax Interventions 50% | Afghanistan | AFG |  |  | FALSE
2020-08-26 | cumulative_infections |  |  |  | 3664118.79 |  |  | Relax Interventions 50% | Afghanistan | AFG |  |  | FALSE
2020-08-27 | hospital_demand |  |  |  | 2102.56 |  |  | Additional 50% Reduction | Afghanistan | AFG |  |  | FALSE
2020-08-27 | ICU_demand |  |  |  | 354.83 |  |  | Additional 50% Reduction | Afghanistan | AFG |  |  | FALSE
2020-08-27 | infections |  |  |  | 24056.04 |  |  | Additional 50% Reduction | Afghanistan | AFG |  |  | FALSE
2020-08-27 | hospital_incidence |  |  |  | 202.78 |  |  | Additional 50% Reduction | Afghanistan | AFG |  |  | FALSE
2020-08-27 | ICU_incidence |  |  |  | 72.47 |  |  | Additional 50% Reduction | Afghanistan | AFG |  |  | FALSE
2020-08-27 | cumulative_infections |  |  |  | 3688174.83 |  |  | Additional 50% Reduction | Afghanistan | AFG |  |  | FALSE
2020-08-27 | hospital_demand |  |  |  | 2102.56 |  |  | Maintain Status Quo | Afghanistan | AFG |  |  | FALSE
2020-08-27 | ICU_demand |  |  |  | 354.83 |  |  | Maintain Status Quo | Afghanistan | AFG |  |  | FALSE
2020-08-27 | infections |  |  |  | 24056.04 |  |  | Maintain Status Quo | Afghanistan | AFG |  |  | FALSE
2020-08-27 | hospital_incidence |  |  |  | 202.78 |  |  | Maintain Status Quo | Afghanistan | AFG |  |  | FALSE
2020-08-27 | ICU_incidence |  |  |  | 72.47 |  |  | Maintain Status Quo | Afghanistan | AFG |  |  | FALSE
2020-08-27 | cumulative_infections |  |  |  | 3688174.83 |  |  | Maintain Status Quo | Afghanistan | AFG |  |  | FALSE
2020-08-27 | hospital_demand |  |  |  | 2102.56 |  |  | Relax Interventions 50% | Afghanistan | AFG |  |  | FALSE
2020-08-27 | ICU_demand |  |  |  | 354.83 |  |  | Relax Interventions 50% | Afghanistan | AFG |  |  | FALSE
2020-08-27 | infections |  |  |  | 24056.04 |  |  | Relax Interventions 50% | Afghanistan | AFG |  |  | FALSE
2020-08-27 | hospital_incidence |  |  |  | 202.78 |  |  | Relax Interventions 50% | Afghanistan | AFG |  |  | FALSE
2020-08-27 | ICU_incidence |  |  |  | 72.47 |  |  | Relax Interventions 50% | Afghanistan | AFG |  |  | FALSE
2020-08-27 | cumulative_infections |  |  |  | 3688174.83 |  |  | Relax Interventions 50% | Afghanistan | AFG |  |  | FALSE
2020-08-28 | hospital_demand |  |  |  | 2065.63 |  |  | Additional 50% Reduction | Afghanistan | AFG |  |  | FALSE
2020-08-28 | ICU_demand |  |  |  | 353.57 |  |  | Additional 50% Reduction | Afghanistan | AFG |  |  | FALSE
2020-08-28 | infections |  |  |  | 23917.85 |  |  | Additional 50% Reduction | Afghanistan | AFG |  |  | FALSE
2020-08-28 | hospital_incidence |  |  |  | 201.01 |  |  | Additional 50% Reduction | Afghanistan | AFG |  |  | FALSE
2020-08-28 | ICU_incidence |  |  |  | 71.81 |  |  | Additional 50% Reduction | Afghanistan | AFG |  |  | FALSE
2020-08-28 | cumulative_infections |  |  |  | 3712092.68 |  |  | Additional 50% Reduction | Afghanistan | AFG |  |  | FALSE
2020-08-28 | hospital_demand |  |  |  | 2065.63 |  |  | Maintain Status Quo | Afghanistan | AFG |  |  | FALSE
2020-08-28 | ICU_demand |  |  |  | 353.57 |  |  | Maintain Status Quo | Afghanistan | AFG |  |  | FALSE
2020-08-28 | infections |  |  |  | 23917.85 |  |  | Maintain Status Quo | Afghanistan | AFG |  |  | FALSE
2020-08-28 | hospital_incidence |  |  |  | 201.01 |  |  | Maintain Status Quo | Afghanistan | AFG |  |  | FALSE
2020-08-28 | ICU_incidence |  |  |  | 71.81 |  |  | Maintain Status Quo | Afghanistan | AFG |  |  | FALSE
2020-08-28 | cumulative_infections |  |  |  | 3712092.68 |  |  | Maintain Status Quo | Afghanistan | AFG |  |  | FALSE
2020-08-28 | hospital_demand |  |  |  | 2065.63 |  |  | Relax Interventions 50% | Afghanistan | AFG |  |  | FALSE
2020-08-28 | ICU_demand |  |  |  | 353.57 |  |  | Relax Interventions 50% | Afghanistan | AFG |  |  | FALSE
2020-08-28 | infections |  |  |  | 23917.85 |  |  | Relax Interventions 50% | Afghanistan | AFG |  |  | FALSE
2020-08-28 | hospital_incidence |  |  |  | 201.01 |  |  | Relax Interventions 50% | Afghanistan | AFG |  |  | FALSE
2020-08-28 | ICU_incidence |  |  |  | 71.81 |  |  | Relax Interventions 50% | Afghanistan | AFG |  |  | FALSE
2020-08-28 | cumulative_infections |  |  |  | 3712092.68 |  |  | Relax Interventions 50% | Afghanistan | AFG |  |  | FALSE
2020-08-29 | hospital_demand |  |  |  | 2031.47 |  |  | Additional 50% Reduction | Afghanistan | AFG |  |  | FALSE
2020-08-29 | ICU_demand |  |  |  | 352.47 |  |  | Additional 50% Reduction | Afghanistan | AFG |  |  | FALSE
2020-08-29 | infections |  |  |  | 23774.42 |  |  | Additional 50% Reduction | Afghanistan | AFG |  |  | FALSE
2020-08-29 | hospital_incidence |  |  |  | 199.44 |  |  | Additional 50% Reduction | Afghanistan | AFG |  |  | FALSE
2020-08-29 | ICU_incidence |  |  |  | 71.23 |  |  | Additional 50% Reduction | Afghanistan | AFG |  |  | FALSE
2020-08-29 | cumulative_infections |  |  |  | 3735867.1 |  |  | Additional 50% Reduction | Afghanistan | AFG |  |  | FALSE
2020-08-29 | hospital_demand |  |  |  | 2031.47 |  |  | Maintain Status Quo | Afghanistan | AFG |  |  | FALSE
2020-08-29 | ICU_demand |  |  |  | 352.47 |  |  | Maintain Status Quo | Afghanistan | AFG |  |  | FALSE
2020-08-29 | infections |  |  |  | 23774.42 |  |  | Maintain Status Quo | Afghanistan | AFG |  |  | FALSE
2020-08-29 | hospital_incidence |  |  |  | 199.44 |  |  | Maintain Status Quo | Afghanistan | AFG |  |  | FALSE
2020-08-29 | ICU_incidence |  |  |  | 71.23 |  |  | Maintain Status Quo | Afghanistan | AFG |  |  | FALSE
2020-08-29 | cumulative_infections |  |  |  | 3735867.1 |  |  | Maintain Status Quo | Afghanistan | AFG |  |  | FALSE
2020-08-29 | hospital_demand |  |  |  | 2031.47 |  |  | Relax Interventions 50% | Afghanistan | AFG |  |  | FALSE
2020-08-29 | ICU_demand |  |  |  | 352.47 |  |  | Relax Interventions 50% | Afghanistan | AFG |  |  | FALSE
2020-08-29 | infections |  |  |  | 23774.42 |  |  | Relax Interventions 50% | Afghanistan | AFG |  |  | FALSE
2020-08-29 | hospital_incidence |  |  |  | 199.44 |  |  | Relax Interventions 50% | Afghanistan | AFG |  |  | FALSE
2020-08-29 | ICU_incidence |  |  |  | 71.23 |  |  | Relax Interventions 50% | Afghanistan | AFG |  |  | FALSE
2020-08-29 | cumulative_infections |  |  |  | 3735867.1 |  |  | Relax Interventions 50% | Afghanistan | AFG |  |  | FALSE
2020-08-30 | hospital_demand |  |  |  | 2000.03 |  |  | Additional 50% Reduction | Afghanistan | AFG |  |  | FALSE
2020-08-30 | ICU_demand |  |  |  | 351.48 |  |  | Additional 50% Reduction | Afghanistan | AFG |  |  | FALSE
2020-08-30 | infections |  |  |  | 23628.02 |  |  | Additional 50% Reduction | Afghanistan | AFG |  |  | FALSE
2020-08-30 | hospital_incidence |  |  |  | 198 |  |  | Additional 50% Reduction | Afghanistan | AFG |  |  | FALSE
2020-08-30 | ICU_incidence |  |  |  | 70.69 |  |  | Additional 50% Reduction | Afghanistan | AFG |  |  | FALSE
2020-08-30 | cumulative_infections |  |  |  | 3759495.12 |  |  | Additional 50% Reduction | Afghanistan | AFG |  |  | FALSE
2020-08-30 | hospital_demand |  |  |  | 2000.03 |  |  | Maintain Status Quo | Afghanistan | AFG |  |  | FALSE
2020-08-30 | ICU_demand |  |  |  | 351.48 |  |  | Maintain Status Quo | Afghanistan | AFG |  |  | FALSE
2020-08-30 | infections |  |  |  | 23628.02 |  |  | Maintain Status Quo | Afghanistan | AFG |  |  | FALSE
2020-08-30 | hospital_incidence |  |  |  | 198 |  |  | Maintain Status Quo | Afghanistan | AFG |  |  | FALSE
2020-08-30 | ICU_incidence |  |  |  | 70.69 |  |  | Maintain Status Quo | Afghanistan | AFG |  |  | FALSE
2020-08-30 | cumulative_infections |  |  |  | 3759495.12 |  |  | Maintain Status Quo | Afghanistan | AFG |  |  | FALSE
2020-08-30 | hospital_demand |  |  |  | 2000.03 |  |  | Relax Interventions 50% | Afghanistan | AFG |  |  | FALSE
2020-08-30 | ICU_demand |  |  |  | 351.48 |  |  | Relax Interventions 50% | Afghanistan | AFG |  |  | FALSE
2020-08-30 | infections |  |  |  | 23628.02 |  |  | Relax Interventions 50% | Afghanistan | AFG |  |  | FALSE
2020-08-30 | hospital_incidence |  |  |  | 198 |  |  | Relax Interventions 50% | Afghanistan | AFG |  |  | FALSE
2020-08-30 | ICU_incidence |  |  |  | 70.69 |  |  | Relax Interventions 50% | Afghanistan | AFG |  |  | FALSE
2020-08-30 | cumulative_infections |  |  |  | 3759495.12 |  |  | Relax Interventions 50% | Afghanistan | AFG |  |  | FALSE
2020-08-31 | hospital_demand |  |  |  | 1971.14 |  |  | Additional 50% Reduction | Afghanistan | AFG |  |  | FALSE
2020-08-31 | ICU_demand |  |  |  | 350.58 |  |  | Additional 50% Reduction | Afghanistan | AFG |  |  | FALSE
2020-08-31 | infections |  |  |  | 23479.77 |  |  | Additional 50% Reduction | Afghanistan | AFG |  |  | FALSE
2020-08-31 | hospital_incidence |  |  |  | 196.65 |  |  | Additional 50% Reduction | Afghanistan | AFG |  |  | FALSE
2020-08-31 | ICU_incidence |  |  |  | 70.19 |  |  | Additional 50% Reduction | Afghanistan | AFG |  |  | FALSE
2020-08-31 | cumulative_infections |  |  |  | 3782974.89 |  |  | Additional 50% Reduction | Afghanistan | AFG |  |  | FALSE
2020-08-31 | hospital_demand |  |  |  | 1971.14 |  |  | Maintain Status Quo | Afghanistan | AFG |  |  | FALSE
2020-08-31 | ICU_demand |  |  |  | 350.58 |  |  | Maintain Status Quo | Afghanistan | AFG |  |  | FALSE
2020-08-31 | infections |  |  |  | 23479.77 |  |  | Maintain Status Quo | Afghanistan | AFG |  |  | FALSE
2020-08-31 | hospital_incidence |  |  |  | 196.65 |  |  | Maintain Status Quo | Afghanistan | AFG |  |  | FALSE
2020-08-31 | ICU_incidence |  |  |  | 70.19 |  |  | Maintain Status Quo | Afghanistan | AFG |  |  | FALSE
2020-08-31 | cumulative_infections |  |  |  | 3782974.89 |  |  | Maintain Status Quo | Afghanistan | AFG |  |  | FALSE
2020-08-31 | hospital_demand |  |  |  | 1971.14 |  |  | Relax Interventions 50% | Afghanistan | AFG |  |  | FALSE
2020-08-31 | ICU_demand |  |  |  | 350.58 |  |  | Relax Interventions 50% | Afghanistan | AFG |  |  | FALSE
2020-08-31 | infections |  |  |  | 23479.77 |  |  | Relax Interventions 50% | Afghanistan | AFG |  |  | FALSE
2020-08-31 | hospital_incidence |  |  |  | 196.65 |  |  | Relax Interventions 50% | Afghanistan | AFG |  |  | FALSE
2020-08-31 | ICU_incidence |  |  |  | 70.19 |  |  | Relax Interventions 50% | Afghanistan | AFG |  |  | FALSE
2020-08-31 | cumulative_infections |  |  |  | 3782974.89 |  |  | Relax Interventions 50% | Afghanistan | AFG |  |  | FALSE
2020-09-01 | hospital_demand |  |  |  | 1944.6 |  |  | Additional 50% Reduction | Afghanistan | AFG |  |  | FALSE
2020-09-01 | ICU_demand |  |  |  | 349.75 |  |  | Additional 50% Reduction | Afghanistan | AFG |  |  | FALSE
2020-09-01 | infections |  |  |  | 23330.15 |  |  | Additional 50% Reduction | Afghanistan | AFG |  |  | FALSE
2020-09-01 | hospital_incidence |  |  |  | 195.35 |  |  | Additional 50% Reduction | Afghanistan | AFG |  |  | FALSE
2020-09-01 | ICU_incidence |  |  |  | 69.7 |  |  | Additional 50% Reduction | Afghanistan | AFG |  |  | FALSE
2020-09-01 | cumulative_infections |  |  |  | 3806305.04 |  |  | Additional 50% Reduction | Afghanistan | AFG |  |  | FALSE
2020-09-01 | hospital_demand |  |  |  | 1944.6 |  |  | Maintain Status Quo | Afghanistan | AFG |  |  | FALSE
2020-09-01 | ICU_demand |  |  |  | 349.75 |  |  | Maintain Status Quo | Afghanistan | AFG |  |  | FALSE
2020-09-01 | infections |  |  |  | 23330.15 |  |  | Maintain Status Quo | Afghanistan | AFG |  |  | FALSE
2020-09-01 | hospital_incidence |  |  |  | 195.35 |  |  | Maintain Status Quo | Afghanistan | AFG |  |  | FALSE
2020-09-01 | ICU_incidence |  |  |  | 69.7 |  |  | Maintain Status Quo | Afghanistan | AFG |  |  | FALSE
2020-09-01 | cumulative_infections |  |  |  | 3806305.04 |  |  | Maintain Status Quo | Afghanistan | AFG |  |  | FALSE
2020-09-01 | hospital_demand |  |  |  | 1944.6 |  |  | Relax Interventions 50% | Afghanistan | AFG |  |  | FALSE
2020-09-01 | ICU_demand |  |  |  | 349.75 |  |  | Relax Interventions 50% | Afghanistan | AFG |  |  | FALSE
2020-09-01 | infections |  |  |  | 23330.15 |  |  | Relax Interventions 50% | Afghanistan | AFG |  |  | FALSE
2020-09-01 | hospital_incidence |  |  |  | 195.35 |  |  | Relax Interventions 50% | Afghanistan | AFG |  |  | FALSE
2020-09-01 | ICU_incidence |  |  |  | 69.7 |  |  | Relax Interventions 50% | Afghanistan | AFG |  |  | FALSE
2020-09-01 | cumulative_infections |  |  |  | 3806305.04 |  |  | Relax Interventions 50% | Afghanistan | AFG |  |  | FALSE
2020-09-02 | hospital_demand |  |  |  | 1920.19 |  |  | Additional 50% Reduction | Afghanistan | AFG |  |  | FALSE
2020-09-02 | ICU_demand |  |  |  | 348.96 |  |  | Additional 50% Reduction | Afghanistan | AFG |  |  | FALSE
2020-09-02 | infections |  |  |  | 23179.37 |  |  | Additional 50% Reduction | Afghanistan | AFG |  |  | FALSE
2020-09-02 | hospital_incidence |  |  |  | 194.07 |  |  | Additional 50% Reduction | Afghanistan | AFG |  |  | FALSE
2020-09-02 | ICU_incidence |  |  |  | 69.23 |  |  | Additional 50% Reduction | Afghanistan | AFG |  |  | FALSE
2020-09-02 | cumulative_infections |  |  |  | 3829484.4 |  |  | Additional 50% Reduction | Afghanistan | AFG |  |  | FALSE
2020-09-02 | hospital_demand |  |  |  | 1920.19 |  |  | Maintain Status Quo | Afghanistan | AFG |  |  | FALSE
2020-09-02 | ICU_demand |  |  |  | 348.96 |  |  | Maintain Status Quo | Afghanistan | AFG |  |  | FALSE
2020-09-02 | infections |  |  |  | 23179.37 |  |  | Maintain Status Quo | Afghanistan | AFG |  |  | FALSE
2020-09-02 | hospital_incidence |  |  |  | 194.07 |  |  | Maintain Status Quo | Afghanistan | AFG |  |  | FALSE
2020-09-02 | ICU_incidence |  |  |  | 69.23 |  |  | Maintain Status Quo | Afghanistan | AFG |  |  | FALSE
2020-09-02 | cumulative_infections |  |  |  | 3829484.4 |  |  | Maintain Status Quo | Afghanistan | AFG |  |  | FALSE
2020-09-02 | hospital_demand |  |  |  | 1920.19 |  |  | Relax Interventions 50% | Afghanistan | AFG |  |  | FALSE
2020-09-02 | ICU_demand |  |  |  | 348.96 |  |  | Relax Interventions 50% | Afghanistan | AFG |  |  | FALSE
2020-09-02 | infections |  |  |  | 23179.37 |  |  | Relax Interventions 50% | Afghanistan | AFG |  |  | FALSE
2020-09-02 | hospital_incidence |  |  |  | 194.07 |  |  | Relax Interventions 50% | Afghanistan | AFG |  |  | FALSE
2020-09-02 | ICU_incidence |  |  |  | 69.23 |  |  | Relax Interventions 50% | Afghanistan | AFG |  |  | FALSE
2020-09-02 | cumulative_infections |  |  |  | 3829484.4 |  |  | Relax Interventions 50% | Afghanistan | AFG |  |  | FALSE
2020-09-03 | hospital_demand |  |  |  | 1897.66 |  |  | Additional 50% Reduction | Afghanistan | AFG |  |  | FALSE
2020-09-03 | ICU_demand |  |  |  | 348.21 |  |  | Additional 50% Reduction | Afghanistan | AFG |  |  | FALSE
2020-09-03 | infections |  |  |  | 23027.53 |  |  | Additional 50% Reduction | Afghanistan | AFG |  |  | FALSE
2020-09-03 | hospital_incidence |  |  |  | 192.8 |  |  | Additional 50% Reduction | Afghanistan | AFG |  |  | FALSE
2020-09-03 | ICU_incidence |  |  |  | 68.76 |  |  | Additional 50% Reduction | Afghanistan | AFG |  |  | FALSE
2020-09-03 | cumulative_infections |  |  |  | 3852511.93 |  |  | Additional 50% Reduction | Afghanistan | AFG |  |  | FALSE
2020-09-03 | hospital_demand |  |  |  | 1897.66 |  |  | Maintain Status Quo | Afghanistan | AFG |  |  | FALSE
2020-09-03 | ICU_demand |  |  |  | 348.21 |  |  | Maintain Status Quo | Afghanistan | AFG |  |  | FALSE
2020-09-03 | infections |  |  |  | 23027.53 |  |  | Maintain Status Quo | Afghanistan | AFG |  |  | FALSE
2020-09-03 | hospital_incidence |  |  |  | 192.8 |  |  | Maintain Status Quo | Afghanistan | AFG |  |  | FALSE
2020-09-03 | ICU_incidence |  |  |  | 68.76 |  |  | Maintain Status Quo | Afghanistan | AFG |  |  | FALSE
2020-09-03 | cumulative_infections |  |  |  | 3852511.93 |  |  | Maintain Status Quo | Afghanistan | AFG |  |  | FALSE
2020-09-03 | hospital_demand |  |  |  | 1897.66 |  |  | Relax Interventions 50% | Afghanistan | AFG |  |  | FALSE
2020-09-03 | ICU_demand |  |  |  | 348.21 |  |  | Relax Interventions 50% | Afghanistan | AFG |  |  | FALSE
2020-09-03 | infections |  |  |  | 23027.53 |  |  | Relax Interventions 50% | Afghanistan | AFG |  |  | FALSE
2020-09-03 | hospital_incidence |  |  |  | 192.8 |  |  | Relax Interventions 50% | Afghanistan | AFG |  |  | FALSE
2020-09-03 | ICU_incidence |  |  |  | 68.76 |  |  | Relax Interventions 50% | Afghanistan | AFG |  |  | FALSE
2020-09-03 | cumulative_infections |  |  |  | 3852511.93 |  |  | Relax Interventions 50% | Afghanistan | AFG |  |  | FALSE
2020-09-04 | hospital_demand |  |  |  | 1876.8 |  |  | Additional 50% Reduction | Afghanistan | AFG |  |  | FALSE
2020-09-04 | ICU_demand |  |  |  | 347.48 |  |  | Additional 50% Reduction | Afghanistan | AFG |  |  | FALSE
2020-09-04 | infections |  |  |  | 23003.6 |  |  | Additional 50% Reduction | Afghanistan | AFG |  |  | FALSE
2020-09-04 | hospital_incidence |  |  |  | 191.56 |  |  | Additional 50% Reduction | Afghanistan | AFG |  |  | FALSE
2020-09-04 | ICU_incidence |  |  |  | 68.3 |  |  | Additional 50% Reduction | Afghanistan | AFG |  |  | FALSE
2020-09-04 | cumulative_infections |  |  |  | 3875515.53 |  |  | Additional 50% Reduction | Afghanistan | AFG |  |  | FALSE
2020-09-04 | hospital_demand |  |  |  | 1876.8 |  |  | Maintain Status Quo | Afghanistan | AFG |  |  | FALSE
2020-09-04 | ICU_demand |  |  |  | 347.48 |  |  | Maintain Status Quo | Afghanistan | AFG |  |  | FALSE
2020-09-04 | infections |  |  |  | 23003.6 |  |  | Maintain Status Quo | Afghanistan | AFG |  |  | FALSE
2020-09-04 | hospital_incidence |  |  |  | 191.56 |  |  | Maintain Status Quo | Afghanistan | AFG |  |  | FALSE
2020-09-04 | ICU_incidence |  |  |  | 68.3 |  |  | Maintain Status Quo | Afghanistan | AFG |  |  | FALSE
2020-09-04 | cumulative_infections |  |  |  | 3875515.53 |  |  | Maintain Status Quo | Afghanistan | AFG |  |  | FALSE
2020-09-04 | hospital_demand |  |  |  | 1876.8 |  |  | Relax Interventions 50% | Afghanistan | AFG |  |  | FALSE
2020-09-04 | ICU_demand |  |  |  | 347.48 |  |  | Relax Interventions 50% | Afghanistan | AFG |  |  | FALSE
2020-09-04 | infections |  |  |  | 23003.6 |  |  | Relax Interventions 50% | Afghanistan | AFG |  |  | FALSE
2020-09-04 | hospital_incidence |  |  |  | 191.56 |  |  | Relax Interventions 50% | Afghanistan | AFG |  |  | FALSE
2020-09-04 | ICU_incidence |  |  |  | 68.3 |  |  | Relax Interventions 50% | Afghanistan | AFG |  |  | FALSE
2020-09-04 | cumulative_infections |  |  |  | 3875515.53 |  |  | Relax Interventions 50% | Afghanistan | AFG |  |  | FALSE
2020-09-05 | hospital_demand |  |  |  | 1857.46 |  |  | Additional 50% Reduction | Afghanistan | AFG |  |  | FALSE
2020-09-05 | ICU_demand |  |  |  | 346.81 |  |  | Additional 50% Reduction | Afghanistan | AFG |  |  | FALSE
2020-09-05 | infections |  |  |  | 23113.81 |  |  | Additional 50% Reduction | Afghanistan | AFG |  |  | FALSE
2020-09-05 | hospital_incidence |  |  |  | 190.46 |  |  | Additional 50% Reduction | Afghanistan | AFG |  |  | FALSE
2020-09-05 | ICU_incidence |  |  |  | 67.89 |  |  | Additional 50% Reduction | Afghanistan | AFG |  |  | FALSE
2020-09-05 | cumulative_infections |  |  |  | 3898629.34 |  |  | Additional 50% Reduction | Afghanistan | AFG |  |  | FALSE
2020-09-05 | hospital_demand |  |  |  | 1857.46 |  |  | Maintain Status Quo | Afghanistan | AFG |  |  | FALSE
2020-09-05 | ICU_demand |  |  |  | 346.81 |  |  | Maintain Status Quo | Afghanistan | AFG |  |  | FALSE
2020-09-05 | infections |  |  |  | 23113.81 |  |  | Maintain Status Quo | Afghanistan | AFG |  |  | FALSE
2020-09-05 | hospital_incidence |  |  |  | 190.46 |  |  | Maintain Status Quo | Afghanistan | AFG |  |  | FALSE
2020-09-05 | ICU_incidence |  |  |  | 67.89 |  |  | Maintain Status Quo | Afghanistan | AFG |  |  | FALSE
2020-09-05 | cumulative_infections |  |  |  | 3898629.34 |  |  | Maintain Status Quo | Afghanistan | AFG |  |  | FALSE
2020-09-05 | hospital_demand |  |  |  | 1857.46 |  |  | Relax Interventions 50% | Afghanistan | AFG |  |  | FALSE
2020-09-05 | ICU_demand |  |  |  | 346.81 |  |  | Relax Interventions 50% | Afghanistan | AFG |  |  | FALSE
2020-09-05 | infections |  |  |  | 23113.81 |  |  | Relax Interventions 50% | Afghanistan | AFG |  |  | FALSE
2020-09-05 | hospital_incidence |  |  |  | 190.46 |  |  | Relax Interventions 50% | Afghanistan | AFG |  |  | FALSE
2020-09-05 | ICU_incidence |  |  |  | 67.89 |  |  | Relax Interventions 50% | Afghanistan | AFG |  |  | FALSE
2020-09-05 | cumulative_infections |  |  |  | 3898629.34 |  |  | Relax Interventions 50% | Afghanistan | AFG |  |  | FALSE
2020-09-06 | hospital_demand |  |  |  | 1839.66 |  |  | Additional 50% Reduction | Afghanistan | AFG |  |  | FALSE
2020-09-06 | ICU_demand |  |  |  | 346.22 |  |  | Additional 50% Reduction | Afghanistan | AFG |  |  | FALSE
2020-09-06 | infections |  |  |  | 23257.52 |  |  | Additional 50% Reduction | Afghanistan | AFG |  |  | FALSE
2020-09-06 | hospital_incidence |  |  |  | 189.67 |  |  | Additional 50% Reduction | Afghanistan | AFG |  |  | FALSE
2020-09-06 | ICU_incidence |  |  |  | 67.6 |  |  | Additional 50% Reduction | Afghanistan | AFG |  |  | FALSE
2020-09-06 | cumulative_infections |  |  |  | 3921886.86 |  |  | Additional 50% Reduction | Afghanistan | AFG |  |  | FALSE
2020-09-06 | hospital_demand |  |  |  | 1839.66 |  |  | Maintain Status Quo | Afghanistan | AFG |  |  | FALSE
2020-09-06 | ICU_demand |  |  |  | 346.22 |  |  | Maintain Status Quo | Afghanistan | AFG |  |  | FALSE
2020-09-06 | infections |  |  |  | 23257.52 |  |  | Maintain Status Quo | Afghanistan | AFG |  |  | FALSE
2020-09-06 | hospital_incidence |  |  |  | 189.67 |  |  | Maintain Status Quo | Afghanistan | AFG |  |  | FALSE
2020-09-06 | ICU_incidence |  |  |  | 67.6 |  |  | Maintain Status Quo | Afghanistan | AFG |  |  | FALSE
2020-09-06 | cumulative_infections |  |  |  | 3921886.86 |  |  | Maintain Status Quo | Afghanistan | AFG |  |  | FALSE
2020-09-06 | hospital_demand |  |  |  | 1839.66 |  |  | Relax Interventions 50% | Afghanistan | AFG |  |  | FALSE
2020-09-06 | ICU_demand |  |  |  | 346.22 |  |  | Relax Interventions 50% | Afghanistan | AFG |  |  | FALSE
2020-09-06 | infections |  |  |  | 23257.52 |  |  | Relax Interventions 50% | Afghanistan | AFG |  |  | FALSE
2020-09-06 | hospital_incidence |  |  |  | 189.67 |  |  | Relax Interventions 50% | Afghanistan | AFG |  |  | FALSE
2020-09-06 | ICU_incidence |  |  |  | 67.6 |  |  | Relax Interventions 50% | Afghanistan | AFG |  |  | FALSE
2020-09-06 | cumulative_infections |  |  |  | 3921886.86 |  |  | Relax Interventions 50% | Afghanistan | AFG |  |  | FALSE
2020-09-07 | hospital_demand |  |  |  | 1823.58 |  |  | Additional 50% Reduction | Afghanistan | AFG |  |  | FALSE
2020-09-07 | ICU_demand |  |  |  | 345.77 |  |  | Additional 50% Reduction | Afghanistan | AFG |  |  | FALSE
2020-09-07 | infections |  |  |  | 23397.29 |  |  | Additional 50% Reduction | Afghanistan | AFG |  |  | FALSE
2020-09-07 | hospital_incidence |  |  |  | 189.26 |  |  | Additional 50% Reduction | Afghanistan | AFG |  |  | FALSE
2020-09-07 | ICU_incidence |  |  |  | 67.44 |  |  | Additional 50% Reduction | Afghanistan | AFG |  |  | FALSE
2020-09-07 | cumulative_infections |  |  |  | 3945284.15 |  |  | Additional 50% Reduction | Afghanistan | AFG |  |  | FALSE
2020-09-07 | hospital_demand |  |  |  | 1823.58 |  |  | Maintain Status Quo | Afghanistan | AFG |  |  | FALSE
2020-09-07 | ICU_demand |  |  |  | 345.77 |  |  | Maintain Status Quo | Afghanistan | AFG |  |  | FALSE
2020-09-07 | infections |  |  |  | 23397.29 |  |  | Maintain Status Quo | Afghanistan | AFG |  |  | FALSE
2020-09-07 | hospital_incidence |  |  |  | 189.26 |  |  | Maintain Status Quo | Afghanistan | AFG |  |  | FALSE
2020-09-07 | ICU_incidence |  |  |  | 67.44 |  |  | Maintain Status Quo | Afghanistan | AFG |  |  | FALSE
2020-09-07 | cumulative_infections |  |  |  | 3945284.15 |  |  | Maintain Status Quo | Afghanistan | AFG |  |  | FALSE
2020-09-07 | hospital_demand |  |  |  | 1823.58 |  |  | Relax Interventions 50% | Afghanistan | AFG |  |  | FALSE
2020-09-07 | ICU_demand |  |  |  | 345.77 |  |  | Relax Interventions 50% | Afghanistan | AFG |  |  | FALSE
2020-09-07 | infections |  |  |  | 23397.29 |  |  | Relax Interventions 50% | Afghanistan | AFG |  |  | FALSE
2020-09-07 | hospital_incidence |  |  |  | 189.26 |  |  | Relax Interventions 50% | Afghanistan | AFG |  |  | FALSE
2020-09-07 | ICU_incidence |  |  |  | 67.44 |  |  | Relax Interventions 50% | Afghanistan | AFG |  |  | FALSE
2020-09-07 | cumulative_infections |  |  |  | 3945284.15 |  |  | Relax Interventions 50% | Afghanistan | AFG |  |  | FALSE
2020-09-08 | hospital_demand |  |  |  | 1809.38 |  |  | Additional 50% Reduction | Afghanistan | AFG |  |  | FALSE
2020-09-08 | ICU_demand |  |  |  | 345.47 |  |  | Additional 50% Reduction | Afghanistan | AFG |  |  | FALSE
2020-09-08 | infections |  |  |  | 23523.94 |  |  | Additional 50% Reduction | Afghanistan | AFG |  |  | FALSE
2020-09-08 | hospital_incidence |  |  |  | 189.19 |  |  | Additional 50% Reduction | Afghanistan | AFG |  |  | FALSE
2020-09-08 | ICU_incidence |  |  |  | 67.41 |  |  | Additional 50% Reduction | Afghanistan | AFG |  |  | FALSE
2020-09-08 | cumulative_infections |  |  |  | 3968808.09 |  |  | Additional 50% Reduction | Afghanistan | AFG |  |  | FALSE
2020-09-08 | hospital_demand |  |  |  | 1809.38 |  |  | Maintain Status Quo | Afghanistan | AFG |  |  | FALSE
2020-09-08 | ICU_demand |  |  |  | 345.47 |  |  | Maintain Status Quo | Afghanistan | AFG |  |  | FALSE
2020-09-08 | infections |  |  |  | 23523.94 |  |  | Maintain Status Quo | Afghanistan | AFG |  |  | FALSE
2020-09-08 | hospital_incidence |  |  |  | 189.19 |  |  | Maintain Status Quo | Afghanistan | AFG |  |  | FALSE
2020-09-08 | ICU_incidence |  |  |  | 67.41 |  |  | Maintain Status Quo | Afghanistan | AFG |  |  | FALSE
2020-09-08 | cumulative_infections |  |  |  | 3968808.09 |  |  | Maintain Status Quo | Afghanistan | AFG |  |  | FALSE
2020-09-08 | hospital_demand |  |  |  | 1809.38 |  |  | Relax Interventions 50% | Afghanistan | AFG |  |  | FALSE
2020-09-08 | ICU_demand |  |  |  | 345.47 |  |  | Relax Interventions 50% | Afghanistan | AFG |  |  | FALSE
2020-09-08 | infections |  |  |  | 23523.94 |  |  | Relax Interventions 50% | Afghanistan | AFG |  |  | FALSE
2020-09-08 | hospital_incidence |  |  |  | 189.19 |  |  | Relax Interventions 50% | Afghanistan | AFG |  |  | FALSE
2020-09-08 | ICU_incidence |  |  |  | 67.41 |  |  | Relax Interventions 50% | Afghanistan | AFG |  |  | FALSE
2020-09-08 | cumulative_infections |  |  |  | 3968808.09 |  |  | Relax Interventions 50% | Afghanistan | AFG |  |  | FALSE
2020-09-09 | hospital_demand |  |  |  | 1797.17 |  |  | Additional 50% Reduction | Afghanistan | AFG |  |  | FALSE
2020-09-09 | ICU_demand |  |  |  | 345.31 |  |  | Additional 50% Reduction | Afghanistan | AFG |  |  | FALSE
2020-09-09 | infections |  |  |  | 23638.6 |  |  | Additional 50% Reduction | Afghanistan | AFG |  |  | FALSE
2020-09-09 | hospital_incidence |  |  |  | 189.39 |  |  | Additional 50% Reduction | Afghanistan | AFG |  |  | FALSE
2020-09-09 | ICU_incidence |  |  |  | 67.48 |  |  | Additional 50% Reduction | Afghanistan | AFG |  |  | FALSE
2020-09-09 | cumulative_infections |  |  |  | 3992446.7 |  |  | Additional 50% Reduction | Afghanistan | AFG |  |  | FALSE
2020-09-09 | hospital_demand |  |  |  | 1797.17 |  |  | Maintain Status Quo | Afghanistan | AFG |  |  | FALSE
2020-09-09 | ICU_demand |  |  |  | 345.31 |  |  | Maintain Status Quo | Afghanistan | AFG |  |  | FALSE
2020-09-09 | infections |  |  |  | 23638.6 |  |  | Maintain Status Quo | Afghanistan | AFG |  |  | FALSE
2020-09-09 | hospital_incidence |  |  |  | 189.39 |  |  | Maintain Status Quo | Afghanistan | AFG |  |  | FALSE
2020-09-09 | ICU_incidence |  |  |  | 67.48 |  |  | Maintain Status Quo | Afghanistan | AFG |  |  | FALSE
2020-09-09 | cumulative_infections |  |  |  | 3992446.7 |  |  | Maintain Status Quo | Afghanistan | AFG |  |  | FALSE
2020-09-09 | hospital_demand |  |  |  | 1797.17 |  |  | Relax Interventions 50% | Afghanistan | AFG |  |  | FALSE
2020-09-09 | ICU_demand |  |  |  | 345.31 |  |  | Relax Interventions 50% | Afghanistan | AFG |  |  | FALSE
2020-09-09 | infections |  |  |  | 23638.6 |  |  | Relax Interventions 50% | Afghanistan | AFG |  |  | FALSE
2020-09-09 | hospital_incidence |  |  |  | 189.39 |  |  | Relax Interventions 50% | Afghanistan | AFG |  |  | FALSE
2020-09-09 | ICU_incidence |  |  |  | 67.48 |  |  | Relax Interventions 50% | Afghanistan | AFG |  |  | FALSE
2020-09-09 | cumulative_infections |  |  |  | 3992446.7 |  |  | Relax Interventions 50% | Afghanistan | AFG |  |  | FALSE
2020-09-10 | hospital_demand |  |  |  | 1787 |  |  | Additional 50% Reduction | Afghanistan | AFG |  |  | FALSE
2020-09-10 | ICU_demand |  |  |  | 345.27 |  |  | Additional 50% Reduction | Afghanistan | AFG |  |  | FALSE
2020-09-10 | infections |  |  |  | 23744.71 |  |  | Additional 50% Reduction | Afghanistan | AFG |  |  | FALSE
2020-09-10 | hospital_incidence |  |  |  | 189.8 |  |  | Additional 50% Reduction | Afghanistan | AFG |  |  | FALSE
2020-09-10 | ICU_incidence |  |  |  | 67.62 |  |  | Additional 50% Reduction | Afghanistan | AFG |  |  | FALSE
2020-09-10 | cumulative_infections |  |  |  | 4016191.41 |  |  | Additional 50% Reduction | Afghanistan | AFG |  |  | FALSE
2020-09-10 | hospital_demand |  |  |  | 1787 |  |  | Maintain Status Quo | Afghanistan | AFG |  |  | FALSE
2020-09-10 | ICU_demand |  |  |  | 345.27 |  |  | Maintain Status Quo | Afghanistan | AFG |  |  | FALSE
2020-09-10 | infections |  |  |  | 23744.71 |  |  | Maintain Status Quo | Afghanistan | AFG |  |  | FALSE
2020-09-10 | hospital_incidence |  |  |  | 189.8 |  |  | Maintain Status Quo | Afghanistan | AFG |  |  | FALSE
2020-09-10 | ICU_incidence |  |  |  | 67.62 |  |  | Maintain Status Quo | Afghanistan | AFG |  |  | FALSE
2020-09-10 | cumulative_infections |  |  |  | 4016191.41 |  |  | Maintain Status Quo | Afghanistan | AFG |  |  | FALSE
2020-09-10 | hospital_demand |  |  |  | 1787 |  |  | Relax Interventions 50% | Afghanistan | AFG |  |  | FALSE
2020-09-10 | ICU_demand |  |  |  | 345.27 |  |  | Relax Interventions 50% | Afghanistan | AFG |  |  | FALSE
2020-09-10 | infections |  |  |  | 23744.71 |  |  | Relax Interventions 50% | Afghanistan | AFG |  |  | FALSE
2020-09-10 | hospital_incidence |  |  |  | 189.8 |  |  | Relax Interventions 50% | Afghanistan | AFG |  |  | FALSE
2020-09-10 | ICU_incidence |  |  |  | 67.62 |  |  | Relax Interventions 50% | Afghanistan | AFG |  |  | FALSE
2020-09-10 | cumulative_infections |  |  |  | 4016191.41 |  |  | Relax Interventions 50% | Afghanistan | AFG |  |  | FALSE
2020-09-11 | hospital_demand |  |  |  | 1778.8 |  |  | Additional 50% Reduction | Afghanistan | AFG |  |  | FALSE
2020-09-11 | ICU_demand |  |  |  | 345.32 |  |  | Additional 50% Reduction | Afghanistan | AFG |  |  | FALSE
2020-09-11 | infections |  |  |  | 23845.17 |  |  | Additional 50% Reduction | Afghanistan | AFG |  |  | FALSE
2020-09-11 | hospital_incidence |  |  |  | 190.34 |  |  | Additional 50% Reduction | Afghanistan | AFG |  |  | FALSE
2020-09-11 | ICU_incidence |  |  |  | 67.81 |  |  | Additional 50% Reduction | Afghanistan | AFG |  |  | FALSE
2020-09-11 | cumulative_infections |  |  |  | 4040036.58 |  |  | Additional 50% Reduction | Afghanistan | AFG |  |  | FALSE
2020-09-11 | hospital_demand |  |  |  | 1778.8 |  |  | Maintain Status Quo | Afghanistan | AFG |  |  | FALSE
2020-09-11 | ICU_demand |  |  |  | 345.32 |  |  | Maintain Status Quo | Afghanistan | AFG |  |  | FALSE
2020-09-11 | infections |  |  |  | 23845.17 |  |  | Maintain Status Quo | Afghanistan | AFG |  |  | FALSE
2020-09-11 | hospital_incidence |  |  |  | 190.34 |  |  | Maintain Status Quo | Afghanistan | AFG |  |  | FALSE
2020-09-11 | ICU_incidence |  |  |  | 67.81 |  |  | Maintain Status Quo | Afghanistan | AFG |  |  | FALSE
2020-09-11 | cumulative_infections |  |  |  | 4040036.58 |  |  | Maintain Status Quo | Afghanistan | AFG |  |  | FALSE
2020-09-11 | hospital_demand |  |  |  | 1778.8 |  |  | Relax Interventions 50% | Afghanistan | AFG |  |  | FALSE
2020-09-11 | ICU_demand |  |  |  | 345.32 |  |  | Relax Interventions 50% | Afghanistan | AFG |  |  | FALSE
2020-09-11 | infections |  |  |  | 23845.17 |  |  | Relax Interventions 50% | Afghanistan | AFG |  |  | FALSE
2020-09-11 | hospital_incidence |  |  |  | 190.34 |  |  | Relax Interventions 50% | Afghanistan | AFG |  |  | FALSE
2020-09-11 | ICU_incidence |  |  |  | 67.81 |  |  | Relax Interventions 50% | Afghanistan | AFG |  |  | FALSE
2020-09-11 | cumulative_infections |  |  |  | 4040036.58 |  |  | Relax Interventions 50% | Afghanistan | AFG |  |  | FALSE
2020-09-12 | hospital_demand |  |  |  | 1772.47 |  |  | Additional 50% Reduction | Afghanistan | AFG |  |  | FALSE
2020-09-12 | ICU_demand |  |  |  | 345.44 |  |  | Additional 50% Reduction | Afghanistan | AFG |  |  | FALSE
2020-09-12 | infections |  |  |  | 23941.89 |  |  | Additional 50% Reduction | Afghanistan | AFG |  |  | FALSE
2020-09-12 | hospital_incidence |  |  |  | 190.96 |  |  | Additional 50% Reduction | Afghanistan | AFG |  |  | FALSE
2020-09-12 | ICU_incidence |  |  |  | 68.03 |  |  | Additional 50% Reduction | Afghanistan | AFG |  |  | FALSE
2020-09-12 | cumulative_infections |  |  |  | 4063978.47 |  |  | Additional 50% Reduction | Afghanistan | AFG |  |  | FALSE
2020-09-12 | hospital_demand |  |  |  | 1772.47 |  |  | Maintain Status Quo | Afghanistan | AFG |  |  | FALSE
2020-09-12 | ICU_demand |  |  |  | 345.44 |  |  | Maintain Status Quo | Afghanistan | AFG |  |  | FALSE
2020-09-12 | infections |  |  |  | 23941.89 |  |  | Maintain Status Quo | Afghanistan | AFG |  |  | FALSE
2020-09-12 | hospital_incidence |  |  |  | 190.96 |  |  | Maintain Status Quo | Afghanistan | AFG |  |  | FALSE
2020-09-12 | ICU_incidence |  |  |  | 68.03 |  |  | Maintain Status Quo | Afghanistan | AFG |  |  | FALSE
2020-09-12 | cumulative_infections |  |  |  | 4063978.47 |  |  | Maintain Status Quo | Afghanistan | AFG |  |  | FALSE
2020-09-12 | hospital_demand |  |  |  | 1772.47 |  |  | Relax Interventions 50% | Afghanistan | AFG |  |  | FALSE
2020-09-12 | ICU_demand |  |  |  | 345.44 |  |  | Relax Interventions 50% | Afghanistan | AFG |  |  | FALSE
2020-09-12 | infections |  |  |  | 23941.89 |  |  | Relax Interventions 50% | Afghanistan | AFG |  |  | FALSE
2020-09-12 | hospital_incidence |  |  |  | 190.96 |  |  | Relax Interventions 50% | Afghanistan | AFG |  |  | FALSE
2020-09-12 | ICU_incidence |  |  |  | 68.03 |  |  | Relax Interventions 50% | Afghanistan | AFG |  |  | FALSE
2020-09-12 | cumulative_infections |  |  |  | 4063978.47 |  |  | Relax Interventions 50% | Afghanistan | AFG |  |  | FALSE
2020-09-13 | hospital_demand |  |  |  | 1767.88 |  |  | Additional 50% Reduction | Afghanistan | AFG |  |  | FALSE
2020-09-13 | ICU_demand |  |  |  | 345.62 |  |  | Additional 50% Reduction | Afghanistan | AFG |  |  | FALSE
2020-09-13 | infections |  |  |  | 24035.86 |  |  | Additional 50% Reduction | Afghanistan | AFG |  |  | FALSE
2020-09-13 | hospital_incidence |  |  |  | 191.63 |  |  | Additional 50% Reduction | Afghanistan | AFG |  |  | FALSE
2020-09-13 | ICU_incidence |  |  |  | 68.27 |  |  | Additional 50% Reduction | Afghanistan | AFG |  |  | FALSE
2020-09-13 | cumulative_infections |  |  |  | 4088014.33 |  |  | Additional 50% Reduction | Afghanistan | AFG |  |  | FALSE
2020-09-13 | hospital_demand |  |  |  | 1767.88 |  |  | Maintain Status Quo | Afghanistan | AFG |  |  | FALSE
2020-09-13 | ICU_demand |  |  |  | 345.62 |  |  | Maintain Status Quo | Afghanistan | AFG |  |  | FALSE
2020-09-13 | infections |  |  |  | 24035.86 |  |  | Maintain Status Quo | Afghanistan | AFG |  |  | FALSE
2020-09-13 | hospital_incidence |  |  |  | 191.63 |  |  | Maintain Status Quo | Afghanistan | AFG |  |  | FALSE
2020-09-13 | ICU_incidence |  |  |  | 68.27 |  |  | Maintain Status Quo | Afghanistan | AFG |  |  | FALSE
2020-09-13 | cumulative_infections |  |  |  | 4088014.33 |  |  | Maintain Status Quo | Afghanistan | AFG |  |  | FALSE
2020-09-13 | hospital_demand |  |  |  | 1767.88 |  |  | Relax Interventions 50% | Afghanistan | AFG |  |  | FALSE
2020-09-13 | ICU_demand |  |  |  | 345.62 |  |  | Relax Interventions 50% | Afghanistan | AFG |  |  | FALSE
2020-09-13 | infections |  |  |  | 24035.86 |  |  | Relax Interventions 50% | Afghanistan | AFG |  |  | FALSE
2020-09-13 | hospital_incidence |  |  |  | 191.63 |  |  | Relax Interventions 50% | Afghanistan | AFG |  |  | FALSE
2020-09-13 | ICU_incidence |  |  |  | 68.27 |  |  | Relax Interventions 50% | Afghanistan | AFG |  |  | FALSE
2020-09-13 | cumulative_infections |  |  |  | 4088014.33 |  |  | Relax Interventions 50% | Afghanistan | AFG |  |  | FALSE
2020-09-14 | hospital_demand |  |  |  | 1764.84 |  |  | Additional 50% Reduction | Afghanistan | AFG |  |  | FALSE
2020-09-14 | ICU_demand |  |  |  | 345.83 |  |  | Additional 50% Reduction | Afghanistan | AFG |  |  | FALSE
2020-09-14 | infections |  |  |  | 24127.53 |  |  | Additional 50% Reduction | Afghanistan | AFG |  |  | FALSE
2020-09-14 | hospital_incidence |  |  |  | 192.33 |  |  | Additional 50% Reduction | Afghanistan | AFG |  |  | FALSE
2020-09-14 | ICU_incidence |  |  |  | 68.52 |  |  | Additional 50% Reduction | Afghanistan | AFG |  |  | FALSE
2020-09-14 | cumulative_infections |  |  |  | 4112141.87 |  |  | Additional 50% Reduction | Afghanistan | AFG |  |  | FALSE
2020-09-14 | hospital_demand |  |  |  | 1764.84 |  |  | Maintain Status Quo | Afghanistan | AFG |  |  | FALSE
2020-09-14 | ICU_demand |  |  |  | 345.83 |  |  | Maintain Status Quo | Afghanistan | AFG |  |  | FALSE
2020-09-14 | infections |  |  |  | 24127.53 |  |  | Maintain Status Quo | Afghanistan | AFG |  |  | FALSE
2020-09-14 | hospital_incidence |  |  |  | 192.33 |  |  | Maintain Status Quo | Afghanistan | AFG |  |  | FALSE
2020-09-14 | ICU_incidence |  |  |  | 68.52 |  |  | Maintain Status Quo | Afghanistan | AFG |  |  | FALSE
2020-09-14 | cumulative_infections |  |  |  | 4112141.87 |  |  | Maintain Status Quo | Afghanistan | AFG |  |  | FALSE
2020-09-14 | hospital_demand |  |  |  | 1764.84 |  |  | Relax Interventions 50% | Afghanistan | AFG |  |  | FALSE
2020-09-14 | ICU_demand |  |  |  | 345.83 |  |  | Relax Interventions 50% | Afghanistan | AFG |  |  | FALSE
2020-09-14 | infections |  |  |  | 24127.53 |  |  | Relax Interventions 50% | Afghanistan | AFG |  |  | FALSE
2020-09-14 | hospital_incidence |  |  |  | 192.33 |  |  | Relax Interventions 50% | Afghanistan | AFG |  |  | FALSE
2020-09-14 | ICU_incidence |  |  |  | 68.52 |  |  | Relax Interventions 50% | Afghanistan | AFG |  |  | FALSE
2020-09-14 | cumulative_infections |  |  |  | 4112141.87 |  |  | Relax Interventions 50% | Afghanistan | AFG |  |  | FALSE
2020-09-15 | hospital_demand |  |  |  | 1763.18 |  |  | Additional 50% Reduction | Afghanistan | AFG |  |  | FALSE
2020-09-15 | ICU_demand |  |  |  | 346.07 |  |  | Additional 50% Reduction | Afghanistan | AFG |  |  | FALSE
2020-09-15 | infections |  |  |  | 24217.06 |  |  | Additional 50% Reduction | Afghanistan | AFG |  |  | FALSE
2020-09-15 | hospital_incidence |  |  |  | 193.04 |  |  | Additional 50% Reduction | Afghanistan | AFG |  |  | FALSE
2020-09-15 | ICU_incidence |  |  |  | 68.77 |  |  | Additional 50% Reduction | Afghanistan | AFG |  |  | FALSE
2020-09-15 | cumulative_infections |  |  |  | 4136358.92 |  |  | Additional 50% Reduction | Afghanistan | AFG |  |  | FALSE
2020-09-15 | hospital_demand |  |  |  | 1763.18 |  |  | Maintain Status Quo | Afghanistan | AFG |  |  | FALSE
2020-09-15 | ICU_demand |  |  |  | 346.07 |  |  | Maintain Status Quo | Afghanistan | AFG |  |  | FALSE
2020-09-15 | infections |  |  |  | 24217.06 |  |  | Maintain Status Quo | Afghanistan | AFG |  |  | FALSE
2020-09-15 | hospital_incidence |  |  |  | 193.04 |  |  | Maintain Status Quo | Afghanistan | AFG |  |  | FALSE
2020-09-15 | ICU_incidence |  |  |  | 68.77 |  |  | Maintain Status Quo | Afghanistan | AFG |  |  | FALSE
2020-09-15 | cumulative_infections |  |  |  | 4136358.92 |  |  | Maintain Status Quo | Afghanistan | AFG |  |  | FALSE
2020-09-15 | hospital_demand |  |  |  | 1763.18 |  |  | Relax Interventions 50% | Afghanistan | AFG |  |  | FALSE
2020-09-15 | ICU_demand |  |  |  | 346.07 |  |  | Relax Interventions 50% | Afghanistan | AFG |  |  | FALSE
2020-09-15 | infections |  |  |  | 24217.06 |  |  | Relax Interventions 50% | Afghanistan | AFG |  |  | FALSE
2020-09-15 | hospital_incidence |  |  |  | 193.04 |  |  | Relax Interventions 50% | Afghanistan | AFG |  |  | FALSE
2020-09-15 | ICU_incidence |  |  |  | 68.77 |  |  | Relax Interventions 50% | Afghanistan | AFG |  |  | FALSE
2020-09-15 | cumulative_infections |  |  |  | 4136358.92 |  |  | Relax Interventions 50% | Afghanistan | AFG |  |  | FALSE
2020-09-16 | hospital_demand |  |  |  | 1762.73 |  |  | Additional 50% Reduction | Afghanistan | AFG |  |  | FALSE
2020-09-16 | ICU_demand |  |  |  | 346.33 |  |  | Additional 50% Reduction | Afghanistan | AFG |  |  | FALSE
2020-09-16 | infections |  |  |  | 24304.46 |  |  | Additional 50% Reduction | Afghanistan | AFG |  |  | FALSE
2020-09-16 | hospital_incidence |  |  |  | 193.75 |  |  | Additional 50% Reduction | Afghanistan | AFG |  |  | FALSE
2020-09-16 | ICU_incidence |  |  |  | 69.02 |  |  | Additional 50% Reduction | Afghanistan | AFG |  |  | FALSE
2020-09-16 | cumulative_infections |  |  |  | 4160663.38 |  |  | Additional 50% Reduction | Afghanistan | AFG |  |  | FALSE
2020-09-16 | hospital_demand |  |  |  | 1762.73 |  |  | Maintain Status Quo | Afghanistan | AFG |  |  | FALSE
2020-09-16 | ICU_demand |  |  |  | 346.33 |  |  | Maintain Status Quo | Afghanistan | AFG |  |  | FALSE
2020-09-16 | infections |  |  |  | 24304.46 |  |  | Maintain Status Quo | Afghanistan | AFG |  |  | FALSE
2020-09-16 | hospital_incidence |  |  |  | 193.75 |  |  | Maintain Status Quo | Afghanistan | AFG |  |  | FALSE
2020-09-16 | ICU_incidence |  |  |  | 69.02 |  |  | Maintain Status Quo | Afghanistan | AFG |  |  | FALSE
2020-09-16 | cumulative_infections |  |  |  | 4160663.38 |  |  | Maintain Status Quo | Afghanistan | AFG |  |  | FALSE
2020-09-16 | hospital_demand |  |  |  | 1762.73 |  |  | Relax Interventions 50% | Afghanistan | AFG |  |  | FALSE
2020-09-16 | ICU_demand |  |  |  | 346.33 |  |  | Relax Interventions 50% | Afghanistan | AFG |  |  | FALSE
2020-09-16 | infections |  |  |  | 24304.46 |  |  | Relax Interventions 50% | Afghanistan | AFG |  |  | FALSE
2020-09-16 | hospital_incidence |  |  |  | 193.75 |  |  | Relax Interventions 50% | Afghanistan | AFG |  |  | FALSE
2020-09-16 | ICU_incidence |  |  |  | 69.02 |  |  | Relax Interventions 50% | Afghanistan | AFG |  |  | FALSE
2020-09-16 | cumulative_infections |  |  |  | 4160663.38 |  |  | Relax Interventions 50% | Afghanistan | AFG |  |  | FALSE
2020-09-17 | hospital_demand |  |  |  | 1763.32 |  |  | Additional 50% Reduction | Afghanistan | AFG |  |  | FALSE
2020-09-17 | ICU_demand |  |  |  | 346.61 |  |  | Additional 50% Reduction | Afghanistan | AFG |  |  | FALSE
2020-09-17 | infections |  |  |  | 24389.68 |  |  | Additional 50% Reduction | Afghanistan | AFG |  |  | FALSE
2020-09-17 | hospital_incidence |  |  |  | 194.45 |  |  | Additional 50% Reduction | Afghanistan | AFG |  |  | FALSE
2020-09-17 | ICU_incidence |  |  |  | 69.28 |  |  | Additional 50% Reduction | Afghanistan | AFG |  |  | FALSE
2020-09-17 | cumulative_infections |  |  |  | 4185053.06 |  |  | Additional 50% Reduction | Afghanistan | AFG |  |  | FALSE
2020-09-17 | hospital_demand |  |  |  | 1763.32 |  |  | Maintain Status Quo | Afghanistan | AFG |  |  | FALSE
2020-09-17 | ICU_demand |  |  |  | 346.61 |  |  | Maintain Status Quo | Afghanistan | AFG |  |  | FALSE
2020-09-17 | infections |  |  |  | 24389.68 |  |  | Maintain Status Quo | Afghanistan | AFG |  |  | FALSE
2020-09-17 | hospital_incidence |  |  |  | 194.45 |  |  | Maintain Status Quo | Afghanistan | AFG |  |  | FALSE
2020-09-17 | ICU_incidence |  |  |  | 69.28 |  |  | Maintain Status Quo | Afghanistan | AFG |  |  | FALSE
2020-09-17 | cumulative_infections |  |  |  | 4185053.06 |  |  | Maintain Status Quo | Afghanistan | AFG |  |  | FALSE
2020-09-17 | hospital_demand |  |  |  | 1763.32 |  |  | Relax Interventions 50% | Afghanistan | AFG |  |  | FALSE
2020-09-17 | ICU_demand |  |  |  | 346.61 |  |  | Relax Interventions 50% | Afghanistan | AFG |  |  | FALSE
2020-09-17 | infections |  |  |  | 24389.68 |  |  | Relax Interventions 50% | Afghanistan | AFG |  |  | FALSE
2020-09-17 | hospital_incidence |  |  |  | 194.45 |  |  | Relax Interventions 50% | Afghanistan | AFG |  |  | FALSE
2020-09-17 | ICU_incidence |  |  |  | 69.28 |  |  | Relax Interventions 50% | Afghanistan | AFG |  |  | FALSE
2020-09-17 | cumulative_infections |  |  |  | 4185053.06 |  |  | Relax Interventions 50% | Afghanistan | AFG |  |  | FALSE
2020-09-18 | hospital_demand |  |  |  | 1764.79 |  |  | Additional 50% Reduction | Afghanistan | AFG |  |  | FALSE
2020-09-18 | ICU_demand |  |  |  | 346.89 |  |  | Additional 50% Reduction | Afghanistan | AFG |  |  | FALSE
2020-09-18 | infections |  |  |  | 24444.55 |  |  | Additional 50% Reduction | Afghanistan | AFG |  |  | FALSE
2020-09-18 | hospital_incidence |  |  |  | 195.13 |  |  | Additional 50% Reduction | Afghanistan | AFG |  |  | FALSE
2020-09-18 | ICU_incidence |  |  |  | 69.52 |  |  | Additional 50% Reduction | Afghanistan | AFG |  |  | FALSE
2020-09-18 | cumulative_infections |  |  |  | 4209497.61 |  |  | Additional 50% Reduction | Afghanistan | AFG |  |  | FALSE
2020-09-18 | hospital_demand |  |  |  | 1764.79 |  |  | Maintain Status Quo | Afghanistan | AFG |  |  | FALSE
2020-09-18 | ICU_demand |  |  |  | 346.89 |  |  | Maintain Status Quo | Afghanistan | AFG |  |  | FALSE
2020-09-18 | infections |  |  |  | 24444.55 |  |  | Maintain Status Quo | Afghanistan | AFG |  |  | FALSE
2020-09-18 | hospital_incidence |  |  |  | 195.13 |  |  | Maintain Status Quo | Afghanistan | AFG |  |  | FALSE
2020-09-18 | ICU_incidence |  |  |  | 69.52 |  |  | Maintain Status Quo | Afghanistan | AFG |  |  | FALSE
2020-09-18 | cumulative_infections |  |  |  | 4209497.61 |  |  | Maintain Status Quo | Afghanistan | AFG |  |  | FALSE
2020-09-18 | hospital_demand |  |  |  | 1764.79 |  |  | Relax Interventions 50% | Afghanistan | AFG |  |  | FALSE
2020-09-18 | ICU_demand |  |  |  | 346.89 |  |  | Relax Interventions 50% | Afghanistan | AFG |  |  | FALSE
2020-09-18 | infections |  |  |  | 24444.55 |  |  | Relax Interventions 50% | Afghanistan | AFG |  |  | FALSE
2020-09-18 | hospital_incidence |  |  |  | 195.13 |  |  | Relax Interventions 50% | Afghanistan | AFG |  |  | FALSE
2020-09-18 | ICU_incidence |  |  |  | 69.52 |  |  | Relax Interventions 50% | Afghanistan | AFG |  |  | FALSE
2020-09-18 | cumulative_infections |  |  |  | 4209497.61 |  |  | Relax Interventions 50% | Afghanistan | AFG |  |  | FALSE
2020-09-19 | hospital_demand |  |  |  | 1767 |  |  | Additional 50% Reduction | Afghanistan | AFG |  |  | FALSE
2020-09-19 | ICU_demand |  |  |  | 347.18 |  |  | Additional 50% Reduction | Afghanistan | AFG |  |  | FALSE
2020-09-19 | infections |  |  |  | 24467.58 |  |  | Additional 50% Reduction | Afghanistan | AFG |  |  | FALSE
2020-09-19 | hospital_incidence |  |  |  | 195.77 |  |  | Additional 50% Reduction | Afghanistan | AFG |  |  | FALSE
2020-09-19 | ICU_incidence |  |  |  | 69.76 |  |  | Additional 50% Reduction | Afghanistan | AFG |  |  | FALSE
2020-09-19 | cumulative_infections |  |  |  | 4233965.2 |  |  | Additional 50% Reduction | Afghanistan | AFG |  |  | FALSE
2020-09-19 | hospital_demand |  |  |  | 1767 |  |  | Maintain Status Quo | Afghanistan | AFG |  |  | FALSE
2020-09-19 | ICU_demand |  |  |  | 347.18 |  |  | Maintain Status Quo | Afghanistan | AFG |  |  | FALSE
2020-09-19 | infections |  |  |  | 24467.58 |  |  | Maintain Status Quo | Afghanistan | AFG |  |  | FALSE
2020-09-19 | hospital_incidence |  |  |  | 195.77 |  |  | Maintain Status Quo | Afghanistan | AFG |  |  | FALSE
2020-09-19 | ICU_incidence |  |  |  | 69.76 |  |  | Maintain Status Quo | Afghanistan | AFG |  |  | FALSE
2020-09-19 | cumulative_infections |  |  |  | 4233965.2 |  |  | Maintain Status Quo | Afghanistan | AFG |  |  | FALSE
2020-09-19 | hospital_demand |  |  |  | 1767 |  |  | Relax Interventions 50% | Afghanistan | AFG |  |  | FALSE
2020-09-19 | ICU_demand |  |  |  | 347.18 |  |  | Relax Interventions 50% | Afghanistan | AFG |  |  | FALSE
2020-09-19 | infections |  |  |  | 24467.58 |  |  | Relax Interventions 50% | Afghanistan | AFG |  |  | FALSE
2020-09-19 | hospital_incidence |  |  |  | 195.77 |  |  | Relax Interventions 50% | Afghanistan | AFG |  |  | FALSE
2020-09-19 | ICU_incidence |  |  |  | 69.76 |  |  | Relax Interventions 50% | Afghanistan | AFG |  |  | FALSE
2020-09-19 | cumulative_infections |  |  |  | 4233965.2 |  |  | Relax Interventions 50% | Afghanistan | AFG |  |  | FALSE
2020-09-20 | hospital_demand |  |  |  | 1769.76 |  |  | Additional 50% Reduction | Afghanistan | AFG |  |  | FALSE
2020-09-20 | ICU_demand |  |  |  | 347.45 |  |  | Additional 50% Reduction | Afghanistan | AFG |  |  | FALSE
2020-09-20 | infections |  |  |  | 24480.43 |  |  | Additional 50% Reduction | Afghanistan | AFG |  |  | FALSE
2020-09-20 | hospital_incidence |  |  |  | 196.33 |  |  | Additional 50% Reduction | Afghanistan | AFG |  |  | FALSE
2020-09-20 | ICU_incidence |  |  |  | 69.96 |  |  | Additional 50% Reduction | Afghanistan | AFG |  |  | FALSE
2020-09-20 | cumulative_infections |  |  |  | 4258445.63 |  |  | Additional 50% Reduction | Afghanistan | AFG |  |  | FALSE
2020-09-20 | hospital_demand |  |  |  | 1769.76 |  |  | Maintain Status Quo | Afghanistan | AFG |  |  | FALSE
2020-09-20 | ICU_demand |  |  |  | 347.45 |  |  | Maintain Status Quo | Afghanistan | AFG |  |  | FALSE
2020-09-20 | infections |  |  |  | 24480.43 |  |  | Maintain Status Quo | Afghanistan | AFG |  |  | FALSE
2020-09-20 | hospital_incidence |  |  |  | 196.33 |  |  | Maintain Status Quo | Afghanistan | AFG |  |  | FALSE
2020-09-20 | ICU_incidence |  |  |  | 69.96 |  |  | Maintain Status Quo | Afghanistan | AFG |  |  | FALSE
2020-09-20 | cumulative_infections |  |  |  | 4258445.63 |  |  | Maintain Status Quo | Afghanistan | AFG |  |  | FALSE
2020-09-20 | hospital_demand |  |  |  | 1769.76 |  |  | Relax Interventions 50% | Afghanistan | AFG |  |  | FALSE
2020-09-20 | ICU_demand |  |  |  | 347.45 |  |  | Relax Interventions 50% | Afghanistan | AFG |  |  | FALSE
2020-09-20 | infections |  |  |  | 24480.43 |  |  | Relax Interventions 50% | Afghanistan | AFG |  |  | FALSE
2020-09-20 | hospital_incidence |  |  |  | 196.33 |  |  | Relax Interventions 50% | Afghanistan | AFG |  |  | FALSE
2020-09-20 | ICU_incidence |  |  |  | 69.96 |  |  | Relax Interventions 50% | Afghanistan | AFG |  |  | FALSE
2020-09-20 | cumulative_infections |  |  |  | 4258445.63 |  |  | Relax Interventions 50% | Afghanistan | AFG |  |  | FALSE
2020-09-21 | hospital_demand |  |  |  | 1772.88 |  |  | Additional 50% Reduction | Afghanistan | AFG |  |  | FALSE
2020-09-21 | ICU_demand |  |  |  | 347.69 |  |  | Additional 50% Reduction | Afghanistan | AFG |  |  | FALSE
2020-09-21 | infections |  |  |  | 24491.14 |  |  | Additional 50% Reduction | Afghanistan | AFG |  |  | FALSE
2020-09-21 | hospital_incidence |  |  |  | 196.78 |  |  | Additional 50% Reduction | Afghanistan | AFG |  |  | FALSE
2020-09-21 | ICU_incidence |  |  |  | 70.12 |  |  | Additional 50% Reduction | Afghanistan | AFG |  |  | FALSE
2020-09-21 | cumulative_infections |  |  |  | 4282936.76 |  |  | Additional 50% Reduction | Afghanistan | AFG |  |  | FALSE
2020-09-21 | hospital_demand |  |  |  | 1772.88 |  |  | Maintain Status Quo | Afghanistan | AFG |  |  | FALSE
2020-09-21 | ICU_demand |  |  |  | 347.69 |  |  | Maintain Status Quo | Afghanistan | AFG |  |  | FALSE
2020-09-21 | infections |  |  |  | 24491.14 |  |  | Maintain Status Quo | Afghanistan | AFG |  |  | FALSE
2020-09-21 | hospital_incidence |  |  |  | 196.78 |  |  | Maintain Status Quo | Afghanistan | AFG |  |  | FALSE
2020-09-21 | ICU_incidence |  |  |  | 70.12 |  |  | Maintain Status Quo | Afghanistan | AFG |  |  | FALSE
2020-09-21 | cumulative_infections |  |  |  | 4282936.76 |  |  | Maintain Status Quo | Afghanistan | AFG |  |  | FALSE
2020-09-21 | hospital_demand |  |  |  | 1772.88 |  |  | Relax Interventions 50% | Afghanistan | AFG |  |  | FALSE
2020-09-21 | ICU_demand |  |  |  | 347.69 |  |  | Relax Interventions 50% | Afghanistan | AFG |  |  | FALSE
2020-09-21 | infections |  |  |  | 24491.14 |  |  | Relax Interventions 50% | Afghanistan | AFG |  |  | FALSE
2020-09-21 | hospital_incidence |  |  |  | 196.78 |  |  | Relax Interventions 50% | Afghanistan | AFG |  |  | FALSE
2020-09-21 | ICU_incidence |  |  |  | 70.12 |  |  | Relax Interventions 50% | Afghanistan | AFG |  |  | FALSE
2020-09-21 | cumulative_infections |  |  |  | 4282936.76 |  |  | Relax Interventions 50% | Afghanistan | AFG |  |  | FALSE
2020-09-22 | hospital_demand |  |  |  | 1776.2 |  |  | Additional 50% Reduction | Afghanistan | AFG |  |  | FALSE
2020-09-22 | ICU_demand |  |  |  | 347.9 |  |  | Additional 50% Reduction | Afghanistan | AFG |  |  | FALSE
2020-09-22 | infections |  |  |  | 24501.71 |  |  | Additional 50% Reduction | Afghanistan | AFG |  |  | FALSE
2020-09-22 | hospital_incidence |  |  |  | 197.15 |  |  | Additional 50% Reduction | Afghanistan | AFG |  |  | FALSE
2020-09-22 | ICU_incidence |  |  |  | 70.25 |  |  | Additional 50% Reduction | Afghanistan | AFG |  |  | FALSE
2020-09-22 | cumulative_infections |  |  |  | 4307438.47 |  |  | Additional 50% Reduction | Afghanistan | AFG |  |  | FALSE
2020-09-22 | hospital_demand |  |  |  | 1776.2 |  |  | Maintain Status Quo | Afghanistan | AFG |  |  | FALSE
2020-09-22 | ICU_demand |  |  |  | 347.9 |  |  | Maintain Status Quo | Afghanistan | AFG |  |  | FALSE
2020-09-22 | infections |  |  |  | 24501.71 |  |  | Maintain Status Quo | Afghanistan | AFG |  |  | FALSE
2020-09-22 | hospital_incidence |  |  |  | 197.15 |  |  | Maintain Status Quo | Afghanistan | AFG |  |  | FALSE
2020-09-22 | ICU_incidence |  |  |  | 70.25 |  |  | Maintain Status Quo | Afghanistan | AFG |  |  | FALSE
2020-09-22 | cumulative_infections |  |  |  | 4307438.47 |  |  | Maintain Status Quo | Afghanistan | AFG |  |  | FALSE
2020-09-22 | hospital_demand |  |  |  | 1776.2 |  |  | Relax Interventions 50% | Afghanistan | AFG |  |  | FALSE
2020-09-22 | ICU_demand |  |  |  | 347.9 |  |  | Relax Interventions 50% | Afghanistan | AFG |  |  | FALSE
2020-09-22 | infections |  |  |  | 24501.71 |  |  | Relax Interventions 50% | Afghanistan | AFG |  |  | FALSE
2020-09-22 | hospital_incidence |  |  |  | 197.15 |  |  | Relax Interventions 50% | Afghanistan | AFG |  |  | FALSE
2020-09-22 | ICU_incidence |  |  |  | 70.25 |  |  | Relax Interventions 50% | Afghanistan | AFG |  |  | FALSE
2020-09-22 | cumulative_infections |  |  |  | 4307438.47 |  |  | Relax Interventions 50% | Afghanistan | AFG |  |  | FALSE
2020-09-23 | hospital_demand |  |  |  | 1779.58 |  |  | Additional 50% Reduction | Afghanistan | AFG |  |  | FALSE
2020-09-23 | ICU_demand |  |  |  | 348.08 |  |  | Additional 50% Reduction | Afghanistan | AFG |  |  | FALSE
2020-09-23 | infections |  |  |  | 24511.94 |  |  | Additional 50% Reduction | Afghanistan | AFG |  |  | FALSE
2020-09-23 | hospital_incidence |  |  |  | 197.43 |  |  | Additional 50% Reduction | Afghanistan | AFG |  |  | FALSE
2020-09-23 | ICU_incidence |  |  |  | 70.35 |  |  | Additional 50% Reduction | Afghanistan | AFG |  |  | FALSE
2020-09-23 | cumulative_infections |  |  |  | 4331950.41 |  |  | Additional 50% Reduction | Afghanistan | AFG |  |  | FALSE
2020-09-23 | hospital_demand |  |  |  | 1779.58 |  |  | Maintain Status Quo | Afghanistan | AFG |  |  | FALSE
2020-09-23 | ICU_demand |  |  |  | 348.08 |  |  | Maintain Status Quo | Afghanistan | AFG |  |  | FALSE
2020-09-23 | infections |  |  |  | 24511.94 |  |  | Maintain Status Quo | Afghanistan | AFG |  |  | FALSE
2020-09-23 | hospital_incidence |  |  |  | 197.43 |  |  | Maintain Status Quo | Afghanistan | AFG |  |  | FALSE
2020-09-23 | ICU_incidence |  |  |  | 70.35 |  |  | Maintain Status Quo | Afghanistan | AFG |  |  | FALSE
2020-09-23 | cumulative_infections |  |  |  | 4331950.41 |  |  | Maintain Status Quo | Afghanistan | AFG |  |  | FALSE
2020-09-23 | hospital_demand |  |  |  | 1779.58 |  |  | Relax Interventions 50% | Afghanistan | AFG |  |  | FALSE
2020-09-23 | ICU_demand |  |  |  | 348.08 |  |  | Relax Interventions 50% | Afghanistan | AFG |  |  | FALSE
2020-09-23 | infections |  |  |  | 24511.94 |  |  | Relax Interventions 50% | Afghanistan | AFG |  |  | FALSE
2020-09-23 | hospital_incidence |  |  |  | 197.43 |  |  | Relax Interventions 50% | Afghanistan | AFG |  |  | FALSE
2020-09-23 | ICU_incidence |  |  |  | 70.35 |  |  | Relax Interventions 50% | Afghanistan | AFG |  |  | FALSE
2020-09-23 | cumulative_infections |  |  |  | 4331950.41 |  |  | Relax Interventions 50% | Afghanistan | AFG |  |  | FALSE
2020-09-24 | hospital_demand |  |  |  | 1782.9 |  |  | Additional 50% Reduction | Afghanistan | AFG |  |  | FALSE
2020-09-24 | ICU_demand |  |  |  | 348.22 |  |  | Additional 50% Reduction | Afghanistan | AFG |  |  | FALSE
2020-09-24 | infections |  |  |  | 24521.12 |  |  | Additional 50% Reduction | Afghanistan | AFG |  |  | FALSE
2020-09-24 | hospital_incidence |  |  |  | 197.65 |  |  | Additional 50% Reduction | Afghanistan | AFG |  |  | FALSE
2020-09-24 | ICU_incidence |  |  |  | 70.43 |  |  | Additional 50% Reduction | Afghanistan | AFG |  |  | FALSE
2020-09-24 | cumulative_infections |  |  |  | 4356471.53 |  |  | Additional 50% Reduction | Afghanistan | AFG |  |  | FALSE
2020-09-24 | hospital_demand |  |  |  | 1782.9 |  |  | Maintain Status Quo | Afghanistan | AFG |  |  | FALSE
2020-09-24 | ICU_demand |  |  |  | 348.22 |  |  | Maintain Status Quo | Afghanistan | AFG |  |  | FALSE
2020-09-24 | infections |  |  |  | 24521.12 |  |  | Maintain Status Quo | Afghanistan | AFG |  |  | FALSE
2020-09-24 | hospital_incidence |  |  |  | 197.65 |  |  | Maintain Status Quo | Afghanistan | AFG |  |  | FALSE
2020-09-24 | ICU_incidence |  |  |  | 70.43 |  |  | Maintain Status Quo | Afghanistan | AFG |  |  | FALSE
2020-09-24 | cumulative_infections |  |  |  | 4356471.53 |  |  | Maintain Status Quo | Afghanistan | AFG |  |  | FALSE
2020-09-24 | hospital_demand |  |  |  | 1782.9 |  |  | Relax Interventions 50% | Afghanistan | AFG |  |  | FALSE
2020-09-24 | ICU_demand |  |  |  | 348.22 |  |  | Relax Interventions 50% | Afghanistan | AFG |  |  | FALSE
2020-09-24 | infections |  |  |  | 24521.12 |  |  | Relax Interventions 50% | Afghanistan | AFG |  |  | FALSE
2020-09-24 | hospital_incidence |  |  |  | 197.65 |  |  | Relax Interventions 50% | Afghanistan | AFG |  |  | FALSE
2020-09-24 | ICU_incidence |  |  |  | 70.43 |  |  | Relax Interventions 50% | Afghanistan | AFG |  |  | FALSE
2020-09-24 | cumulative_infections |  |  |  | 4356471.53 |  |  | Relax Interventions 50% | Afghanistan | AFG |  |  | FALSE
2020-09-25 | hospital_demand |  |  |  | 1786.08 |  |  | Additional 50% Reduction | Afghanistan | AFG |  |  | FALSE
2020-09-25 | ICU_demand |  |  |  | 348.34 |  |  | Additional 50% Reduction | Afghanistan | AFG |  |  | FALSE
2020-09-25 | infections |  |  |  | 24528.62 |  |  | Additional 50% Reduction | Afghanistan | AFG |  |  | FALSE
2020-09-25 | hospital_incidence |  |  |  | 197.82 |  |  | Additional 50% Reduction | Afghanistan | AFG |  |  | FALSE
2020-09-25 | ICU_incidence |  |  |  | 70.49 |  |  | Additional 50% Reduction | Afghanistan | AFG |  |  | FALSE
2020-09-25 | cumulative_infections |  |  |  | 4381000.14 |  |  | Additional 50% Reduction | Afghanistan | AFG |  |  | FALSE
2020-09-25 | hospital_demand |  |  |  | 1786.08 |  |  | Maintain Status Quo | Afghanistan | AFG |  |  | FALSE
2020-09-25 | ICU_demand |  |  |  | 348.34 |  |  | Maintain Status Quo | Afghanistan | AFG |  |  | FALSE
2020-09-25 | infections |  |  |  | 24528.62 |  |  | Maintain Status Quo | Afghanistan | AFG |  |  | FALSE
2020-09-25 | hospital_incidence |  |  |  | 197.82 |  |  | Maintain Status Quo | Afghanistan | AFG |  |  | FALSE
2020-09-25 | ICU_incidence |  |  |  | 70.49 |  |  | Maintain Status Quo | Afghanistan | AFG |  |  | FALSE
2020-09-25 | cumulative_infections |  |  |  | 4381000.14 |  |  | Maintain Status Quo | Afghanistan | AFG |  |  | FALSE
2020-09-25 | hospital_demand |  |  |  | 1786.08 |  |  | Relax Interventions 50% | Afghanistan | AFG |  |  | FALSE
2020-09-25 | ICU_demand |  |  |  | 348.34 |  |  | Relax Interventions 50% | Afghanistan | AFG |  |  | FALSE
2020-09-25 | infections |  |  |  | 24528.62 |  |  | Relax Interventions 50% | Afghanistan | AFG |  |  | FALSE
2020-09-25 | hospital_incidence |  |  |  | 197.82 |  |  | Relax Interventions 50% | Afghanistan | AFG |  |  | FALSE
2020-09-25 | ICU_incidence |  |  |  | 70.49 |  |  | Relax Interventions 50% | Afghanistan | AFG |  |  | FALSE
2020-09-25 | cumulative_infections |  |  |  | 4381000.14 |  |  | Relax Interventions 50% | Afghanistan | AFG |  |  | FALSE
2020-09-26 | hospital_demand |  |  |  | 1789.07 |  |  | Additional 50% Reduction | Afghanistan | AFG |  |  | FALSE
2020-09-26 | ICU_demand |  |  |  | 348.44 |  |  | Additional 50% Reduction | Afghanistan | AFG |  |  | FALSE
2020-09-26 | infections |  |  |  | 24534.03 |  |  | Additional 50% Reduction | Afghanistan | AFG |  |  | FALSE
2020-09-26 | hospital_incidence |  |  |  | 197.95 |  |  | Additional 50% Reduction | Afghanistan | AFG |  |  | FALSE
2020-09-26 | ICU_incidence |  |  |  | 70.53 |  |  | Additional 50% Reduction | Afghanistan | AFG |  |  | FALSE
2020-09-26 | cumulative_infections |  |  |  | 4405534.18 |  |  | Additional 50% Reduction | Afghanistan | AFG |  |  | FALSE
2020-09-26 | hospital_demand |  |  |  | 1789.07 |  |  | Maintain Status Quo | Afghanistan | AFG |  |  | FALSE
2020-09-26 | ICU_demand |  |  |  | 348.44 |  |  | Maintain Status Quo | Afghanistan | AFG |  |  | FALSE
2020-09-26 | infections |  |  |  | 24534.03 |  |  | Maintain Status Quo | Afghanistan | AFG |  |  | FALSE
2020-09-26 | hospital_incidence |  |  |  | 197.95 |  |  | Maintain Status Quo | Afghanistan | AFG |  |  | FALSE
2020-09-26 | ICU_incidence |  |  |  | 70.53 |  |  | Maintain Status Quo | Afghanistan | AFG |  |  | FALSE
2020-09-26 | cumulative_infections |  |  |  | 4405534.18 |  |  | Maintain Status Quo | Afghanistan | AFG |  |  | FALSE
2020-09-26 | hospital_demand |  |  |  | 1789.07 |  |  | Relax Interventions 50% | Afghanistan | AFG |  |  | FALSE
2020-09-26 | ICU_demand |  |  |  | 348.44 |  |  | Relax Interventions 50% | Afghanistan | AFG |  |  | FALSE
2020-09-26 | infections |  |  |  | 24534.03 |  |  | Relax Interventions 50% | Afghanistan | AFG |  |  | FALSE
2020-09-26 | hospital_incidence |  |  |  | 197.95 |  |  | Relax Interventions 50% | Afghanistan | AFG |  |  | FALSE
2020-09-26 | ICU_incidence |  |  |  | 70.53 |  |  | Relax Interventions 50% | Afghanistan | AFG |  |  | FALSE
2020-09-26 | cumulative_infections |  |  |  | 4405534.18 |  |  | Relax Interventions 50% | Afghanistan | AFG |  |  | FALSE
2020-09-27 | hospital_demand |  |  |  | 1791.83 |  |  | Additional 50% Reduction | Afghanistan | AFG |  |  | FALSE
2020-09-27 | ICU_demand |  |  |  | 348.52 |  |  | Additional 50% Reduction | Afghanistan | AFG |  |  | FALSE
2020-09-27 | infections |  |  |  | 24537.15 |  |  | Additional 50% Reduction | Afghanistan | AFG |  |  | FALSE
2020-09-27 | hospital_incidence |  |  |  | 198.04 |  |  | Additional 50% Reduction | Afghanistan | AFG |  |  | FALSE
2020-09-27 | ICU_incidence |  |  |  | 70.56 |  |  | Additional 50% Reduction | Afghanistan | AFG |  |  | FALSE
2020-09-27 | cumulative_infections |  |  |  | 4430071.33 |  |  | Additional 50% Reduction | Afghanistan | AFG |  |  | FALSE
2020-09-27 | hospital_demand |  |  |  | 1791.83 |  |  | Maintain Status Quo | Afghanistan | AFG |  |  | FALSE
2020-09-27 | ICU_demand |  |  |  | 348.52 |  |  | Maintain Status Quo | Afghanistan | AFG |  |  | FALSE
2020-09-27 | infections |  |  |  | 24537.15 |  |  | Maintain Status Quo | Afghanistan | AFG |  |  | FALSE
2020-09-27 | hospital_incidence |  |  |  | 198.04 |  |  | Maintain Status Quo | Afghanistan | AFG |  |  | FALSE
2020-09-27 | ICU_incidence |  |  |  | 70.56 |  |  | Maintain Status Quo | Afghanistan | AFG |  |  | FALSE
2020-09-27 | cumulative_infections |  |  |  | 4430071.33 |  |  | Maintain Status Quo | Afghanistan | AFG |  |  | FALSE
2020-09-27 | hospital_demand |  |  |  | 1791.83 |  |  | Relax Interventions 50% | Afghanistan | AFG |  |  | FALSE
2020-09-27 | ICU_demand |  |  |  | 348.52 |  |  | Relax Interventions 50% | Afghanistan | AFG |  |  | FALSE
2020-09-27 | infections |  |  |  | 24537.15 |  |  | Relax Interventions 50% | Afghanistan | AFG |  |  | FALSE
2020-09-27 | hospital_incidence |  |  |  | 198.04 |  |  | Relax Interventions 50% | Afghanistan | AFG |  |  | FALSE
2020-09-27 | ICU_incidence |  |  |  | 70.56 |  |  | Relax Interventions 50% | Afghanistan | AFG |  |  | FALSE
2020-09-27 | cumulative_infections |  |  |  | 4430071.33 |  |  | Relax Interventions 50% | Afghanistan | AFG |  |  | FALSE
2020-09-28 | hospital_demand |  |  |  | 1794.35 |  |  | Additional 50% Reduction | Afghanistan | AFG |  |  | FALSE
2020-09-28 | ICU_demand |  |  |  | 348.59 |  |  | Additional 50% Reduction | Afghanistan | AFG |  |  | FALSE
2020-09-28 | infections |  |  |  | 24537.86 |  |  | Additional 50% Reduction | Afghanistan | AFG |  |  | FALSE
2020-09-28 | hospital_incidence |  |  |  | 198.1 |  |  | Additional 50% Reduction | Afghanistan | AFG |  |  | FALSE
2020-09-28 | ICU_incidence |  |  |  | 70.58 |  |  | Additional 50% Reduction | Afghanistan | AFG |  |  | FALSE
2020-09-28 | cumulative_infections |  |  |  | 4454609.19 |  |  | Additional 50% Reduction | Afghanistan | AFG |  |  | FALSE
2020-09-28 | hospital_demand |  |  |  | 1794.35 |  |  | Maintain Status Quo | Afghanistan | AFG |  |  | FALSE
2020-09-28 | ICU_demand |  |  |  | 348.59 |  |  | Maintain Status Quo | Afghanistan | AFG |  |  | FALSE
2020-09-28 | infections |  |  |  | 24537.86 |  |  | Maintain Status Quo | Afghanistan | AFG |  |  | FALSE
2020-09-28 | hospital_incidence |  |  |  | 198.1 |  |  | Maintain Status Quo | Afghanistan | AFG |  |  | FALSE
2020-09-28 | ICU_incidence |  |  |  | 70.58 |  |  | Maintain Status Quo | Afghanistan | AFG |  |  | FALSE
2020-09-28 | cumulative_infections |  |  |  | 4454609.19 |  |  | Maintain Status Quo | Afghanistan | AFG |  |  | FALSE
2020-09-28 | hospital_demand |  |  |  | 1794.35 |  |  | Relax Interventions 50% | Afghanistan | AFG |  |  | FALSE
2020-09-28 | ICU_demand |  |  |  | 348.59 |  |  | Relax Interventions 50% | Afghanistan | AFG |  |  | FALSE
2020-09-28 | infections |  |  |  | 24537.86 |  |  | Relax Interventions 50% | Afghanistan | AFG |  |  | FALSE
2020-09-28 | hospital_incidence |  |  |  | 198.1 |  |  | Relax Interventions 50% | Afghanistan | AFG |  |  | FALSE
2020-09-28 | ICU_incidence |  |  |  | 70.58 |  |  | Relax Interventions 50% | Afghanistan | AFG |  |  | FALSE
2020-09-28 | cumulative_infections |  |  |  | 4454609.19 |  |  | Relax Interventions 50% | Afghanistan | AFG |  |  | FALSE
2020-09-29 | hospital_demand |  |  |  | 1796.61 |  |  | Additional 50% Reduction | Afghanistan | AFG |  |  | FALSE
2020-09-29 | ICU_demand |  |  |  | 348.64 |  |  | Additional 50% Reduction | Afghanistan | AFG |  |  | FALSE
2020-09-29 | infections |  |  |  | 24536.14 |  |  | Additional 50% Reduction | Afghanistan | AFG |  |  | FALSE
2020-09-29 | hospital_incidence |  |  |  | 198.14 |  |  | Additional 50% Reduction | Afghanistan | AFG |  |  | FALSE
2020-09-29 | ICU_incidence |  |  |  | 70.6 |  |  | Additional 50% Reduction | Afghanistan | AFG |  |  | FALSE
2020-09-29 | cumulative_infections |  |  |  | 4479145.34 |  |  | Additional 50% Reduction | Afghanistan | AFG |  |  | FALSE
2020-09-29 | hospital_demand |  |  |  | 1796.61 |  |  | Maintain Status Quo | Afghanistan | AFG |  |  | FALSE
2020-09-29 | ICU_demand |  |  |  | 348.64 |  |  | Maintain Status Quo | Afghanistan | AFG |  |  | FALSE
2020-09-29 | infections |  |  |  | 24536.14 |  |  | Maintain Status Quo | Afghanistan | AFG |  |  | FALSE
2020-09-29 | hospital_incidence |  |  |  | 198.14 |  |  | Maintain Status Quo | Afghanistan | AFG |  |  | FALSE
2020-09-29 | ICU_incidence |  |  |  | 70.6 |  |  | Maintain Status Quo | Afghanistan | AFG |  |  | FALSE
2020-09-29 | cumulative_infections |  |  |  | 4479145.34 |  |  | Maintain Status Quo | Afghanistan | AFG |  |  | FALSE
2020-09-29 | hospital_demand |  |  |  | 1796.61 |  |  | Relax Interventions 50% | Afghanistan | AFG |  |  | FALSE
2020-09-29 | ICU_demand |  |  |  | 348.64 |  |  | Relax Interventions 50% | Afghanistan | AFG |  |  | FALSE
2020-09-29 | infections |  |  |  | 24536.14 |  |  | Relax Interventions 50% | Afghanistan | AFG |  |  | FALSE
2020-09-29 | hospital_incidence |  |  |  | 198.14 |  |  | Relax Interventions 50% | Afghanistan | AFG |  |  | FALSE
2020-09-29 | ICU_incidence |  |  |  | 70.6 |  |  | Relax Interventions 50% | Afghanistan | AFG |  |  | FALSE
2020-09-29 | cumulative_infections |  |  |  | 4479145.34 |  |  | Relax Interventions 50% | Afghanistan | AFG |  |  | FALSE
2020-09-30 | hospital_demand |  |  |  | 1798.6 |  |  | Additional 50% Reduction | Afghanistan | AFG |  |  | FALSE
2020-09-30 | ICU_demand |  |  |  | 348.68 |  |  | Additional 50% Reduction | Afghanistan | AFG |  |  | FALSE
2020-09-30 | infections |  |  |  | 24531.99 |  |  | Additional 50% Reduction | Afghanistan | AFG |  |  | FALSE
2020-09-30 | hospital_incidence |  |  |  | 198.15 |  |  | Additional 50% Reduction | Afghanistan | AFG |  |  | FALSE
2020-09-30 | ICU_incidence |  |  |  | 70.6 |  |  | Additional 50% Reduction | Afghanistan | AFG |  |  | FALSE
2020-09-30 | cumulative_infections |  |  |  | 4503677.33 |  |  | Additional 50% Reduction | Afghanistan | AFG |  |  | FALSE
2020-09-30 | hospital_demand |  |  |  | 1798.6 |  |  | Maintain Status Quo | Afghanistan | AFG |  |  | FALSE
2020-09-30 | ICU_demand |  |  |  | 348.68 |  |  | Maintain Status Quo | Afghanistan | AFG |  |  | FALSE
2020-09-30 | infections |  |  |  | 24531.99 |  |  | Maintain Status Quo | Afghanistan | AFG |  |  | FALSE
2020-09-30 | hospital_incidence |  |  |  | 198.15 |  |  | Maintain Status Quo | Afghanistan | AFG |  |  | FALSE
2020-09-30 | ICU_incidence |  |  |  | 70.6 |  |  | Maintain Status Quo | Afghanistan | AFG |  |  | FALSE
2020-09-30 | cumulative_infections |  |  |  | 4503677.33 |  |  | Maintain Status Quo | Afghanistan | AFG |  |  | FALSE
2020-09-30 | hospital_demand |  |  |  | 1798.6 |  |  | Relax Interventions 50% | Afghanistan | AFG |  |  | FALSE
2020-09-30 | ICU_demand |  |  |  | 348.68 |  |  | Relax Interventions 50% | Afghanistan | AFG |  |  | FALSE
2020-09-30 | infections |  |  |  | 24531.99 |  |  | Relax Interventions 50% | Afghanistan | AFG |  |  | FALSE
2020-09-30 | hospital_incidence |  |  |  | 198.15 |  |  | Relax Interventions 50% | Afghanistan | AFG |  |  | FALSE
2020-09-30 | ICU_incidence |  |  |  | 70.6 |  |  | Relax Interventions 50% | Afghanistan | AFG |  |  | FALSE
2020-09-30 | cumulative_infections |  |  |  | 4503677.33 |  |  | Relax Interventions 50% | Afghanistan | AFG |  |  | FALSE
2020-10-01 | hospital_demand |  |  |  | 1800.34 |  |  | Additional 50% Reduction | Afghanistan | AFG |  |  | FALSE
2020-10-01 | ICU_demand |  |  |  | 348.71 |  |  | Additional 50% Reduction | Afghanistan | AFG |  |  | FALSE
2020-10-01 | infections |  |  |  | 24525.43 |  |  | Additional 50% Reduction | Afghanistan | AFG |  |  | FALSE
2020-10-01 | hospital_incidence |  |  |  | 198.14 |  |  | Additional 50% Reduction | Afghanistan | AFG |  |  | FALSE
2020-10-01 | ICU_incidence |  |  |  | 70.6 |  |  | Additional 50% Reduction | Afghanistan | AFG |  |  | FALSE
2020-10-01 | cumulative_infections |  |  |  | 4528202.76 |  |  | Additional 50% Reduction | Afghanistan | AFG |  |  | FALSE
2020-10-01 | hospital_demand |  |  |  | 1800.34 |  |  | Maintain Status Quo | Afghanistan | AFG |  |  | FALSE
2020-10-01 | ICU_demand |  |  |  | 348.71 |  |  | Maintain Status Quo | Afghanistan | AFG |  |  | FALSE
2020-10-01 | infections |  |  |  | 24525.43 |  |  | Maintain Status Quo | Afghanistan | AFG |  |  | FALSE
2020-10-01 | hospital_incidence |  |  |  | 198.14 |  |  | Maintain Status Quo | Afghanistan | AFG |  |  | FALSE
2020-10-01 | ICU_incidence |  |  |  | 70.6 |  |  | Maintain Status Quo | Afghanistan | AFG |  |  | FALSE
2020-10-01 | cumulative_infections |  |  |  | 4528202.76 |  |  | Maintain Status Quo | Afghanistan | AFG |  |  | FALSE
2020-10-01 | hospital_demand |  |  |  | 1800.34 |  |  | Relax Interventions 50% | Afghanistan | AFG |  |  | FALSE
2020-10-01 | ICU_demand |  |  |  | 348.71 |  |  | Relax Interventions 50% | Afghanistan | AFG |  |  | FALSE
2020-10-01 | infections |  |  |  | 24525.43 |  |  | Relax Interventions 50% | Afghanistan | AFG |  |  | FALSE
2020-10-01 | hospital_incidence |  |  |  | 198.14 |  |  | Relax Interventions 50% | Afghanistan | AFG |  |  | FALSE
2020-10-01 | ICU_incidence |  |  |  | 70.6 |  |  | Relax Interventions 50% | Afghanistan | AFG |  |  | FALSE
2020-10-01 | cumulative_infections |  |  |  | 4528202.76 |  |  | Relax Interventions 50% | Afghanistan | AFG |  |  | FALSE
2020-10-02 | hospital_demand |  |  |  | 1801.82 |  |  | Additional 50% Reduction | Afghanistan | AFG |  |  | FALSE
2020-10-02 | ICU_demand |  |  |  | 348.72 |  |  | Additional 50% Reduction | Afghanistan | AFG |  |  | FALSE
2020-10-02 | infections |  |  |  | 24647.91 |  |  | Additional 50% Reduction | Afghanistan | AFG |  |  | FALSE
2020-10-02 | hospital_incidence |  |  |  | 198.13 |  |  | Additional 50% Reduction | Afghanistan | AFG |  |  | FALSE
2020-10-02 | ICU_incidence |  |  |  | 70.6 |  |  | Additional 50% Reduction | Afghanistan | AFG |  |  | FALSE
2020-10-02 | cumulative_infections |  |  |  | 4552850.67 |  |  | Additional 50% Reduction | Afghanistan | AFG |  |  | FALSE
2020-10-02 | hospital_demand |  |  |  | 1801.82 |  |  | Maintain Status Quo | Afghanistan | AFG |  |  | FALSE
2020-10-02 | ICU_demand |  |  |  | 348.72 |  |  | Maintain Status Quo | Afghanistan | AFG |  |  | FALSE
2020-10-02 | infections |  |  |  | 24647.91 |  |  | Maintain Status Quo | Afghanistan | AFG |  |  | FALSE
2020-10-02 | hospital_incidence |  |  |  | 198.13 |  |  | Maintain Status Quo | Afghanistan | AFG |  |  | FALSE
2020-10-02 | ICU_incidence |  |  |  | 70.6 |  |  | Maintain Status Quo | Afghanistan | AFG |  |  | FALSE
2020-10-02 | cumulative_infections |  |  |  | 4552850.67 |  |  | Maintain Status Quo | Afghanistan | AFG |  |  | FALSE
2020-10-02 | hospital_demand |  |  |  | 1801.82 |  |  | Relax Interventions 50% | Afghanistan | AFG |  |  | FALSE
2020-10-02 | ICU_demand |  |  |  | 348.72 |  |  | Relax Interventions 50% | Afghanistan | AFG |  |  | FALSE
2020-10-02 | infections |  |  |  | 24647.91 |  |  | Relax Interventions 50% | Afghanistan | AFG |  |  | FALSE
2020-10-02 | hospital_incidence |  |  |  | 198.13 |  |  | Relax Interventions 50% | Afghanistan | AFG |  |  | FALSE
2020-10-02 | ICU_incidence |  |  |  | 70.6 |  |  | Relax Interventions 50% | Afghanistan | AFG |  |  | FALSE
2020-10-02 | cumulative_infections |  |  |  | 4552850.67 |  |  | Relax Interventions 50% | Afghanistan | AFG |  |  | FALSE
2020-10-03 | hospital_demand |  |  |  | 1803.12 |  |  | Additional 50% Reduction | Afghanistan | AFG |  |  | FALSE
2020-10-03 | ICU_demand |  |  |  | 348.75 |  |  | Additional 50% Reduction | Afghanistan | AFG |  |  | FALSE
2020-10-03 | infections |  |  |  | 24908.63 |  |  | Additional 50% Reduction | Afghanistan | AFG |  |  | FALSE
2020-10-03 | hospital_incidence |  |  |  | 198.24 |  |  | Additional 50% Reduction | Afghanistan | AFG |  |  | FALSE
2020-10-03 | ICU_incidence |  |  |  | 70.64 |  |  | Additional 50% Reduction | Afghanistan | AFG |  |  | FALSE
2020-10-03 | cumulative_infections |  |  |  | 4577759.3 |  |  | Additional 50% Reduction | Afghanistan | AFG |  |  | FALSE
2020-10-03 | hospital_demand |  |  |  | 1803.12 |  |  | Maintain Status Quo | Afghanistan | AFG |  |  | FALSE
2020-10-03 | ICU_demand |  |  |  | 348.75 |  |  | Maintain Status Quo | Afghanistan | AFG |  |  | FALSE
2020-10-03 | infections |  |  |  | 24908.63 |  |  | Maintain Status Quo | Afghanistan | AFG |  |  | FALSE
2020-10-03 | hospital_incidence |  |  |  | 198.24 |  |  | Maintain Status Quo | Afghanistan | AFG |  |  | FALSE
2020-10-03 | ICU_incidence |  |  |  | 70.64 |  |  | Maintain Status Quo | Afghanistan | AFG |  |  | FALSE
2020-10-03 | cumulative_infections |  |  |  | 4577759.3 |  |  | Maintain Status Quo | Afghanistan | AFG |  |  | FALSE
2020-10-03 | hospital_demand |  |  |  | 1803.12 |  |  | Relax Interventions 50% | Afghanistan | AFG |  |  | FALSE
2020-10-03 | ICU_demand |  |  |  | 348.75 |  |  | Relax Interventions 50% | Afghanistan | AFG |  |  | FALSE
2020-10-03 | infections |  |  |  | 24908.63 |  |  | Relax Interventions 50% | Afghanistan | AFG |  |  | FALSE
2020-10-03 | hospital_incidence |  |  |  | 198.24 |  |  | Relax Interventions 50% | Afghanistan | AFG |  |  | FALSE
2020-10-03 | ICU_incidence |  |  |  | 70.64 |  |  | Relax Interventions 50% | Afghanistan | AFG |  |  | FALSE
2020-10-03 | cumulative_infections |  |  |  | 4577759.3 |  |  | Relax Interventions 50% | Afghanistan | AFG |  |  | FALSE
2020-10-04 | hospital_demand |  |  |  | 1804.5 |  |  | Additional 50% Reduction | Afghanistan | AFG |  |  | FALSE
2020-10-04 | ICU_demand |  |  |  | 348.84 |  |  | Additional 50% Reduction | Afghanistan | AFG |  |  | FALSE
2020-10-04 | infections |  |  |  | 25204.93 |  |  | Additional 50% Reduction | Afghanistan | AFG |  |  | FALSE
2020-10-04 | hospital_incidence |  |  |  | 198.66 |  |  | Additional 50% Reduction | Afghanistan | AFG |  |  | FALSE
2020-10-04 | ICU_incidence |  |  |  | 70.8 |  |  | Additional 50% Reduction | Afghanistan | AFG |  |  | FALSE
2020-10-04 | cumulative_infections |  |  |  | 4602964.23 |  |  | Additional 50% Reduction | Afghanistan | AFG |  |  | FALSE
2020-10-04 | hospital_demand |  |  |  | 1804.5 |  |  | Maintain Status Quo | Afghanistan | AFG |  |  | FALSE
2020-10-04 | ICU_demand |  |  |  | 348.84 |  |  | Maintain Status Quo | Afghanistan | AFG |  |  | FALSE
2020-10-04 | infections |  |  |  | 25204.93 |  |  | Maintain Status Quo | Afghanistan | AFG |  |  | FALSE
2020-10-04 | hospital_incidence |  |  |  | 198.66 |  |  | Maintain Status Quo | Afghanistan | AFG |  |  | FALSE
2020-10-04 | ICU_incidence |  |  |  | 70.8 |  |  | Maintain Status Quo | Afghanistan | AFG |  |  | FALSE
2020-10-04 | cumulative_infections |  |  |  | 4602964.23 |  |  | Maintain Status Quo | Afghanistan | AFG |  |  | FALSE
2020-10-04 | hospital_demand |  |  |  | 1804.5 |  |  | Relax Interventions 50% | Afghanistan | AFG |  |  | FALSE
2020-10-04 | ICU_demand |  |  |  | 348.84 |  |  | Relax Interventions 50% | Afghanistan | AFG |  |  | FALSE
2020-10-04 | infections |  |  |  | 25204.93 |  |  | Relax Interventions 50% | Afghanistan | AFG |  |  | FALSE
2020-10-04 | hospital_incidence |  |  |  | 198.66 |  |  | Relax Interventions 50% | Afghanistan | AFG |  |  | FALSE
2020-10-04 | ICU_incidence |  |  |  | 70.8 |  |  | Relax Interventions 50% | Afghanistan | AFG |  |  | FALSE
2020-10-04 | cumulative_infections |  |  |  | 4602964.23 |  |  | Relax Interventions 50% | Afghanistan | AFG |  |  | FALSE
2020-10-05 | hospital_demand |  |  |  | 1806.29 |  |  | Additional 50% Reduction | Afghanistan | AFG |  |  | FALSE
2020-10-05 | ICU_demand |  |  |  | 349.05 |  |  | Additional 50% Reduction | Afghanistan | AFG |  |  | FALSE
2020-10-05 | infections |  |  |  | 25498.78 |  |  | Additional 50% Reduction | Afghanistan | AFG |  |  | FALSE
2020-10-05 | hospital_incidence |  |  |  | 199.45 |  |  | Additional 50% Reduction | Afghanistan | AFG |  |  | FALSE
2020-10-05 | ICU_incidence |  |  |  | 71.08 |  |  | Additional 50% Reduction | Afghanistan | AFG |  |  | FALSE
2020-10-05 | cumulative_infections |  |  |  | 4628463.01 |  |  | Additional 50% Reduction | Afghanistan | AFG |  |  | FALSE
2020-10-05 | hospital_demand |  |  |  | 1806.29 |  |  | Maintain Status Quo | Afghanistan | AFG |  |  | FALSE
2020-10-05 | ICU_demand |  |  |  | 349.05 |  |  | Maintain Status Quo | Afghanistan | AFG |  |  | FALSE
2020-10-05 | infections |  |  |  | 25498.78 |  |  | Maintain Status Quo | Afghanistan | AFG |  |  | FALSE
2020-10-05 | hospital_incidence |  |  |  | 199.45 |  |  | Maintain Status Quo | Afghanistan | AFG |  |  | FALSE
2020-10-05 | ICU_incidence |  |  |  | 71.08 |  |  | Maintain Status Quo | Afghanistan | AFG |  |  | FALSE
2020-10-05 | cumulative_infections |  |  |  | 4628463.01 |  |  | Maintain Status Quo | Afghanistan | AFG |  |  | FALSE
2020-10-05 | hospital_demand |  |  |  | 1806.29 |  |  | Relax Interventions 50% | Afghanistan | AFG |  |  | FALSE
2020-10-05 | ICU_demand |  |  |  | 349.05 |  |  | Relax Interventions 50% | Afghanistan | AFG |  |  | FALSE
2020-10-05 | infections |  |  |  | 25498.78 |  |  | Relax Interventions 50% | Afghanistan | AFG |  |  | FALSE
2020-10-05 | hospital_incidence |  |  |  | 199.45 |  |  | Relax Interventions 50% | Afghanistan | AFG |  |  | FALSE
2020-10-05 | ICU_incidence |  |  |  | 71.08 |  |  | Relax Interventions 50% | Afghanistan | AFG |  |  | FALSE
2020-10-05 | cumulative_infections |  |  |  | 4628463.01 |  |  | Relax Interventions 50% | Afghanistan | AFG |  |  | FALSE
2020-10-06 | hospital_demand |  |  |  | 1808.87 |  |  | Additional 50% Reduction | Afghanistan | AFG |  |  | FALSE
2020-10-06 | ICU_demand |  |  |  | 349.39 |  |  | Additional 50% Reduction | Afghanistan | AFG |  |  | FALSE
2020-10-06 | infections |  |  |  | 25780.97 |  |  | Additional 50% Reduction | Afghanistan | AFG |  |  | FALSE
2020-10-06 | hospital_incidence |  |  |  | 200.58 |  |  | Additional 50% Reduction | Afghanistan | AFG |  |  | FALSE
2020-10-06 | ICU_incidence |  |  |  | 71.49 |  |  | Additional 50% Reduction | Afghanistan | AFG |  |  | FALSE
2020-10-06 | cumulative_infections |  |  |  | 4654243.98 |  |  | Additional 50% Reduction | Afghanistan | AFG |  |  | FALSE
2020-10-06 | hospital_demand |  |  |  | 1808.87 |  |  | Maintain Status Quo | Afghanistan | AFG |  |  | FALSE
2020-10-06 | ICU_demand |  |  |  | 349.39 |  |  | Maintain Status Quo | Afghanistan | AFG |  |  | FALSE
2020-10-06 | infections |  |  |  | 25780.97 |  |  | Maintain Status Quo | Afghanistan | AFG |  |  | FALSE
2020-10-06 | hospital_incidence |  |  |  | 200.58 |  |  | Maintain Status Quo | Afghanistan | AFG |  |  | FALSE
2020-10-06 | ICU_incidence |  |  |  | 71.49 |  |  | Maintain Status Quo | Afghanistan | AFG |  |  | FALSE
2020-10-06 | cumulative_infections |  |  |  | 4654243.98 |  |  | Maintain Status Quo | Afghanistan | AFG |  |  | FALSE
2020-10-06 | hospital_demand |  |  |  | 1808.87 |  |  | Relax Interventions 50% | Afghanistan | AFG |  |  | FALSE
2020-10-06 | ICU_demand |  |  |  | 349.39 |  |  | Relax Interventions 50% | Afghanistan | AFG |  |  | FALSE
2020-10-06 | infections |  |  |  | 25780.97 |  |  | Relax Interventions 50% | Afghanistan | AFG |  |  | FALSE
2020-10-06 | hospital_incidence |  |  |  | 200.58 |  |  | Relax Interventions 50% | Afghanistan | AFG |  |  | FALSE
2020-10-06 | ICU_incidence |  |  |  | 71.49 |  |  | Relax Interventions 50% | Afghanistan | AFG |  |  | FALSE
2020-10-06 | cumulative_infections |  |  |  | 4654243.98 |  |  | Relax Interventions 50% | Afghanistan | AFG |  |  | FALSE
2020-10-07 | hospital_demand |  |  |  | 1812.5 |  |  | Additional 50% Reduction | Afghanistan | AFG |  |  | FALSE
2020-10-07 | ICU_demand |  |  |  | 349.86 |  |  | Additional 50% Reduction | Afghanistan | AFG |  |  | FALSE
2020-10-07 | infections |  |  |  | 26052.71 |  |  | Additional 50% Reduction | Afghanistan | AFG |  |  | FALSE
2020-10-07 | hospital_incidence |  |  |  | 202 |  |  | Additional 50% Reduction | Afghanistan | AFG |  |  | FALSE
2020-10-07 | ICU_incidence |  |  |  | 72 |  |  | Additional 50% Reduction | Afghanistan | AFG |  |  | FALSE
2020-10-07 | cumulative_infections |  |  |  | 4680296.68 |  |  | Additional 50% Reduction | Afghanistan | AFG |  |  | FALSE
2020-10-07 | hospital_demand |  |  |  | 1812.5 |  |  | Maintain Status Quo | Afghanistan | AFG |  |  | FALSE
2020-10-07 | ICU_demand |  |  |  | 349.86 |  |  | Maintain Status Quo | Afghanistan | AFG |  |  | FALSE
2020-10-07 | infections |  |  |  | 26052.71 |  |  | Maintain Status Quo | Afghanistan | AFG |  |  | FALSE
2020-10-07 | hospital_incidence |  |  |  | 202 |  |  | Maintain Status Quo | Afghanistan | AFG |  |  | FALSE
2020-10-07 | ICU_incidence |  |  |  | 72 |  |  | Maintain Status Quo | Afghanistan | AFG |  |  | FALSE
2020-10-07 | cumulative_infections |  |  |  | 4680296.68 |  |  | Maintain Status Quo | Afghanistan | AFG |  |  | FALSE
2020-10-07 | hospital_demand |  |  |  | 1812.5 |  |  | Relax Interventions 50% | Afghanistan | AFG |  |  | FALSE
2020-10-07 | ICU_demand |  |  |  | 349.86 |  |  | Relax Interventions 50% | Afghanistan | AFG |  |  | FALSE
2020-10-07 | infections |  |  |  | 26052.71 |  |  | Relax Interventions 50% | Afghanistan | AFG |  |  | FALSE
2020-10-07 | hospital_incidence |  |  |  | 202 |  |  | Relax Interventions 50% | Afghanistan | AFG |  |  | FALSE
2020-10-07 | ICU_incidence |  |  |  | 72 |  |  | Relax Interventions 50% | Afghanistan | AFG |  |  | FALSE
2020-10-07 | cumulative_infections |  |  |  | 4680296.68 |  |  | Relax Interventions 50% | Afghanistan | AFG |  |  | FALSE
2020-10-08 | hospital_demand |  |  |  | 1817.36 |  |  | Additional 50% Reduction | Afghanistan | AFG |  |  | FALSE
2020-10-08 | ICU_demand |  |  |  | 350.44 |  |  | Additional 50% Reduction | Afghanistan | AFG |  |  | FALSE
2020-10-08 | infections |  |  |  | 26317.49 |  |  | Additional 50% Reduction | Afghanistan | AFG |  |  | FALSE
2020-10-08 | hospital_incidence |  |  |  | 203.62 |  |  | Additional 50% Reduction | Afghanistan | AFG |  |  | FALSE
2020-10-08 | ICU_incidence |  |  |  | 72.59 |  |  | Additional 50% Reduction | Afghanistan | AFG |  |  | FALSE
2020-10-08 | cumulative_infections |  |  |  | 4706614.17 |  |  | Additional 50% Reduction | Afghanistan | AFG |  |  | FALSE
2020-10-08 | hospital_demand |  |  |  | 1817.36 |  |  | Maintain Status Quo | Afghanistan | AFG |  |  | FALSE
2020-10-08 | ICU_demand |  |  |  | 350.44 |  |  | Maintain Status Quo | Afghanistan | AFG |  |  | FALSE
2020-10-08 | infections |  |  |  | 26317.49 |  |  | Maintain Status Quo | Afghanistan | AFG |  |  | FALSE
2020-10-08 | hospital_incidence |  |  |  | 203.62 |  |  | Maintain Status Quo | Afghanistan | AFG |  |  | FALSE
2020-10-08 | ICU_incidence |  |  |  | 72.59 |  |  | Maintain Status Quo | Afghanistan | AFG |  |  | FALSE
2020-10-08 | cumulative_infections |  |  |  | 4706614.17 |  |  | Maintain Status Quo | Afghanistan | AFG |  |  | FALSE
2020-10-08 | hospital_demand |  |  |  | 1817.36 |  |  | Relax Interventions 50% | Afghanistan | AFG |  |  | FALSE
2020-10-08 | ICU_demand |  |  |  | 350.44 |  |  | Relax Interventions 50% | Afghanistan | AFG |  |  | FALSE
2020-10-08 | infections |  |  |  | 26317.49 |  |  | Relax Interventions 50% | Afghanistan | AFG |  |  | FALSE
2020-10-08 | hospital_incidence |  |  |  | 203.62 |  |  | Relax Interventions 50% | Afghanistan | AFG |  |  | FALSE
2020-10-08 | ICU_incidence |  |  |  | 72.59 |  |  | Relax Interventions 50% | Afghanistan | AFG |  |  | FALSE
2020-10-08 | cumulative_infections |  |  |  | 4706614.17 |  |  | Relax Interventions 50% | Afghanistan | AFG |  |  | FALSE
2020-10-09 | hospital_demand |  |  |  | 1823.54 |  |  | Additional 50% Reduction | Afghanistan | AFG |  |  | FALSE
2020-10-09 | ICU_demand |  |  |  | 351.11 |  |  | Additional 50% Reduction | Afghanistan | AFG |  |  | FALSE
2020-10-09 | infections |  |  |  | 26578.21 |  |  | Additional 50% Reduction | Afghanistan | AFG |  |  | FALSE
2020-10-09 | hospital_incidence |  |  |  | 205.38 |  |  | Additional 50% Reduction | Afghanistan | AFG |  |  | FALSE
2020-10-09 | ICU_incidence |  |  |  | 73.22 |  |  | Additional 50% Reduction | Afghanistan | AFG |  |  | FALSE
2020-10-09 | cumulative_infections |  |  |  | 4733192.38 |  |  | Additional 50% Reduction | Afghanistan | AFG |  |  | FALSE
2020-10-09 | hospital_demand |  |  |  | 1823.54 |  |  | Maintain Status Quo | Afghanistan | AFG |  |  | FALSE
2020-10-09 | ICU_demand |  |  |  | 351.11 |  |  | Maintain Status Quo | Afghanistan | AFG |  |  | FALSE
2020-10-09 | infections |  |  |  | 26578.21 |  |  | Maintain Status Quo | Afghanistan | AFG |  |  | FALSE
2020-10-09 | hospital_incidence |  |  |  | 205.38 |  |  | Maintain Status Quo | Afghanistan | AFG |  |  | FALSE
2020-10-09 | ICU_incidence |  |  |  | 73.22 |  |  | Maintain Status Quo | Afghanistan | AFG |  |  | FALSE
2020-10-09 | cumulative_infections |  |  |  | 4733192.38 |  |  | Maintain Status Quo | Afghanistan | AFG |  |  | FALSE
2020-10-09 | hospital_demand |  |  |  | 1823.54 |  |  | Relax Interventions 50% | Afghanistan | AFG |  |  | FALSE
2020-10-09 | ICU_demand |  |  |  | 351.11 |  |  | Relax Interventions 50% | Afghanistan | AFG |  |  | FALSE
2020-10-09 | infections |  |  |  | 26578.21 |  |  | Relax Interventions 50% | Afghanistan | AFG |  |  | FALSE
2020-10-09 | hospital_incidence |  |  |  | 205.38 |  |  | Relax Interventions 50% | Afghanistan | AFG |  |  | FALSE
2020-10-09 | ICU_incidence |  |  |  | 73.22 |  |  | Relax Interventions 50% | Afghanistan | AFG |  |  | FALSE
2020-10-09 | cumulative_infections |  |  |  | 4733192.38 |  |  | Relax Interventions 50% | Afghanistan | AFG |  |  | FALSE
2020-10-10 | hospital_demand |  |  |  | 1831.04 |  |  | Additional 50% Reduction | Afghanistan | AFG |  |  | FALSE
2020-10-10 | ICU_demand |  |  |  | 351.85 |  |  | Additional 50% Reduction | Afghanistan | AFG |  |  | FALSE
2020-10-10 | infections |  |  |  | 26836.74 |  |  | Additional 50% Reduction | Afghanistan | AFG |  |  | FALSE
2020-10-10 | hospital_incidence |  |  |  | 207.24 |  |  | Additional 50% Reduction | Afghanistan | AFG |  |  | FALSE
2020-10-10 | ICU_incidence |  |  |  | 73.9 |  |  | Additional 50% Reduction | Afghanistan | AFG |  |  | FALSE
2020-10-10 | cumulative_infections |  |  |  | 4760029.12 |  |  | Additional 50% Reduction | Afghanistan | AFG |  |  | FALSE
2020-10-10 | hospital_demand |  |  |  | 1831.04 |  |  | Maintain Status Quo | Afghanistan | AFG |  |  | FALSE
2020-10-10 | ICU_demand |  |  |  | 351.85 |  |  | Maintain Status Quo | Afghanistan | AFG |  |  | FALSE
2020-10-10 | infections |  |  |  | 26836.74 |  |  | Maintain Status Quo | Afghanistan | AFG |  |  | FALSE
2020-10-10 | hospital_incidence |  |  |  | 207.24 |  |  | Maintain Status Quo | Afghanistan | AFG |  |  | FALSE
2020-10-10 | ICU_incidence |  |  |  | 73.9 |  |  | Maintain Status Quo | Afghanistan | AFG |  |  | FALSE
2020-10-10 | cumulative_infections |  |  |  | 4760029.12 |  |  | Maintain Status Quo | Afghanistan | AFG |  |  | FALSE
2020-10-10 | hospital_demand |  |  |  | 1831.04 |  |  | Relax Interventions 50% | Afghanistan | AFG |  |  | FALSE
2020-10-10 | ICU_demand |  |  |  | 351.85 |  |  | Relax Interventions 50% | Afghanistan | AFG |  |  | FALSE
2020-10-10 | infections |  |  |  | 26836.74 |  |  | Relax Interventions 50% | Afghanistan | AFG |  |  | FALSE
2020-10-10 | hospital_incidence |  |  |  | 207.24 |  |  | Relax Interventions 50% | Afghanistan | AFG |  |  | FALSE
2020-10-10 | ICU_incidence |  |  |  | 73.9 |  |  | Relax Interventions 50% | Afghanistan | AFG |  |  | FALSE
2020-10-10 | cumulative_infections |  |  |  | 4760029.12 |  |  | Relax Interventions 50% | Afghanistan | AFG |  |  | FALSE
2020-10-11 | hospital_demand |  |  |  | 1839.81 |  |  | Additional 50% Reduction | Afghanistan | AFG |  |  | FALSE
2020-10-11 | ICU_demand |  |  |  | 352.64 |  |  | Additional 50% Reduction | Afghanistan | AFG |  |  | FALSE
2020-10-11 | infections |  |  |  | 27093.99 |  |  | Additional 50% Reduction | Afghanistan | AFG |  |  | FALSE
2020-10-11 | hospital_incidence |  |  |  | 209.16 |  |  | Additional 50% Reduction | Afghanistan | AFG |  |  | FALSE
2020-10-11 | ICU_incidence |  |  |  | 74.59 |  |  | Additional 50% Reduction | Afghanistan | AFG |  |  | FALSE
2020-10-11 | cumulative_infections |  |  |  | 4787123.11 |  |  | Additional 50% Reduction | Afghanistan | AFG |  |  | FALSE
2020-10-11 | hospital_demand |  |  |  | 1839.81 |  |  | Maintain Status Quo | Afghanistan | AFG |  |  | FALSE
2020-10-11 | ICU_demand |  |  |  | 352.64 |  |  | Maintain Status Quo | Afghanistan | AFG |  |  | FALSE
2020-10-11 | infections |  |  |  | 27093.99 |  |  | Maintain Status Quo | Afghanistan | AFG |  |  | FALSE
2020-10-11 | hospital_incidence |  |  |  | 209.16 |  |  | Maintain Status Quo | Afghanistan | AFG |  |  | FALSE
2020-10-11 | ICU_incidence |  |  |  | 74.59 |  |  | Maintain Status Quo | Afghanistan | AFG |  |  | FALSE
2020-10-11 | cumulative_infections |  |  |  | 4787123.11 |  |  | Maintain Status Quo | Afghanistan | AFG |  |  | FALSE
2020-10-11 | hospital_demand |  |  |  | 1839.81 |  |  | Relax Interventions 50% | Afghanistan | AFG |  |  | FALSE
2020-10-11 | ICU_demand |  |  |  | 352.64 |  |  | Relax Interventions 50% | Afghanistan | AFG |  |  | FALSE
2020-10-11 | infections |  |  |  | 27093.99 |  |  | Relax Interventions 50% | Afghanistan | AFG |  |  | FALSE
2020-10-11 | hospital_incidence |  |  |  | 209.16 |  |  | Relax Interventions 50% | Afghanistan | AFG |  |  | FALSE
2020-10-11 | ICU_incidence |  |  |  | 74.59 |  |  | Relax Interventions 50% | Afghanistan | AFG |  |  | FALSE
2020-10-11 | cumulative_infections |  |  |  | 4787123.11 |  |  | Relax Interventions 50% | Afghanistan | AFG |  |  | FALSE
2020-10-12 | hospital_demand |  |  |  | 1849.77 |  |  | Additional 50% Reduction | Afghanistan | AFG |  |  | FALSE
2020-10-12 | ICU_demand |  |  |  | 353.46 |  |  | Additional 50% Reduction | Afghanistan | AFG |  |  | FALSE
2020-10-12 | infections |  |  |  | 27350.34 |  |  | Additional 50% Reduction | Afghanistan | AFG |  |  | FALSE
2020-10-12 | hospital_incidence |  |  |  | 211.11 |  |  | Additional 50% Reduction | Afghanistan | AFG |  |  | FALSE
2020-10-12 | ICU_incidence |  |  |  | 75.3 |  |  | Additional 50% Reduction | Afghanistan | AFG |  |  | FALSE
2020-10-12 | cumulative_infections |  |  |  | 4814473.45 |  |  | Additional 50% Reduction | Afghanistan | AFG |  |  | FALSE
2020-10-12 | hospital_demand |  |  |  | 1849.77 |  |  | Maintain Status Quo | Afghanistan | AFG |  |  | FALSE
2020-10-12 | ICU_demand |  |  |  | 353.46 |  |  | Maintain Status Quo | Afghanistan | AFG |  |  | FALSE
2020-10-12 | infections |  |  |  | 27350.34 |  |  | Maintain Status Quo | Afghanistan | AFG |  |  | FALSE
2020-10-12 | hospital_incidence |  |  |  | 211.11 |  |  | Maintain Status Quo | Afghanistan | AFG |  |  | FALSE
2020-10-12 | ICU_incidence |  |  |  | 75.3 |  |  | Maintain Status Quo | Afghanistan | AFG |  |  | FALSE
2020-10-12 | cumulative_infections |  |  |  | 4814473.45 |  |  | Maintain Status Quo | Afghanistan | AFG |  |  | FALSE
2020-10-12 | hospital_demand |  |  |  | 1849.77 |  |  | Relax Interventions 50% | Afghanistan | AFG |  |  | FALSE
2020-10-12 | ICU_demand |  |  |  | 353.46 |  |  | Relax Interventions 50% | Afghanistan | AFG |  |  | FALSE
2020-10-12 | infections |  |  |  | 27350.34 |  |  | Relax Interventions 50% | Afghanistan | AFG |  |  | FALSE
2020-10-12 | hospital_incidence |  |  |  | 211.11 |  |  | Relax Interventions 50% | Afghanistan | AFG |  |  | FALSE
2020-10-12 | ICU_incidence |  |  |  | 75.3 |  |  | Relax Interventions 50% | Afghanistan | AFG |  |  | FALSE
2020-10-12 | cumulative_infections |  |  |  | 4814473.45 |  |  | Relax Interventions 50% | Afghanistan | AFG |  |  | FALSE
2020-10-13 | hospital_demand |  |  |  | 1860.82 |  |  | Additional 50% Reduction | Afghanistan | AFG |  |  | FALSE
2020-10-13 | ICU_demand |  |  |  | 354.32 |  |  | Additional 50% Reduction | Afghanistan | AFG |  |  | FALSE
2020-10-13 | infections |  |  |  | 27605.86 |  |  | Additional 50% Reduction | Afghanistan | AFG |  |  | FALSE
2020-10-13 | hospital_incidence |  |  |  | 213.08 |  |  | Additional 50% Reduction | Afghanistan | AFG |  |  | FALSE
2020-10-13 | ICU_incidence |  |  |  | 76.02 |  |  | Additional 50% Reduction | Afghanistan | AFG |  |  | FALSE
2020-10-13 | cumulative_infections |  |  |  | 4842079.31 |  |  | Additional 50% Reduction | Afghanistan | AFG |  |  | FALSE
2020-10-13 | hospital_demand |  |  |  | 1860.82 |  |  | Maintain Status Quo | Afghanistan | AFG |  |  | FALSE
2020-10-13 | ICU_demand |  |  |  | 354.32 |  |  | Maintain Status Quo | Afghanistan | AFG |  |  | FALSE
2020-10-13 | infections |  |  |  | 27605.86 |  |  | Maintain Status Quo | Afghanistan | AFG |  |  | FALSE
2020-10-13 | hospital_incidence |  |  |  | 213.08 |  |  | Maintain Status Quo | Afghanistan | AFG |  |  | FALSE
2020-10-13 | ICU_incidence |  |  |  | 76.02 |  |  | Maintain Status Quo | Afghanistan | AFG |  |  | FALSE
2020-10-13 | cumulative_infections |  |  |  | 4842079.31 |  |  | Maintain Status Quo | Afghanistan | AFG |  |  | FALSE
2020-10-13 | hospital_demand |  |  |  | 1860.82 |  |  | Relax Interventions 50% | Afghanistan | AFG |  |  | FALSE
2020-10-13 | ICU_demand |  |  |  | 354.32 |  |  | Relax Interventions 50% | Afghanistan | AFG |  |  | FALSE
2020-10-13 | infections |  |  |  | 27605.86 |  |  | Relax Interventions 50% | Afghanistan | AFG |  |  | FALSE
2020-10-13 | hospital_incidence |  |  |  | 213.08 |  |  | Relax Interventions 50% | Afghanistan | AFG |  |  | FALSE
2020-10-13 | ICU_incidence |  |  |  | 76.02 |  |  | Relax Interventions 50% | Afghanistan | AFG |  |  | FALSE
2020-10-13 | cumulative_infections |  |  |  | 4842079.31 |  |  | Relax Interventions 50% | Afghanistan | AFG |  |  | FALSE
2020-10-14 | hospital_demand |  |  |  | 1872.84 |  |  | Additional 50% Reduction | Afghanistan | AFG |  |  | FALSE
2020-10-14 | ICU_demand |  |  |  | 355.19 |  |  | Additional 50% Reduction | Afghanistan | AFG |  |  | FALSE
2020-10-14 | infections |  |  |  | 27860.51 |  |  | Additional 50% Reduction | Afghanistan | AFG |  |  | FALSE
2020-10-14 | hospital_incidence |  |  |  | 215.07 |  |  | Additional 50% Reduction | Afghanistan | AFG |  |  | FALSE
2020-10-14 | ICU_incidence |  |  |  | 76.74 |  |  | Additional 50% Reduction | Afghanistan | AFG |  |  | FALSE
2020-10-14 | cumulative_infections |  |  |  | 4869939.83 |  |  | Additional 50% Reduction | Afghanistan | AFG |  |  | FALSE
2020-10-14 | hospital_demand |  |  |  | 1872.84 |  |  | Maintain Status Quo | Afghanistan | AFG |  |  | FALSE
2020-10-14 | ICU_demand |  |  |  | 355.19 |  |  | Maintain Status Quo | Afghanistan | AFG |  |  | FALSE
2020-10-14 | infections |  |  |  | 27860.51 |  |  | Maintain Status Quo | Afghanistan | AFG |  |  | FALSE
2020-10-14 | hospital_incidence |  |  |  | 215.07 |  |  | Maintain Status Quo | Afghanistan | AFG |  |  | FALSE
2020-10-14 | ICU_incidence |  |  |  | 76.74 |  |  | Maintain Status Quo | Afghanistan | AFG |  |  | FALSE
2020-10-14 | cumulative_infections |  |  |  | 4869939.83 |  |  | Maintain Status Quo | Afghanistan | AFG |  |  | FALSE
2020-10-14 | hospital_demand |  |  |  | 1872.84 |  |  | Relax Interventions 50% | Afghanistan | AFG |  |  | FALSE
2020-10-14 | ICU_demand |  |  |  | 355.19 |  |  | Relax Interventions 50% | Afghanistan | AFG |  |  | FALSE
2020-10-14 | infections |  |  |  | 27860.51 |  |  | Relax Interventions 50% | Afghanistan | AFG |  |  | FALSE
2020-10-14 | hospital_incidence |  |  |  | 215.07 |  |  | Relax Interventions 50% | Afghanistan | AFG |  |  | FALSE
2020-10-14 | ICU_incidence |  |  |  | 76.74 |  |  | Relax Interventions 50% | Afghanistan | AFG |  |  | FALSE
2020-10-14 | cumulative_infections |  |  |  | 4869939.83 |  |  | Relax Interventions 50% | Afghanistan | AFG |  |  | FALSE
2020-10-15 | hospital_demand |  |  |  | 1885.72 |  |  | Additional 50% Reduction | Afghanistan | AFG |  |  | FALSE
2020-10-15 | ICU_demand |  |  |  | 356.09 |  |  | Additional 50% Reduction | Afghanistan | AFG |  |  | FALSE
2020-10-15 | infections |  |  |  | 28114.13 |  |  | Additional 50% Reduction | Afghanistan | AFG |  |  | FALSE
2020-10-15 | hospital_incidence |  |  |  | 217.05 |  |  | Additional 50% Reduction | Afghanistan | AFG |  |  | FALSE
2020-10-15 | ICU_incidence |  |  |  | 77.46 |  |  | Additional 50% Reduction | Afghanistan | AFG |  |  | FALSE
2020-10-15 | cumulative_infections |  |  |  | 4898053.96 |  |  | Additional 50% Reduction | Afghanistan | AFG |  |  | FALSE
2020-10-15 | hospital_demand |  |  |  | 1885.72 |  |  | Maintain Status Quo | Afghanistan | AFG |  |  | FALSE
2020-10-15 | ICU_demand |  |  |  | 356.09 |  |  | Maintain Status Quo | Afghanistan | AFG |  |  | FALSE
2020-10-15 | infections |  |  |  | 28114.13 |  |  | Maintain Status Quo | Afghanistan | AFG |  |  | FALSE
2020-10-15 | hospital_incidence |  |  |  | 217.05 |  |  | Maintain Status Quo | Afghanistan | AFG |  |  | FALSE
2020-10-15 | ICU_incidence |  |  |  | 77.46 |  |  | Maintain Status Quo | Afghanistan | AFG |  |  | FALSE
2020-10-15 | cumulative_infections |  |  |  | 4898053.96 |  |  | Maintain Status Quo | Afghanistan | AFG |  |  | FALSE
2020-10-15 | hospital_demand |  |  |  | 1885.72 |  |  | Relax Interventions 50% | Afghanistan | AFG |  |  | FALSE
2020-10-15 | ICU_demand |  |  |  | 356.09 |  |  | Relax Interventions 50% | Afghanistan | AFG |  |  | FALSE
2020-10-15 | infections |  |  |  | 28114.13 |  |  | Relax Interventions 50% | Afghanistan | AFG |  |  | FALSE
2020-10-15 | hospital_incidence |  |  |  | 217.05 |  |  | Relax Interventions 50% | Afghanistan | AFG |  |  | FALSE
2020-10-15 | ICU_incidence |  |  |  | 77.46 |  |  | Relax Interventions 50% | Afghanistan | AFG |  |  | FALSE
2020-10-15 | cumulative_infections |  |  |  | 4898053.96 |  |  | Relax Interventions 50% | Afghanistan | AFG |  |  | FALSE
2020-10-16 | hospital_demand |  |  |  | 1899.35 |  |  | Additional 50% Reduction | Afghanistan | AFG |  |  | FALSE
2020-10-16 | ICU_demand |  |  |  | 356.99 |  |  | Additional 50% Reduction | Afghanistan | AFG |  |  | FALSE
2020-10-16 | infections |  |  |  | 28283.16 |  |  | Additional 50% Reduction | Afghanistan | AFG |  |  | FALSE
2020-10-16 | hospital_incidence |  |  |  | 219.02 |  |  | Additional 50% Reduction | Afghanistan | AFG |  |  | FALSE
2020-10-16 | ICU_incidence |  |  |  | 78.18 |  |  | Additional 50% Reduction | Afghanistan | AFG |  |  | FALSE
2020-10-16 | cumulative_infections |  |  |  | 4926337.12 |  |  | Additional 50% Reduction | Afghanistan | AFG |  |  | FALSE
2020-10-16 | hospital_demand |  |  |  | 1899.35 |  |  | Maintain Status Quo | Afghanistan | AFG |  |  | FALSE
2020-10-16 | ICU_demand |  |  |  | 356.99 |  |  | Maintain Status Quo | Afghanistan | AFG |  |  | FALSE
2020-10-16 | infections |  |  |  | 28283.16 |  |  | Maintain Status Quo | Afghanistan | AFG |  |  | FALSE
2020-10-16 | hospital_incidence |  |  |  | 219.02 |  |  | Maintain Status Quo | Afghanistan | AFG |  |  | FALSE
2020-10-16 | ICU_incidence |  |  |  | 78.18 |  |  | Maintain Status Quo | Afghanistan | AFG |  |  | FALSE
2020-10-16 | cumulative_infections |  |  |  | 4926337.12 |  |  | Maintain Status Quo | Afghanistan | AFG |  |  | FALSE
2020-10-16 | hospital_demand |  |  |  | 1899.35 |  |  | Relax Interventions 50% | Afghanistan | AFG |  |  | FALSE
2020-10-16 | ICU_demand |  |  |  | 356.99 |  |  | Relax Interventions 50% | Afghanistan | AFG |  |  | FALSE
2020-10-16 | infections |  |  |  | 28283.16 |  |  | Relax Interventions 50% | Afghanistan | AFG |  |  | FALSE
2020-10-16 | hospital_incidence |  |  |  | 219.02 |  |  | Relax Interventions 50% | Afghanistan | AFG |  |  | FALSE
2020-10-16 | ICU_incidence |  |  |  | 78.18 |  |  | Relax Interventions 50% | Afghanistan | AFG |  |  | FALSE
2020-10-16 | cumulative_infections |  |  |  | 4926337.12 |  |  | Relax Interventions 50% | Afghanistan | AFG |  |  | FALSE
2020-10-17 | hospital_demand |  |  |  | 1913.58 |  |  | Additional 50% Reduction | Afghanistan | AFG |  |  | FALSE
2020-10-17 | ICU_demand |  |  |  | 357.89 |  |  | Additional 50% Reduction | Afghanistan | AFG |  |  | FALSE
2020-10-17 | infections |  |  |  | 28363.1 |  |  | Additional 50% Reduction | Afghanistan | AFG |  |  | FALSE
2020-10-17 | hospital_incidence |  |  |  | 220.9 |  |  | Additional 50% Reduction | Afghanistan | AFG |  |  | FALSE
2020-10-17 | ICU_incidence |  |  |  | 78.87 |  |  | Additional 50% Reduction | Afghanistan | AFG |  |  | FALSE
2020-10-17 | cumulative_infections |  |  |  | 4954700.22 |  |  | Additional 50% Reduction | Afghanistan | AFG |  |  | FALSE
2020-10-17 | hospital_demand |  |  |  | 1913.58 |  |  | Maintain Status Quo | Afghanistan | AFG |  |  | FALSE
2020-10-17 | ICU_demand |  |  |  | 357.89 |  |  | Maintain Status Quo | Afghanistan | AFG |  |  | FALSE
2020-10-17 | infections |  |  |  | 28363.1 |  |  | Maintain Status Quo | Afghanistan | AFG |  |  | FALSE
2020-10-17 | hospital_incidence |  |  |  | 220.9 |  |  | Maintain Status Quo | Afghanistan | AFG |  |  | FALSE
2020-10-17 | ICU_incidence |  |  |  | 78.87 |  |  | Maintain Status Quo | Afghanistan | AFG |  |  | FALSE
2020-10-17 | cumulative_infections |  |  |  | 4954700.22 |  |  | Maintain Status Quo | Afghanistan | AFG |  |  | FALSE
2020-10-17 | hospital_demand |  |  |  | 1913.58 |  |  | Relax Interventions 50% | Afghanistan | AFG |  |  | FALSE
2020-10-17 | ICU_demand |  |  |  | 357.89 |  |  | Relax Interventions 50% | Afghanistan | AFG |  |  | FALSE
2020-10-17 | infections |  |  |  | 28363.1 |  |  | Relax Interventions 50% | Afghanistan | AFG |  |  | FALSE
2020-10-17 | hospital_incidence |  |  |  | 220.9 |  |  | Relax Interventions 50% | Afghanistan | AFG |  |  | FALSE
2020-10-17 | ICU_incidence |  |  |  | 78.87 |  |  | Relax Interventions 50% | Afghanistan | AFG |  |  | FALSE
2020-10-17 | cumulative_infections |  |  |  | 4954700.22 |  |  | Relax Interventions 50% | Afghanistan | AFG |  |  | FALSE
2020-10-18 | hospital_demand |  |  |  | 1928.16 |  |  | Additional 50% Reduction | Afghanistan | AFG |  |  | FALSE
2020-10-18 | ICU_demand |  |  |  | 358.75 |  |  | Additional 50% Reduction | Afghanistan | AFG |  |  | FALSE
2020-10-18 | infections |  |  |  | 28417.15 |  |  | Additional 50% Reduction | Afghanistan | AFG |  |  | FALSE
2020-10-18 | hospital_incidence |  |  |  | 222.56 |  |  | Additional 50% Reduction | Afghanistan | AFG |  |  | FALSE
2020-10-18 | ICU_incidence |  |  |  | 79.47 |  |  | Additional 50% Reduction | Afghanistan | AFG |  |  | FALSE
2020-10-18 | cumulative_infections |  |  |  | 4983117.38 |  |  | Additional 50% Reduction | Afghanistan | AFG |  |  | FALSE
2020-10-18 | hospital_demand |  |  |  | 1928.16 |  |  | Maintain Status Quo | Afghanistan | AFG |  |  | FALSE
2020-10-18 | ICU_demand |  |  |  | 358.75 |  |  | Maintain Status Quo | Afghanistan | AFG |  |  | FALSE
2020-10-18 | infections |  |  |  | 28417.15 |  |  | Maintain Status Quo | Afghanistan | AFG |  |  | FALSE
2020-10-18 | hospital_incidence |  |  |  | 222.56 |  |  | Maintain Status Quo | Afghanistan | AFG |  |  | FALSE
2020-10-18 | ICU_incidence |  |  |  | 79.47 |  |  | Maintain Status Quo | Afghanistan | AFG |  |  | FALSE
2020-10-18 | cumulative_infections |  |  |  | 4983117.38 |  |  | Maintain Status Quo | Afghanistan | AFG |  |  | FALSE
2020-10-18 | hospital_demand |  |  |  | 1928.16 |  |  | Relax Interventions 50% | Afghanistan | AFG |  |  | FALSE
2020-10-18 | ICU_demand |  |  |  | 358.75 |  |  | Relax Interventions 50% | Afghanistan | AFG |  |  | FALSE
2020-10-18 | infections |  |  |  | 28417.15 |  |  | Relax Interventions 50% | Afghanistan | AFG |  |  | FALSE
2020-10-18 | hospital_incidence |  |  |  | 222.56 |  |  | Relax Interventions 50% | Afghanistan | AFG |  |  | FALSE
2020-10-18 | ICU_incidence |  |  |  | 79.47 |  |  | Relax Interventions 50% | Afghanistan | AFG |  |  | FALSE
2020-10-18 | cumulative_infections |  |  |  | 4983117.38 |  |  | Relax Interventions 50% | Afghanistan | AFG |  |  | FALSE
2020-10-19 | hospital_demand |  |  |  | 1942.79 |  |  | Additional 50% Reduction | Afghanistan | AFG |  |  | FALSE
2020-10-19 | ICU_demand |  |  |  | 359.53 |  |  | Additional 50% Reduction | Afghanistan | AFG |  |  | FALSE
2020-10-19 | infections |  |  |  | 28468.98 |  |  | Additional 50% Reduction | Afghanistan | AFG |  |  | FALSE
2020-10-19 | hospital_incidence |  |  |  | 223.98 |  |  | Additional 50% Reduction | Afghanistan | AFG |  |  | FALSE
2020-10-19 | ICU_incidence |  |  |  | 79.99 |  |  | Additional 50% Reduction | Afghanistan | AFG |  |  | FALSE
2020-10-19 | cumulative_infections |  |  |  | 5011586.35 |  |  | Additional 50% Reduction | Afghanistan | AFG |  |  | FALSE
2020-10-19 | hospital_demand |  |  |  | 1942.79 |  |  | Maintain Status Quo | Afghanistan | AFG |  |  | FALSE
2020-10-19 | ICU_demand |  |  |  | 359.53 |  |  | Maintain Status Quo | Afghanistan | AFG |  |  | FALSE
2020-10-19 | infections |  |  |  | 28468.98 |  |  | Maintain Status Quo | Afghanistan | AFG |  |  | FALSE
2020-10-19 | hospital_incidence |  |  |  | 223.98 |  |  | Maintain Status Quo | Afghanistan | AFG |  |  | FALSE
2020-10-19 | ICU_incidence |  |  |  | 79.99 |  |  | Maintain Status Quo | Afghanistan | AFG |  |  | FALSE
2020-10-19 | cumulative_infections |  |  |  | 5011586.35 |  |  | Maintain Status Quo | Afghanistan | AFG |  |  | FALSE
2020-10-19 | hospital_demand |  |  |  | 1942.79 |  |  | Relax Interventions 50% | Afghanistan | AFG |  |  | FALSE
2020-10-19 | ICU_demand |  |  |  | 359.53 |  |  | Relax Interventions 50% | Afghanistan | AFG |  |  | FALSE
2020-10-19 | infections |  |  |  | 28468.98 |  |  | Relax Interventions 50% | Afghanistan | AFG |  |  | FALSE
2020-10-19 | hospital_incidence |  |  |  | 223.98 |  |  | Relax Interventions 50% | Afghanistan | AFG |  |  | FALSE
2020-10-19 | ICU_incidence |  |  |  | 79.99 |  |  | Relax Interventions 50% | Afghanistan | AFG |  |  | FALSE
2020-10-19 | cumulative_infections |  |  |  | 5011586.35 |  |  | Relax Interventions 50% | Afghanistan | AFG |  |  | FALSE
2020-10-20 | hospital_demand |  |  |  | 1957.17 |  |  | Additional 50% Reduction | Afghanistan | AFG |  |  | FALSE
2020-10-20 | ICU_demand |  |  |  | 360.22 |  |  | Additional 50% Reduction | Afghanistan | AFG |  |  | FALSE
2020-10-20 | infections |  |  |  | 28524.47 |  |  | Additional 50% Reduction | Afghanistan | AFG |  |  | FALSE
2020-10-20 | hospital_incidence |  |  |  | 225.16 |  |  | Additional 50% Reduction | Afghanistan | AFG |  |  | FALSE
2020-10-20 | ICU_incidence |  |  |  | 80.42 |  |  | Additional 50% Reduction | Afghanistan | AFG |  |  | FALSE
2020-10-20 | cumulative_infections |  |  |  | 5040110.82 |  |  | Additional 50% Reduction | Afghanistan | AFG |  |  | FALSE
2020-10-20 | hospital_demand |  |  |  | 1957.17 |  |  | Maintain Status Quo | Afghanistan | AFG |  |  | FALSE
2020-10-20 | ICU_demand |  |  |  | 360.22 |  |  | Maintain Status Quo | Afghanistan | AFG |  |  | FALSE
2020-10-20 | infections |  |  |  | 28524.47 |  |  | Maintain Status Quo | Afghanistan | AFG |  |  | FALSE
2020-10-20 | hospital_incidence |  |  |  | 225.16 |  |  | Maintain Status Quo | Afghanistan | AFG |  |  | FALSE
2020-10-20 | ICU_incidence |  |  |  | 80.42 |  |  | Maintain Status Quo | Afghanistan | AFG |  |  | FALSE
2020-10-20 | cumulative_infections |  |  |  | 5040110.82 |  |  | Maintain Status Quo | Afghanistan | AFG |  |  | FALSE
2020-10-20 | hospital_demand |  |  |  | 1957.17 |  |  | Relax Interventions 50% | Afghanistan | AFG |  |  | FALSE
2020-10-20 | ICU_demand |  |  |  | 360.22 |  |  | Relax Interventions 50% | Afghanistan | AFG |  |  | FALSE
2020-10-20 | infections |  |  |  | 28524.47 |  |  | Relax Interventions 50% | Afghanistan | AFG |  |  | FALSE
2020-10-20 | hospital_incidence |  |  |  | 225.16 |  |  | Relax Interventions 50% | Afghanistan | AFG |  |  | FALSE
2020-10-20 | ICU_incidence |  |  |  | 80.42 |  |  | Relax Interventions 50% | Afghanistan | AFG |  |  | FALSE
2020-10-20 | cumulative_infections |  |  |  | 5040110.82 |  |  | Relax Interventions 50% | Afghanistan | AFG |  |  | FALSE
2020-10-21 | hospital_demand |  |  |  | 1971.07 |  |  | Additional 50% Reduction | Afghanistan | AFG |  |  | FALSE
2020-10-21 | ICU_demand |  |  |  | 360.82 |  |  | Additional 50% Reduction | Afghanistan | AFG |  |  | FALSE
2020-10-21 | infections |  |  |  | 28583 |  |  | Additional 50% Reduction | Afghanistan | AFG |  |  | FALSE
2020-10-21 | hospital_incidence |  |  |  | 226.14 |  |  | Additional 50% Reduction | Afghanistan | AFG |  |  | FALSE
2020-10-21 | ICU_incidence |  |  |  | 80.77 |  |  | Additional 50% Reduction | Afghanistan | AFG |  |  | FALSE
2020-10-21 | cumulative_infections |  |  |  | 5068693.82 |  |  | Additional 50% Reduction | Afghanistan | AFG |  |  | FALSE
2020-10-21 | hospital_demand |  |  |  | 1971.07 |  |  | Maintain Status Quo | Afghanistan | AFG |  |  | FALSE
2020-10-21 | ICU_demand |  |  |  | 360.82 |  |  | Maintain Status Quo | Afghanistan | AFG |  |  | FALSE
2020-10-21 | infections |  |  |  | 28583 |  |  | Maintain Status Quo | Afghanistan | AFG |  |  | FALSE
2020-10-21 | hospital_incidence |  |  |  | 226.14 |  |  | Maintain Status Quo | Afghanistan | AFG |  |  | FALSE
2020-10-21 | ICU_incidence |  |  |  | 80.77 |  |  | Maintain Status Quo | Afghanistan | AFG |  |  | FALSE
2020-10-21 | cumulative_infections |  |  |  | 5068693.82 |  |  | Maintain Status Quo | Afghanistan | AFG |  |  | FALSE
2020-10-21 | hospital_demand |  |  |  | 1971.07 |  |  | Relax Interventions 50% | Afghanistan | AFG |  |  | FALSE
2020-10-21 | ICU_demand |  |  |  | 360.82 |  |  | Relax Interventions 50% | Afghanistan | AFG |  |  | FALSE
2020-10-21 | infections |  |  |  | 28583 |  |  | Relax Interventions 50% | Afghanistan | AFG |  |  | FALSE
2020-10-21 | hospital_incidence |  |  |  | 226.14 |  |  | Relax Interventions 50% | Afghanistan | AFG |  |  | FALSE
2020-10-21 | ICU_incidence |  |  |  | 80.77 |  |  | Relax Interventions 50% | Afghanistan | AFG |  |  | FALSE
2020-10-21 | cumulative_infections |  |  |  | 5068693.82 |  |  | Relax Interventions 50% | Afghanistan | AFG |  |  | FALSE
2020-10-22 | hospital_demand |  |  |  | 1984.32 |  |  | Additional 50% Reduction | Afghanistan | AFG |  |  | FALSE
2020-10-22 | ICU_demand |  |  |  | 361.34 |  |  | Additional 50% Reduction | Afghanistan | AFG |  |  | FALSE
2020-10-22 | infections |  |  |  | 28642.43 |  |  | Additional 50% Reduction | Afghanistan | AFG |  |  | FALSE
2020-10-22 | hospital_incidence |  |  |  | 226.96 |  |  | Additional 50% Reduction | Afghanistan | AFG |  |  | FALSE
2020-10-22 | ICU_incidence |  |  |  | 81.07 |  |  | Additional 50% Reduction | Afghanistan | AFG |  |  | FALSE
2020-10-22 | cumulative_infections |  |  |  | 5097336.25 |  |  | Additional 50% Reduction | Afghanistan | AFG |  |  | FALSE
2020-10-22 | hospital_demand |  |  |  | 1984.32 |  |  | Maintain Status Quo | Afghanistan | AFG |  |  | FALSE
2020-10-22 | ICU_demand |  |  |  | 361.34 |  |  | Maintain Status Quo | Afghanistan | AFG |  |  | FALSE
2020-10-22 | infections |  |  |  | 28642.43 |  |  | Maintain Status Quo | Afghanistan | AFG |  |  | FALSE
2020-10-22 | hospital_incidence |  |  |  | 226.96 |  |  | Maintain Status Quo | Afghanistan | AFG |  |  | FALSE
2020-10-22 | ICU_incidence |  |  |  | 81.07 |  |  | Maintain Status Quo | Afghanistan | AFG |  |  | FALSE
2020-10-22 | cumulative_infections |  |  |  | 5097336.25 |  |  | Maintain Status Quo | Afghanistan | AFG |  |  | FALSE
2020-10-22 | hospital_demand |  |  |  | 1984.32 |  |  | Relax Interventions 50% | Afghanistan | AFG |  |  | FALSE
2020-10-22 | ICU_demand |  |  |  | 361.34 |  |  | Relax Interventions 50% | Afghanistan | AFG |  |  | FALSE
2020-10-22 | infections |  |  |  | 28642.43 |  |  | Relax Interventions 50% | Afghanistan | AFG |  |  | FALSE
2020-10-22 | hospital_incidence |  |  |  | 226.96 |  |  | Relax Interventions 50% | Afghanistan | AFG |  |  | FALSE
2020-10-22 | ICU_incidence |  |  |  | 81.07 |  |  | Relax Interventions 50% | Afghanistan | AFG |  |  | FALSE
2020-10-22 | cumulative_infections |  |  |  | 5097336.25 |  |  | Relax Interventions 50% | Afghanistan | AFG |  |  | FALSE
2020-10-23 | hospital_demand |  |  |  | 1996.8 |  |  | Additional 50% Reduction | Afghanistan | AFG |  |  | FALSE
2020-10-23 | ICU_demand |  |  |  | 361.8 |  |  | Additional 50% Reduction | Afghanistan | AFG |  |  | FALSE
2020-10-23 | infections |  |  |  | 28700.92 |  |  | Additional 50% Reduction | Afghanistan | AFG |  |  | FALSE
2020-10-23 | hospital_incidence |  |  |  | 227.66 |  |  | Additional 50% Reduction | Afghanistan | AFG |  |  | FALSE
2020-10-23 | ICU_incidence |  |  |  | 81.32 |  |  | Additional 50% Reduction | Afghanistan | AFG |  |  | FALSE
2020-10-23 | cumulative_infections |  |  |  | 5126037.18 |  |  | Additional 50% Reduction | Afghanistan | AFG |  |  | FALSE
2020-10-23 | hospital_demand |  |  |  | 1996.8 |  |  | Maintain Status Quo | Afghanistan | AFG |  |  | FALSE
2020-10-23 | ICU_demand |  |  |  | 361.8 |  |  | Maintain Status Quo | Afghanistan | AFG |  |  | FALSE
2020-10-23 | infections |  |  |  | 28700.92 |  |  | Maintain Status Quo | Afghanistan | AFG |  |  | FALSE
2020-10-23 | hospital_incidence |  |  |  | 227.66 |  |  | Maintain Status Quo | Afghanistan | AFG |  |  | FALSE
2020-10-23 | ICU_incidence |  |  |  | 81.32 |  |  | Maintain Status Quo | Afghanistan | AFG |  |  | FALSE
2020-10-23 | cumulative_infections |  |  |  | 5126037.18 |  |  | Maintain Status Quo | Afghanistan | AFG |  |  | FALSE
2020-10-23 | hospital_demand |  |  |  | 1996.8 |  |  | Relax Interventions 50% | Afghanistan | AFG |  |  | FALSE
2020-10-23 | ICU_demand |  |  |  | 361.8 |  |  | Relax Interventions 50% | Afghanistan | AFG |  |  | FALSE
2020-10-23 | infections |  |  |  | 28700.92 |  |  | Relax Interventions 50% | Afghanistan | AFG |  |  | FALSE
2020-10-23 | hospital_incidence |  |  |  | 227.66 |  |  | Relax Interventions 50% | Afghanistan | AFG |  |  | FALSE
2020-10-23 | ICU_incidence |  |  |  | 81.32 |  |  | Relax Interventions 50% | Afghanistan | AFG |  |  | FALSE
2020-10-23 | cumulative_infections |  |  |  | 5126037.18 |  |  | Relax Interventions 50% | Afghanistan | AFG |  |  | FALSE
2020-10-24 | hospital_demand |  |  |  | 2008.46 |  |  | Additional 50% Reduction | Afghanistan | AFG |  |  | FALSE
2020-10-24 | ICU_demand |  |  |  | 362.2 |  |  | Additional 50% Reduction | Afghanistan | AFG |  |  | FALSE
2020-10-24 | infections |  |  |  | 28757.23 |  |  | Additional 50% Reduction | Afghanistan | AFG |  |  | FALSE
2020-10-24 | hospital_incidence |  |  |  | 228.28 |  |  | Additional 50% Reduction | Afghanistan | AFG |  |  | FALSE
2020-10-24 | ICU_incidence |  |  |  | 81.55 |  |  | Additional 50% Reduction | Afghanistan | AFG |  |  | FALSE
2020-10-24 | cumulative_infections |  |  |  | 5154794.41 |  |  | Additional 50% Reduction | Afghanistan | AFG |  |  | FALSE
2020-10-24 | hospital_demand |  |  |  | 2008.46 |  |  | Maintain Status Quo | Afghanistan | AFG |  |  | FALSE
2020-10-24 | ICU_demand |  |  |  | 362.2 |  |  | Maintain Status Quo | Afghanistan | AFG |  |  | FALSE
2020-10-24 | infections |  |  |  | 28757.23 |  |  | Maintain Status Quo | Afghanistan | AFG |  |  | FALSE
2020-10-24 | hospital_incidence |  |  |  | 228.28 |  |  | Maintain Status Quo | Afghanistan | AFG |  |  | FALSE
2020-10-24 | ICU_incidence |  |  |  | 81.55 |  |  | Maintain Status Quo | Afghanistan | AFG |  |  | FALSE
2020-10-24 | cumulative_infections |  |  |  | 5154794.41 |  |  | Maintain Status Quo | Afghanistan | AFG |  |  | FALSE
2020-10-24 | hospital_demand |  |  |  | 2008.46 |  |  | Relax Interventions 50% | Afghanistan | AFG |  |  | FALSE
2020-10-24 | ICU_demand |  |  |  | 362.2 |  |  | Relax Interventions 50% | Afghanistan | AFG |  |  | FALSE
2020-10-24 | infections |  |  |  | 28757.23 |  |  | Relax Interventions 50% | Afghanistan | AFG |  |  | FALSE
2020-10-24 | hospital_incidence |  |  |  | 228.28 |  |  | Relax Interventions 50% | Afghanistan | AFG |  |  | FALSE
2020-10-24 | ICU_incidence |  |  |  | 81.55 |  |  | Relax Interventions 50% | Afghanistan | AFG |  |  | FALSE
2020-10-24 | cumulative_infections |  |  |  | 5154794.41 |  |  | Relax Interventions 50% | Afghanistan | AFG |  |  | FALSE
2020-10-25 | hospital_demand |  |  |  | 2019.3 |  |  | Additional 50% Reduction | Afghanistan | AFG |  |  | FALSE
2020-10-25 | ICU_demand |  |  |  | 362.56 |  |  | Additional 50% Reduction | Afghanistan | AFG |  |  | FALSE
2020-10-25 | infections |  |  |  | 28810.71 |  |  | Additional 50% Reduction | Afghanistan | AFG |  |  | FALSE
2020-10-25 | hospital_incidence |  |  |  | 228.83 |  |  | Additional 50% Reduction | Afghanistan | AFG |  |  | FALSE
2020-10-25 | ICU_incidence |  |  |  | 81.75 |  |  | Additional 50% Reduction | Afghanistan | AFG |  |  | FALSE
2020-10-25 | cumulative_infections |  |  |  | 5183605.12 |  |  | Additional 50% Reduction | Afghanistan | AFG |  |  | FALSE
2020-10-25 | hospital_demand |  |  |  | 2019.3 |  |  | Maintain Status Quo | Afghanistan | AFG |  |  | FALSE
2020-10-25 | ICU_demand |  |  |  | 362.56 |  |  | Maintain Status Quo | Afghanistan | AFG |  |  | FALSE
2020-10-25 | infections |  |  |  | 28810.71 |  |  | Maintain Status Quo | Afghanistan | AFG |  |  | FALSE
2020-10-25 | hospital_incidence |  |  |  | 228.83 |  |  | Maintain Status Quo | Afghanistan | AFG |  |  | FALSE
2020-10-25 | ICU_incidence |  |  |  | 81.75 |  |  | Maintain Status Quo | Afghanistan | AFG |  |  | FALSE
2020-10-25 | cumulative_infections |  |  |  | 5183605.12 |  |  | Maintain Status Quo | Afghanistan | AFG |  |  | FALSE
2020-10-25 | hospital_demand |  |  |  | 2019.3 |  |  | Relax Interventions 50% | Afghanistan | AFG |  |  | FALSE
2020-10-25 | ICU_demand |  |  |  | 362.56 |  |  | Relax Interventions 50% | Afghanistan | AFG |  |  | FALSE
2020-10-25 | infections |  |  |  | 28810.71 |  |  | Relax Interventions 50% | Afghanistan | AFG |  |  | FALSE
2020-10-25 | hospital_incidence |  |  |  | 228.83 |  |  | Relax Interventions 50% | Afghanistan | AFG |  |  | FALSE
2020-10-25 | ICU_incidence |  |  |  | 81.75 |  |  | Relax Interventions 50% | Afghanistan | AFG |  |  | FALSE
2020-10-25 | cumulative_infections |  |  |  | 5183605.12 |  |  | Relax Interventions 50% | Afghanistan | AFG |  |  | FALSE
2020-10-26 | hospital_demand |  |  |  | 2029.33 |  |  | Additional 50% Reduction | Afghanistan | AFG |  |  | FALSE
2020-10-26 | ICU_demand |  |  |  | 362.89 |  |  | Additional 50% Reduction | Afghanistan | AFG |  |  | FALSE
2020-10-26 | infections |  |  |  | 28861.02 |  |  | Additional 50% Reduction | Afghanistan | AFG |  |  | FALSE
2020-10-26 | hospital_incidence |  |  |  | 229.33 |  |  | Additional 50% Reduction | Afghanistan | AFG |  |  | FALSE
2020-10-26 | ICU_incidence |  |  |  | 81.93 |  |  | Additional 50% Reduction | Afghanistan | AFG |  |  | FALSE
2020-10-26 | cumulative_infections |  |  |  | 5212466.14 |  |  | Additional 50% Reduction | Afghanistan | AFG |  |  | FALSE
2020-10-26 | hospital_demand |  |  |  | 2029.33 |  |  | Maintain Status Quo | Afghanistan | AFG |  |  | FALSE
2020-10-26 | ICU_demand |  |  |  | 362.89 |  |  | Maintain Status Quo | Afghanistan | AFG |  |  | FALSE
2020-10-26 | infections |  |  |  | 28861.02 |  |  | Maintain Status Quo | Afghanistan | AFG |  |  | FALSE
2020-10-26 | hospital_incidence |  |  |  | 229.33 |  |  | Maintain Status Quo | Afghanistan | AFG |  |  | FALSE
2020-10-26 | ICU_incidence |  |  |  | 81.93 |  |  | Maintain Status Quo | Afghanistan | AFG |  |  | FALSE
2020-10-26 | cumulative_infections |  |  |  | 5212466.14 |  |  | Maintain Status Quo | Afghanistan | AFG |  |  | FALSE
2020-10-26 | hospital_demand |  |  |  | 2029.33 |  |  | Relax Interventions 50% | Afghanistan | AFG |  |  | FALSE
2020-10-26 | ICU_demand |  |  |  | 362.89 |  |  | Relax Interventions 50% | Afghanistan | AFG |  |  | FALSE
2020-10-26 | infections |  |  |  | 28861.02 |  |  | Relax Interventions 50% | Afghanistan | AFG |  |  | FALSE
2020-10-26 | hospital_incidence |  |  |  | 229.33 |  |  | Relax Interventions 50% | Afghanistan | AFG |  |  | FALSE
2020-10-26 | ICU_incidence |  |  |  | 81.93 |  |  | Relax Interventions 50% | Afghanistan | AFG |  |  | FALSE
2020-10-26 | cumulative_infections |  |  |  | 5212466.14 |  |  | Relax Interventions 50% | Afghanistan | AFG |  |  | FALSE
2020-10-27 | hospital_demand |  |  |  | 2038.59 |  |  | Additional 50% Reduction | Afghanistan | AFG |  |  | FALSE
2020-10-27 | ICU_demand |  |  |  | 363.19 |  |  | Additional 50% Reduction | Afghanistan | AFG |  |  | FALSE
2020-10-27 | infections |  |  |  | 28908.03 |  |  | Additional 50% Reduction | Afghanistan | AFG |  |  | FALSE
2020-10-27 | hospital_incidence |  |  |  | 229.78 |  |  | Additional 50% Reduction | Afghanistan | AFG |  |  | FALSE
2020-10-27 | ICU_incidence |  |  |  | 82.1 |  |  | Additional 50% Reduction | Afghanistan | AFG |  |  | FALSE
2020-10-27 | cumulative_infections |  |  |  | 5241374.17 |  |  | Additional 50% Reduction | Afghanistan | AFG |  |  | FALSE
2020-10-27 | hospital_demand |  |  |  | 2038.59 |  |  | Maintain Status Quo | Afghanistan | AFG |  |  | FALSE
2020-10-27 | ICU_demand |  |  |  | 363.19 |  |  | Maintain Status Quo | Afghanistan | AFG |  |  | FALSE
2020-10-27 | infections |  |  |  | 28908.03 |  |  | Maintain Status Quo | Afghanistan | AFG |  |  | FALSE
2020-10-27 | hospital_incidence |  |  |  | 229.78 |  |  | Maintain Status Quo | Afghanistan | AFG |  |  | FALSE
2020-10-27 | ICU_incidence |  |  |  | 82.1 |  |  | Maintain Status Quo | Afghanistan | AFG |  |  | FALSE
2020-10-27 | cumulative_infections |  |  |  | 5241374.17 |  |  | Maintain Status Quo | Afghanistan | AFG |  |  | FALSE
2020-10-27 | hospital_demand |  |  |  | 2038.59 |  |  | Relax Interventions 50% | Afghanistan | AFG |  |  | FALSE
2020-10-27 | ICU_demand |  |  |  | 363.19 |  |  | Relax Interventions 50% | Afghanistan | AFG |  |  | FALSE
2020-10-27 | infections |  |  |  | 28908.03 |  |  | Relax Interventions 50% | Afghanistan | AFG |  |  | FALSE
2020-10-27 | hospital_incidence |  |  |  | 229.78 |  |  | Relax Interventions 50% | Afghanistan | AFG |  |  | FALSE
2020-10-27 | ICU_incidence |  |  |  | 82.1 |  |  | Relax Interventions 50% | Afghanistan | AFG |  |  | FALSE
2020-10-27 | cumulative_infections |  |  |  | 5241374.17 |  |  | Relax Interventions 50% | Afghanistan | AFG |  |  | FALSE
2020-10-28 | hospital_demand |  |  |  | 2047.11 |  |  | Additional 50% Reduction | Afghanistan | AFG |  |  | FALSE
2020-10-28 | ICU_demand |  |  |  | 363.46 |  |  | Additional 50% Reduction | Afghanistan | AFG |  |  | FALSE
2020-10-28 | infections |  |  |  | 28951.7 |  |  | Additional 50% Reduction | Afghanistan | AFG |  |  | FALSE
2020-10-28 | hospital_incidence |  |  |  | 230.2 |  |  | Additional 50% Reduction | Afghanistan | AFG |  |  | FALSE
2020-10-28 | ICU_incidence |  |  |  | 82.26 |  |  | Additional 50% Reduction | Afghanistan | AFG |  |  | FALSE
2020-10-28 | cumulative_infections |  |  |  | 5270325.87 |  |  | Additional 50% Reduction | Afghanistan | AFG |  |  | FALSE
2020-10-28 | hospital_demand |  |  |  | 2047.11 |  |  | Maintain Status Quo | Afghanistan | AFG |  |  | FALSE
2020-10-28 | ICU_demand |  |  |  | 363.46 |  |  | Maintain Status Quo | Afghanistan | AFG |  |  | FALSE
2020-10-28 | infections |  |  |  | 28951.7 |  |  | Maintain Status Quo | Afghanistan | AFG |  |  | FALSE
2020-10-28 | hospital_incidence |  |  |  | 230.2 |  |  | Maintain Status Quo | Afghanistan | AFG |  |  | FALSE
2020-10-28 | ICU_incidence |  |  |  | 82.26 |  |  | Maintain Status Quo | Afghanistan | AFG |  |  | FALSE
2020-10-28 | cumulative_infections |  |  |  | 5270325.87 |  |  | Maintain Status Quo | Afghanistan | AFG |  |  | FALSE
2020-10-28 | hospital_demand |  |  |  | 2047.11 |  |  | Relax Interventions 50% | Afghanistan | AFG |  |  | FALSE
2020-10-28 | ICU_demand |  |  |  | 363.46 |  |  | Relax Interventions 50% | Afghanistan | AFG |  |  | FALSE
2020-10-28 | infections |  |  |  | 28951.7 |  |  | Relax Interventions 50% | Afghanistan | AFG |  |  | FALSE
2020-10-28 | hospital_incidence |  |  |  | 230.2 |  |  | Relax Interventions 50% | Afghanistan | AFG |  |  | FALSE
2020-10-28 | ICU_incidence |  |  |  | 82.26 |  |  | Relax Interventions 50% | Afghanistan | AFG |  |  | FALSE
2020-10-28 | cumulative_infections |  |  |  | 5270325.87 |  |  | Relax Interventions 50% | Afghanistan | AFG |  |  | FALSE
2020-10-29 | hospital_demand |  |  |  | 2054.94 |  |  | Additional 50% Reduction | Afghanistan | AFG |  |  | FALSE
2020-10-29 | ICU_demand |  |  |  | 363.71 |  |  | Additional 50% Reduction | Afghanistan | AFG |  |  | FALSE
2020-10-29 | infections |  |  |  | 28991.98 |  |  | Additional 50% Reduction | Afghanistan | AFG |  |  | FALSE
2020-10-29 | hospital_incidence |  |  |  | 230.59 |  |  | Additional 50% Reduction | Afghanistan | AFG |  |  | FALSE
2020-10-29 | ICU_incidence |  |  |  | 82.4 |  |  | Additional 50% Reduction | Afghanistan | AFG |  |  | FALSE
2020-10-29 | cumulative_infections |  |  |  | 5299317.84 |  |  | Additional 50% Reduction | Afghanistan | AFG |  |  | FALSE
2020-10-29 | hospital_demand |  |  |  | 2054.94 |  |  | Maintain Status Quo | Afghanistan | AFG |  |  | FALSE
2020-10-29 | ICU_demand |  |  |  | 363.71 |  |  | Maintain Status Quo | Afghanistan | AFG |  |  | FALSE
2020-10-29 | infections |  |  |  | 28991.98 |  |  | Maintain Status Quo | Afghanistan | AFG |  |  | FALSE
2020-10-29 | hospital_incidence |  |  |  | 230.59 |  |  | Maintain Status Quo | Afghanistan | AFG |  |  | FALSE
2020-10-29 | ICU_incidence |  |  |  | 82.4 |  |  | Maintain Status Quo | Afghanistan | AFG |  |  | FALSE
2020-10-29 | cumulative_infections |  |  |  | 5299317.84 |  |  | Maintain Status Quo | Afghanistan | AFG |  |  | FALSE
2020-10-29 | hospital_demand |  |  |  | 2054.94 |  |  | Relax Interventions 50% | Afghanistan | AFG |  |  | FALSE
2020-10-29 | ICU_demand |  |  |  | 363.71 |  |  | Relax Interventions 50% | Afghanistan | AFG |  |  | FALSE
2020-10-29 | infections |  |  |  | 28991.98 |  |  | Relax Interventions 50% | Afghanistan | AFG |  |  | FALSE
2020-10-29 | hospital_incidence |  |  |  | 230.59 |  |  | Relax Interventions 50% | Afghanistan | AFG |  |  | FALSE
2020-10-29 | ICU_incidence |  |  |  | 82.4 |  |  | Relax Interventions 50% | Afghanistan | AFG |  |  | FALSE
2020-10-29 | cumulative_infections |  |  |  | 5299317.84 |  |  | Relax Interventions 50% | Afghanistan | AFG |  |  | FALSE
2020-10-30 | hospital_demand |  |  |  | 2062.12 |  |  | Additional 50% Reduction | Afghanistan | AFG |  |  | FALSE
2020-10-30 | ICU_demand |  |  |  | 363.94 |  |  | Additional 50% Reduction | Afghanistan | AFG |  |  | FALSE
2020-10-30 | infections |  |  |  | 28903 |  |  | Additional 50% Reduction | Afghanistan | AFG |  |  | FALSE
2020-10-30 | hospital_incidence |  |  |  | 230.92 |  |  | Additional 50% Reduction | Afghanistan | AFG |  |  | FALSE
2020-10-30 | ICU_incidence |  |  |  | 82.53 |  |  | Additional 50% Reduction | Afghanistan | AFG |  |  | FALSE
2020-10-30 | cumulative_infections |  |  |  | 5328220.84 |  |  | Additional 50% Reduction | Afghanistan | AFG |  |  | FALSE
2020-10-30 | hospital_demand |  |  |  | 2062.12 |  |  | Maintain Status Quo | Afghanistan | AFG |  |  | FALSE
2020-10-30 | ICU_demand |  |  |  | 363.94 |  |  | Maintain Status Quo | Afghanistan | AFG |  |  | FALSE
2020-10-30 | infections |  |  |  | 28903 |  |  | Maintain Status Quo | Afghanistan | AFG |  |  | FALSE
2020-10-30 | hospital_incidence |  |  |  | 230.92 |  |  | Maintain Status Quo | Afghanistan | AFG |  |  | FALSE
2020-10-30 | ICU_incidence |  |  |  | 82.53 |  |  | Maintain Status Quo | Afghanistan | AFG |  |  | FALSE
2020-10-30 | cumulative_infections |  |  |  | 5328220.84 |  |  | Maintain Status Quo | Afghanistan | AFG |  |  | FALSE
2020-10-30 | hospital_demand |  |  |  | 2062.12 |  |  | Relax Interventions 50% | Afghanistan | AFG |  |  | FALSE
2020-10-30 | ICU_demand |  |  |  | 363.94 |  |  | Relax Interventions 50% | Afghanistan | AFG |  |  | FALSE
2020-10-30 | infections |  |  |  | 28903 |  |  | Relax Interventions 50% | Afghanistan | AFG |  |  | FALSE
2020-10-30 | hospital_incidence |  |  |  | 230.92 |  |  | Relax Interventions 50% | Afghanistan | AFG |  |  | FALSE
2020-10-30 | ICU_incidence |  |  |  | 82.53 |  |  | Relax Interventions 50% | Afghanistan | AFG |  |  | FALSE
2020-10-30 | cumulative_infections |  |  |  | 5328220.84 |  |  | Relax Interventions 50% | Afghanistan | AFG |  |  | FALSE
2020-10-31 | hospital_demand |  |  |  | 2068.64 |  |  | Additional 50% Reduction | Afghanistan | AFG |  |  | FALSE
2020-10-31 | ICU_demand |  |  |  | 364.13 |  |  | Additional 50% Reduction | Afghanistan | AFG |  |  | FALSE
2020-10-31 | infections |  |  |  | 28677.45 |  |  | Additional 50% Reduction | Afghanistan | AFG |  |  | FALSE
2020-10-31 | hospital_incidence |  |  |  | 231.09 |  |  | Additional 50% Reduction | Afghanistan | AFG |  |  | FALSE
2020-10-31 | ICU_incidence |  |  |  | 82.6 |  |  | Additional 50% Reduction | Afghanistan | AFG |  |  | FALSE
2020-10-31 | cumulative_infections |  |  |  | 5356898.29 |  |  | Additional 50% Reduction | Afghanistan | AFG |  |  | FALSE
2020-10-31 | hospital_demand |  |  |  | 2068.64 |  |  | Maintain Status Quo | Afghanistan | AFG |  |  | FALSE
2020-10-31 | ICU_demand |  |  |  | 364.13 |  |  | Maintain Status Quo | Afghanistan | AFG |  |  | FALSE
2020-10-31 | infections |  |  |  | 28677.45 |  |  | Maintain Status Quo | Afghanistan | AFG |  |  | FALSE
2020-10-31 | hospital_incidence |  |  |  | 231.09 |  |  | Maintain Status Quo | Afghanistan | AFG |  |  | FALSE
2020-10-31 | ICU_incidence |  |  |  | 82.6 |  |  | Maintain Status Quo | Afghanistan | AFG |  |  | FALSE
2020-10-31 | cumulative_infections |  |  |  | 5356898.29 |  |  | Maintain Status Quo | Afghanistan | AFG |  |  | FALSE
2020-10-31 | hospital_demand |  |  |  | 2068.64 |  |  | Relax Interventions 50% | Afghanistan | AFG |  |  | FALSE
2020-10-31 | ICU_demand |  |  |  | 364.13 |  |  | Relax Interventions 50% | Afghanistan | AFG |  |  | FALSE
2020-10-31 | infections |  |  |  | 28677.45 |  |  | Relax Interventions 50% | Afghanistan | AFG |  |  | FALSE
2020-10-31 | hospital_incidence |  |  |  | 231.09 |  |  | Relax Interventions 50% | Afghanistan | AFG |  |  | FALSE
2020-10-31 | ICU_incidence |  |  |  | 82.6 |  |  | Relax Interventions 50% | Afghanistan | AFG |  |  | FALSE
2020-10-31 | cumulative_infections |  |  |  | 5356898.29 |  |  | Relax Interventions 50% | Afghanistan | AFG |  |  | FALSE
2020-11-01 | hospital_demand |  |  |  | 2074.31 |  |  | Additional 50% Reduction | Afghanistan | AFG |  |  | FALSE
2020-11-01 | ICU_demand |  |  |  | 364.23 |  |  | Additional 50% Reduction | Afghanistan | AFG |  |  | FALSE
2020-11-01 | infections |  |  |  | 28413.81 |  |  | Additional 50% Reduction | Afghanistan | AFG |  |  | FALSE
2020-11-01 | hospital_incidence |  |  |  | 230.92 |  |  | Additional 50% Reduction | Afghanistan | AFG |  |  | FALSE
2020-11-01 | ICU_incidence |  |  |  | 82.54 |  |  | Additional 50% Reduction | Afghanistan | AFG |  |  | FALSE
2020-11-01 | cumulative_infections |  |  |  | 5385312.1 |  |  | Additional 50% Reduction | Afghanistan | AFG |  |  | FALSE
2020-11-01 | hospital_demand |  |  |  | 2074.31 |  |  | Maintain Status Quo | Afghanistan | AFG |  |  | FALSE
2020-11-01 | ICU_demand |  |  |  | 364.23 |  |  | Maintain Status Quo | Afghanistan | AFG |  |  | FALSE
2020-11-01 | infections |  |  |  | 28413.81 |  |  | Maintain Status Quo | Afghanistan | AFG |  |  | FALSE
2020-11-01 | hospital_incidence |  |  |  | 230.92 |  |  | Maintain Status Quo | Afghanistan | AFG |  |  | FALSE
2020-11-01 | ICU_incidence |  |  |  | 82.54 |  |  | Maintain Status Quo | Afghanistan | AFG |  |  | FALSE
2020-11-01 | cumulative_infections |  |  |  | 5385312.1 |  |  | Maintain Status Quo | Afghanistan | AFG |  |  | FALSE
2020-11-01 | hospital_demand |  |  |  | 2074.31 |  |  | Relax Interventions 50% | Afghanistan | AFG |  |  | FALSE
2020-11-01 | ICU_demand |  |  |  | 364.23 |  |  | Relax Interventions 50% | Afghanistan | AFG |  |  | FALSE
2020-11-01 | infections |  |  |  | 28413.81 |  |  | Relax Interventions 50% | Afghanistan | AFG |  |  | FALSE
2020-11-01 | hospital_incidence |  |  |  | 230.92 |  |  | Relax Interventions 50% | Afghanistan | AFG |  |  | FALSE
2020-11-01 | ICU_incidence |  |  |  | 82.54 |  |  | Relax Interventions 50% | Afghanistan | AFG |  |  | FALSE
2020-11-01 | cumulative_infections |  |  |  | 5385312.1 |  |  | Relax Interventions 50% | Afghanistan | AFG |  |  | FALSE
2020-11-02 | hospital_demand |  |  |  | 2078.85 |  |  | Additional 50% Reduction | Afghanistan | AFG |  |  | FALSE
2020-11-02 | ICU_demand |  |  |  | 364.19 |  |  | Additional 50% Reduction | Afghanistan | AFG |  |  | FALSE
2020-11-02 | infections |  |  |  | 28149.59 |  |  | Additional 50% Reduction | Afghanistan | AFG |  |  | FALSE
2020-11-02 | hospital_incidence |  |  |  | 230.37 |  |  | Additional 50% Reduction | Afghanistan | AFG |  |  | FALSE
2020-11-02 | ICU_incidence |  |  |  | 82.34 |  |  | Additional 50% Reduction | Afghanistan | AFG |  |  | FALSE
2020-11-02 | cumulative_infections |  |  |  | 5413461.68 |  |  | Additional 50% Reduction | Afghanistan | AFG |  |  | FALSE
2020-11-02 | hospital_demand |  |  |  | 2078.85 |  |  | Maintain Status Quo | Afghanistan | AFG |  |  | FALSE
2020-11-02 | ICU_demand |  |  |  | 364.19 |  |  | Maintain Status Quo | Afghanistan | AFG |  |  | FALSE
2020-11-02 | infections |  |  |  | 28149.59 |  |  | Maintain Status Quo | Afghanistan | AFG |  |  | FALSE
2020-11-02 | hospital_incidence |  |  |  | 230.37 |  |  | Maintain Status Quo | Afghanistan | AFG |  |  | FALSE
2020-11-02 | ICU_incidence |  |  |  | 82.34 |  |  | Maintain Status Quo | Afghanistan | AFG |  |  | FALSE
2020-11-02 | cumulative_infections |  |  |  | 5413461.68 |  |  | Maintain Status Quo | Afghanistan | AFG |  |  | FALSE
2020-11-02 | hospital_demand |  |  |  | 2078.85 |  |  | Relax Interventions 50% | Afghanistan | AFG |  |  | FALSE
2020-11-02 | ICU_demand |  |  |  | 364.19 |  |  | Relax Interventions 50% | Afghanistan | AFG |  |  | FALSE
2020-11-02 | infections |  |  |  | 28149.59 |  |  | Relax Interventions 50% | Afghanistan | AFG |  |  | FALSE
2020-11-02 | hospital_incidence |  |  |  | 230.37 |  |  | Relax Interventions 50% | Afghanistan | AFG |  |  | FALSE
2020-11-02 | ICU_incidence |  |  |  | 82.34 |  |  | Relax Interventions 50% | Afghanistan | AFG |  |  | FALSE
2020-11-02 | cumulative_infections |  |  |  | 5413461.68 |  |  | Relax Interventions 50% | Afghanistan | AFG |  |  | FALSE
2020-11-03 | hospital_demand |  |  |  | 2081.98 |  |  | Additional 50% Reduction | Afghanistan | AFG |  |  | FALSE
2020-11-03 | ICU_demand |  |  |  | 364 |  |  | Additional 50% Reduction | Afghanistan | AFG |  |  | FALSE
2020-11-03 | infections |  |  |  | 27894.62 |  |  | Additional 50% Reduction | Afghanistan | AFG |  |  | FALSE
2020-11-03 | hospital_incidence |  |  |  | 229.45 |  |  | Additional 50% Reduction | Afghanistan | AFG |  |  | FALSE
2020-11-03 | ICU_incidence |  |  |  | 82.01 |  |  | Additional 50% Reduction | Afghanistan | AFG |  |  | FALSE
2020-11-03 | cumulative_infections |  |  |  | 5441356.3 |  |  | Additional 50% Reduction | Afghanistan | AFG |  |  | FALSE
2020-11-03 | hospital_demand |  |  |  | 2081.98 |  |  | Maintain Status Quo | Afghanistan | AFG |  |  | FALSE
2020-11-03 | ICU_demand |  |  |  | 364 |  |  | Maintain Status Quo | Afghanistan | AFG |  |  | FALSE
2020-11-03 | infections |  |  |  | 27894.62 |  |  | Maintain Status Quo | Afghanistan | AFG |  |  | FALSE
2020-11-03 | hospital_incidence |  |  |  | 229.45 |  |  | Maintain Status Quo | Afghanistan | AFG |  |  | FALSE
2020-11-03 | ICU_incidence |  |  |  | 82.01 |  |  | Maintain Status Quo | Afghanistan | AFG |  |  | FALSE
2020-11-03 | cumulative_infections |  |  |  | 5441356.3 |  |  | Maintain Status Quo | Afghanistan | AFG |  |  | FALSE
2020-11-03 | hospital_demand |  |  |  | 2081.98 |  |  | Relax Interventions 50% | Afghanistan | AFG |  |  | FALSE
2020-11-03 | ICU_demand |  |  |  | 364 |  |  | Relax Interventions 50% | Afghanistan | AFG |  |  | FALSE
2020-11-03 | infections |  |  |  | 27894.62 |  |  | Relax Interventions 50% | Afghanistan | AFG |  |  | FALSE
2020-11-03 | hospital_incidence |  |  |  | 229.45 |  |  | Relax Interventions 50% | Afghanistan | AFG |  |  | FALSE
2020-11-03 | ICU_incidence |  |  |  | 82.01 |  |  | Relax Interventions 50% | Afghanistan | AFG |  |  | FALSE
2020-11-03 | cumulative_infections |  |  |  | 5441356.3 |  |  | Relax Interventions 50% | Afghanistan | AFG |  |  | FALSE
2020-11-04 | hospital_demand |  |  |  | 2083.47 |  |  | Additional 50% Reduction | Afghanistan | AFG |  |  | FALSE
2020-11-04 | ICU_demand |  |  |  | 363.67 |  |  | Additional 50% Reduction | Afghanistan | AFG |  |  | FALSE
2020-11-04 | infections |  |  |  | 27648.44 |  |  | Additional 50% Reduction | Afghanistan | AFG |  |  | FALSE
2020-11-04 | hospital_incidence |  |  |  | 228.23 |  |  | Additional 50% Reduction | Afghanistan | AFG |  |  | FALSE
2020-11-04 | ICU_incidence |  |  |  | 81.56 |  |  | Additional 50% Reduction | Afghanistan | AFG |  |  | FALSE
2020-11-04 | cumulative_infections |  |  |  | 5469004.74 |  |  | Additional 50% Reduction | Afghanistan | AFG |  |  | FALSE
2020-11-04 | hospital_demand |  |  |  | 2083.47 |  |  | Maintain Status Quo | Afghanistan | AFG |  |  | FALSE
2020-11-04 | ICU_demand |  |  |  | 363.67 |  |  | Maintain Status Quo | Afghanistan | AFG |  |  | FALSE
2020-11-04 | infections |  |  |  | 27648.44 |  |  | Maintain Status Quo | Afghanistan | AFG |  |  | FALSE
2020-11-04 | hospital_incidence |  |  |  | 228.23 |  |  | Maintain Status Quo | Afghanistan | AFG |  |  | FALSE
2020-11-04 | ICU_incidence |  |  |  | 81.56 |  |  | Maintain Status Quo | Afghanistan | AFG |  |  | FALSE
2020-11-04 | cumulative_infections |  |  |  | 5469004.74 |  |  | Maintain Status Quo | Afghanistan | AFG |  |  | FALSE
2020-11-04 | hospital_demand |  |  |  | 2083.47 |  |  | Relax Interventions 50% | Afghanistan | AFG |  |  | FALSE
2020-11-04 | ICU_demand |  |  |  | 363.67 |  |  | Relax Interventions 50% | Afghanistan | AFG |  |  | FALSE
2020-11-04 | infections |  |  |  | 27648.44 |  |  | Relax Interventions 50% | Afghanistan | AFG |  |  | FALSE
2020-11-04 | hospital_incidence |  |  |  | 228.23 |  |  | Relax Interventions 50% | Afghanistan | AFG |  |  | FALSE
2020-11-04 | ICU_incidence |  |  |  | 81.56 |  |  | Relax Interventions 50% | Afghanistan | AFG |  |  | FALSE
2020-11-04 | cumulative_infections |  |  |  | 5469004.74 |  |  | Relax Interventions 50% | Afghanistan | AFG |  |  | FALSE
2020-11-05 | hospital_demand |  |  |  | 2083.21 |  |  | Additional 50% Reduction | Afghanistan | AFG |  |  | FALSE
2020-11-05 | ICU_demand |  |  |  | 363.2 |  |  | Additional 50% Reduction | Afghanistan | AFG |  |  | FALSE
2020-11-05 | infections |  |  |  | 27408.04 |  |  | Additional 50% Reduction | Afghanistan | AFG |  |  | FALSE
2020-11-05 | hospital_incidence |  |  |  | 226.78 |  |  | Additional 50% Reduction | Afghanistan | AFG |  |  | FALSE
2020-11-05 | ICU_incidence |  |  |  | 81.04 |  |  | Additional 50% Reduction | Afghanistan | AFG |  |  | FALSE
2020-11-05 | cumulative_infections |  |  |  | 5496412.78 |  |  | Additional 50% Reduction | Afghanistan | AFG |  |  | FALSE
2020-11-05 | hospital_demand |  |  |  | 2083.21 |  |  | Maintain Status Quo | Afghanistan | AFG |  |  | FALSE
2020-11-05 | ICU_demand |  |  |  | 363.2 |  |  | Maintain Status Quo | Afghanistan | AFG |  |  | FALSE
2020-11-05 | infections |  |  |  | 27408.04 |  |  | Maintain Status Quo | Afghanistan | AFG |  |  | FALSE
2020-11-05 | hospital_incidence |  |  |  | 226.78 |  |  | Maintain Status Quo | Afghanistan | AFG |  |  | FALSE
2020-11-05 | ICU_incidence |  |  |  | 81.04 |  |  | Maintain Status Quo | Afghanistan | AFG |  |  | FALSE
2020-11-05 | cumulative_infections |  |  |  | 5496412.78 |  |  | Maintain Status Quo | Afghanistan | AFG |  |  | FALSE
2020-11-05 | hospital_demand |  |  |  | 2083.21 |  |  | Relax Interventions 50% | Afghanistan | AFG |  |  | FALSE
2020-11-05 | ICU_demand |  |  |  | 363.2 |  |  | Relax Interventions 50% | Afghanistan | AFG |  |  | FALSE
2020-11-05 | infections |  |  |  | 27408.04 |  |  | Relax Interventions 50% | Afghanistan | AFG |  |  | FALSE
2020-11-05 | hospital_incidence |  |  |  | 226.78 |  |  | Relax Interventions 50% | Afghanistan | AFG |  |  | FALSE
2020-11-05 | ICU_incidence |  |  |  | 81.04 |  |  | Relax Interventions 50% | Afghanistan | AFG |  |  | FALSE
2020-11-05 | cumulative_infections |  |  |  | 5496412.78 |  |  | Relax Interventions 50% | Afghanistan | AFG |  |  | FALSE
2020-11-06 | hospital_demand |  |  |  | 2081.17 |  |  | Additional 50% Reduction | Afghanistan | AFG |  |  | FALSE
2020-11-06 | ICU_demand |  |  |  | 362.64 |  |  | Additional 50% Reduction | Afghanistan | AFG |  |  | FALSE
2020-11-06 | infections |  |  |  | 27170.65 |  |  | Additional 50% Reduction | Afghanistan | AFG |  |  | FALSE
2020-11-06 | hospital_incidence |  |  |  | 225.18 |  |  | Additional 50% Reduction | Afghanistan | AFG |  |  | FALSE
2020-11-06 | ICU_incidence |  |  |  | 80.45 |  |  | Additional 50% Reduction | Afghanistan | AFG |  |  | FALSE
2020-11-06 | cumulative_infections |  |  |  | 5523583.43 |  |  | Additional 50% Reduction | Afghanistan | AFG |  |  | FALSE
2020-11-06 | hospital_demand |  |  |  | 2081.17 |  |  | Maintain Status Quo | Afghanistan | AFG |  |  | FALSE
2020-11-06 | ICU_demand |  |  |  | 362.64 |  |  | Maintain Status Quo | Afghanistan | AFG |  |  | FALSE
2020-11-06 | infections |  |  |  | 27170.65 |  |  | Maintain Status Quo | Afghanistan | AFG |  |  | FALSE
2020-11-06 | hospital_incidence |  |  |  | 225.18 |  |  | Maintain Status Quo | Afghanistan | AFG |  |  | FALSE
2020-11-06 | ICU_incidence |  |  |  | 80.45 |  |  | Maintain Status Quo | Afghanistan | AFG |  |  | FALSE
2020-11-06 | cumulative_infections |  |  |  | 5523583.43 |  |  | Maintain Status Quo | Afghanistan | AFG |  |  | FALSE
2020-11-06 | hospital_demand |  |  |  | 2081.17 |  |  | Relax Interventions 50% | Afghanistan | AFG |  |  | FALSE
2020-11-06 | ICU_demand |  |  |  | 362.64 |  |  | Relax Interventions 50% | Afghanistan | AFG |  |  | FALSE
2020-11-06 | infections |  |  |  | 27170.65 |  |  | Relax Interventions 50% | Afghanistan | AFG |  |  | FALSE
2020-11-06 | hospital_incidence |  |  |  | 225.18 |  |  | Relax Interventions 50% | Afghanistan | AFG |  |  | FALSE
2020-11-06 | ICU_incidence |  |  |  | 80.45 |  |  | Relax Interventions 50% | Afghanistan | AFG |  |  | FALSE
2020-11-06 | cumulative_infections |  |  |  | 5523583.43 |  |  | Relax Interventions 50% | Afghanistan | AFG |  |  | FALSE
2020-11-07 | hospital_demand |  |  |  | 2077.4 |  |  | Additional 50% Reduction | Afghanistan | AFG |  |  | FALSE
2020-11-07 | ICU_demand |  |  |  | 361.99 |  |  | Additional 50% Reduction | Afghanistan | AFG |  |  | FALSE
2020-11-07 | infections |  |  |  | 26934.48 |  |  | Additional 50% Reduction | Afghanistan | AFG |  |  | FALSE
2020-11-07 | hospital_incidence |  |  |  | 223.46 |  |  | Additional 50% Reduction | Afghanistan | AFG |  |  | FALSE
2020-11-07 | ICU_incidence |  |  |  | 79.83 |  |  | Additional 50% Reduction | Afghanistan | AFG |  |  | FALSE
2020-11-07 | cumulative_infections |  |  |  | 5550517.91 |  |  | Additional 50% Reduction | Afghanistan | AFG |  |  | FALSE
2020-11-07 | hospital_demand |  |  |  | 2077.4 |  |  | Maintain Status Quo | Afghanistan | AFG |  |  | FALSE
2020-11-07 | ICU_demand |  |  |  | 361.99 |  |  | Maintain Status Quo | Afghanistan | AFG |  |  | FALSE
2020-11-07 | infections |  |  |  | 26934.48 |  |  | Maintain Status Quo | Afghanistan | AFG |  |  | FALSE
2020-11-07 | hospital_incidence |  |  |  | 223.46 |  |  | Maintain Status Quo | Afghanistan | AFG |  |  | FALSE
2020-11-07 | ICU_incidence |  |  |  | 79.83 |  |  | Maintain Status Quo | Afghanistan | AFG |  |  | FALSE
2020-11-07 | cumulative_infections |  |  |  | 5550517.91 |  |  | Maintain Status Quo | Afghanistan | AFG |  |  | FALSE
2020-11-07 | hospital_demand |  |  |  | 2077.4 |  |  | Relax Interventions 50% | Afghanistan | AFG |  |  | FALSE
2020-11-07 | ICU_demand |  |  |  | 361.99 |  |  | Relax Interventions 50% | Afghanistan | AFG |  |  | FALSE
2020-11-07 | infections |  |  |  | 26934.48 |  |  | Relax Interventions 50% | Afghanistan | AFG |  |  | FALSE
2020-11-07 | hospital_incidence |  |  |  | 223.46 |  |  | Relax Interventions 50% | Afghanistan | AFG |  |  | FALSE
2020-11-07 | ICU_incidence |  |  |  | 79.83 |  |  | Relax Interventions 50% | Afghanistan | AFG |  |  | FALSE
2020-11-07 | cumulative_infections |  |  |  | 5550517.91 |  |  | Relax Interventions 50% | Afghanistan | AFG |  |  | FALSE
2020-11-08 | hospital_demand |  |  |  | 2071.97 |  |  | Additional 50% Reduction | Afghanistan | AFG |  |  | FALSE
2020-11-08 | ICU_demand |  |  |  | 361.29 |  |  | Additional 50% Reduction | Afghanistan | AFG |  |  | FALSE
2020-11-08 | infections |  |  |  | 26698.57 |  |  | Additional 50% Reduction | Afghanistan | AFG |  |  | FALSE
2020-11-08 | hospital_incidence |  |  |  | 221.67 |  |  | Additional 50% Reduction | Afghanistan | AFG |  |  | FALSE
2020-11-08 | ICU_incidence |  |  |  | 79.17 |  |  | Additional 50% Reduction | Afghanistan | AFG |  |  | FALSE
2020-11-08 | cumulative_infections |  |  |  | 5577216.48 |  |  | Additional 50% Reduction | Afghanistan | AFG |  |  | FALSE
2020-11-08 | hospital_demand |  |  |  | 2071.97 |  |  | Maintain Status Quo | Afghanistan | AFG |  |  | FALSE
2020-11-08 | ICU_demand |  |  |  | 361.29 |  |  | Maintain Status Quo | Afghanistan | AFG |  |  | FALSE
2020-11-08 | infections |  |  |  | 26698.57 |  |  | Maintain Status Quo | Afghanistan | AFG |  |  | FALSE
2020-11-08 | hospital_incidence |  |  |  | 221.67 |  |  | Maintain Status Quo | Afghanistan | AFG |  |  | FALSE
2020-11-08 | ICU_incidence |  |  |  | 79.17 |  |  | Maintain Status Quo | Afghanistan | AFG |  |  | FALSE
2020-11-08 | cumulative_infections |  |  |  | 5577216.48 |  |  | Maintain Status Quo | Afghanistan | AFG |  |  | FALSE
2020-11-08 | hospital_demand |  |  |  | 2071.97 |  |  | Relax Interventions 50% | Afghanistan | AFG |  |  | FALSE
2020-11-08 | ICU_demand |  |  |  | 361.29 |  |  | Relax Interventions 50% | Afghanistan | AFG |  |  | FALSE
2020-11-08 | infections |  |  |  | 26698.57 |  |  | Relax Interventions 50% | Afghanistan | AFG |  |  | FALSE
2020-11-08 | hospital_incidence |  |  |  | 221.67 |  |  | Relax Interventions 50% | Afghanistan | AFG |  |  | FALSE
2020-11-08 | ICU_incidence |  |  |  | 79.17 |  |  | Relax Interventions 50% | Afghanistan | AFG |  |  | FALSE
2020-11-08 | cumulative_infections |  |  |  | 5577216.48 |  |  | Relax Interventions 50% | Afghanistan | AFG |  |  | FALSE
2020-11-09 | hospital_demand |  |  |  | 2065.01 |  |  | Additional 50% Reduction | Afghanistan | AFG |  |  | FALSE
2020-11-09 | ICU_demand |  |  |  | 360.54 |  |  | Additional 50% Reduction | Afghanistan | AFG |  |  | FALSE
2020-11-09 | infections |  |  |  | 26462.5 |  |  | Additional 50% Reduction | Afghanistan | AFG |  |  | FALSE
2020-11-09 | hospital_incidence |  |  |  | 219.84 |  |  | Additional 50% Reduction | Afghanistan | AFG |  |  | FALSE
2020-11-09 | ICU_incidence |  |  |  | 78.51 |  |  | Additional 50% Reduction | Afghanistan | AFG |  |  | FALSE
2020-11-09 | cumulative_infections |  |  |  | 5603678.98 |  |  | Additional 50% Reduction | Afghanistan | AFG |  |  | FALSE
2020-11-09 | hospital_demand |  |  |  | 2065.01 |  |  | Maintain Status Quo | Afghanistan | AFG |  |  | FALSE
2020-11-09 | ICU_demand |  |  |  | 360.54 |  |  | Maintain Status Quo | Afghanistan | AFG |  |  | FALSE
2020-11-09 | infections |  |  |  | 26462.5 |  |  | Maintain Status Quo | Afghanistan | AFG |  |  | FALSE
2020-11-09 | hospital_incidence |  |  |  | 219.84 |  |  | Maintain Status Quo | Afghanistan | AFG |  |  | FALSE
2020-11-09 | ICU_incidence |  |  |  | 78.51 |  |  | Maintain Status Quo | Afghanistan | AFG |  |  | FALSE
2020-11-09 | cumulative_infections |  |  |  | 5603678.98 |  |  | Maintain Status Quo | Afghanistan | AFG |  |  | FALSE
2020-11-09 | hospital_demand |  |  |  | 2065.01 |  |  | Relax Interventions 50% | Afghanistan | AFG |  |  | FALSE
2020-11-09 | ICU_demand |  |  |  | 360.54 |  |  | Relax Interventions 50% | Afghanistan | AFG |  |  | FALSE
2020-11-09 | infections |  |  |  | 26462.5 |  |  | Relax Interventions 50% | Afghanistan | AFG |  |  | FALSE
2020-11-09 | hospital_incidence |  |  |  | 219.84 |  |  | Relax Interventions 50% | Afghanistan | AFG |  |  | FALSE
2020-11-09 | ICU_incidence |  |  |  | 78.51 |  |  | Relax Interventions 50% | Afghanistan | AFG |  |  | FALSE
2020-11-09 | cumulative_infections |  |  |  | 5603678.98 |  |  | Relax Interventions 50% | Afghanistan | AFG |  |  | FALSE
2020-11-10 | hospital_demand |  |  |  | 2056.66 |  |  | Additional 50% Reduction | Afghanistan | AFG |  |  | FALSE
2020-11-10 | ICU_demand |  |  |  | 359.75 |  |  | Additional 50% Reduction | Afghanistan | AFG |  |  | FALSE
2020-11-10 | infections |  |  |  | 26226.14 |  |  | Additional 50% Reduction | Afghanistan | AFG |  |  | FALSE
2020-11-10 | hospital_incidence |  |  |  | 217.97 |  |  | Additional 50% Reduction | Afghanistan | AFG |  |  | FALSE
2020-11-10 | ICU_incidence |  |  |  | 77.83 |  |  | Additional 50% Reduction | Afghanistan | AFG |  |  | FALSE
2020-11-10 | cumulative_infections |  |  |  | 5629905.12 |  |  | Additional 50% Reduction | Afghanistan | AFG |  |  | FALSE
2020-11-10 | hospital_demand |  |  |  | 2056.66 |  |  | Maintain Status Quo | Afghanistan | AFG |  |  | FALSE
2020-11-10 | ICU_demand |  |  |  | 359.75 |  |  | Maintain Status Quo | Afghanistan | AFG |  |  | FALSE
2020-11-10 | infections |  |  |  | 26226.14 |  |  | Maintain Status Quo | Afghanistan | AFG |  |  | FALSE
2020-11-10 | hospital_incidence |  |  |  | 217.97 |  |  | Maintain Status Quo | Afghanistan | AFG |  |  | FALSE
2020-11-10 | ICU_incidence |  |  |  | 77.83 |  |  | Maintain Status Quo | Afghanistan | AFG |  |  | FALSE
2020-11-10 | cumulative_infections |  |  |  | 5629905.12 |  |  | Maintain Status Quo | Afghanistan | AFG |  |  | FALSE
2020-11-10 | hospital_demand |  |  |  | 2056.66 |  |  | Relax Interventions 50% | Afghanistan | AFG |  |  | FALSE
2020-11-10 | ICU_demand |  |  |  | 359.75 |  |  | Relax Interventions 50% | Afghanistan | AFG |  |  | FALSE
2020-11-10 | infections |  |  |  | 26226.14 |  |  | Relax Interventions 50% | Afghanistan | AFG |  |  | FALSE
2020-11-10 | hospital_incidence |  |  |  | 217.97 |  |  | Relax Interventions 50% | Afghanistan | AFG |  |  | FALSE
2020-11-10 | ICU_incidence |  |  |  | 77.83 |  |  | Relax Interventions 50% | Afghanistan | AFG |  |  | FALSE
2020-11-10 | cumulative_infections |  |  |  | 5629905.12 |  |  | Relax Interventions 50% | Afghanistan | AFG |  |  | FALSE
2020-11-11 | hospital_demand |  |  |  | 2047.05 |  |  | Additional 50% Reduction | Afghanistan | AFG |  |  | FALSE
2020-11-11 | ICU_demand |  |  |  | 358.94 |  |  | Additional 50% Reduction | Afghanistan | AFG |  |  | FALSE
2020-11-11 | infections |  |  |  | 25989.52 |  |  | Additional 50% Reduction | Afghanistan | AFG |  |  | FALSE
2020-11-11 | hospital_incidence |  |  |  | 216.08 |  |  | Additional 50% Reduction | Afghanistan | AFG |  |  | FALSE
2020-11-11 | ICU_incidence |  |  |  | 77.14 |  |  | Additional 50% Reduction | Afghanistan | AFG |  |  | FALSE
2020-11-11 | cumulative_infections |  |  |  | 5655894.64 |  |  | Additional 50% Reduction | Afghanistan | AFG |  |  | FALSE
2020-11-11 | hospital_demand |  |  |  | 2047.05 |  |  | Maintain Status Quo | Afghanistan | AFG |  |  | FALSE
2020-11-11 | ICU_demand |  |  |  | 358.94 |  |  | Maintain Status Quo | Afghanistan | AFG |  |  | FALSE
2020-11-11 | infections |  |  |  | 25989.52 |  |  | Maintain Status Quo | Afghanistan | AFG |  |  | FALSE
2020-11-11 | hospital_incidence |  |  |  | 216.08 |  |  | Maintain Status Quo | Afghanistan | AFG |  |  | FALSE
2020-11-11 | ICU_incidence |  |  |  | 77.14 |  |  | Maintain Status Quo | Afghanistan | AFG |  |  | FALSE
2020-11-11 | cumulative_infections |  |  |  | 5655894.64 |  |  | Maintain Status Quo | Afghanistan | AFG |  |  | FALSE
2020-11-11 | hospital_demand |  |  |  | 2047.05 |  |  | Relax Interventions 50% | Afghanistan | AFG |  |  | FALSE
2020-11-11 | ICU_demand |  |  |  | 358.94 |  |  | Relax Interventions 50% | Afghanistan | AFG |  |  | FALSE
2020-11-11 | infections |  |  |  | 25989.52 |  |  | Relax Interventions 50% | Afghanistan | AFG |  |  | FALSE
2020-11-11 | hospital_incidence |  |  |  | 216.08 |  |  | Relax Interventions 50% | Afghanistan | AFG |  |  | FALSE
2020-11-11 | ICU_incidence |  |  |  | 77.14 |  |  | Relax Interventions 50% | Afghanistan | AFG |  |  | FALSE
2020-11-11 | cumulative_infections |  |  |  | 5655894.64 |  |  | Relax Interventions 50% | Afghanistan | AFG |  |  | FALSE
2020-11-12 | hospital_demand |  |  |  | 2036.34 |  |  | Additional 50% Reduction | Afghanistan | AFG |  |  | FALSE
2020-11-12 | ICU_demand |  |  |  | 358.1 |  |  | Additional 50% Reduction | Afghanistan | AFG |  |  | FALSE
2020-11-12 | infections |  |  |  | 25752.76 |  |  | Additional 50% Reduction | Afghanistan | AFG |  |  | FALSE
2020-11-12 | hospital_incidence |  |  |  | 214.17 |  |  | Additional 50% Reduction | Afghanistan | AFG |  |  | FALSE
2020-11-12 | ICU_incidence |  |  |  | 76.45 |  |  | Additional 50% Reduction | Afghanistan | AFG |  |  | FALSE
2020-11-12 | cumulative_infections |  |  |  | 5681647.4 |  |  | Additional 50% Reduction | Afghanistan | AFG |  |  | FALSE
2020-11-12 | hospital_demand |  |  |  | 2036.34 |  |  | Maintain Status Quo | Afghanistan | AFG |  |  | FALSE
2020-11-12 | ICU_demand |  |  |  | 358.1 |  |  | Maintain Status Quo | Afghanistan | AFG |  |  | FALSE
2020-11-12 | infections |  |  |  | 25752.76 |  |  | Maintain Status Quo | Afghanistan | AFG |  |  | FALSE
2020-11-12 | hospital_incidence |  |  |  | 214.17 |  |  | Maintain Status Quo | Afghanistan | AFG |  |  | FALSE
2020-11-12 | ICU_incidence |  |  |  | 76.45 |  |  | Maintain Status Quo | Afghanistan | AFG |  |  | FALSE
2020-11-12 | cumulative_infections |  |  |  | 5681647.4 |  |  | Maintain Status Quo | Afghanistan | AFG |  |  | FALSE
2020-11-12 | hospital_demand |  |  |  | 2036.34 |  |  | Relax Interventions 50% | Afghanistan | AFG |  |  | FALSE
2020-11-12 | ICU_demand |  |  |  | 358.1 |  |  | Relax Interventions 50% | Afghanistan | AFG |  |  | FALSE
2020-11-12 | infections |  |  |  | 25752.76 |  |  | Relax Interventions 50% | Afghanistan | AFG |  |  | FALSE
2020-11-12 | hospital_incidence |  |  |  | 214.17 |  |  | Relax Interventions 50% | Afghanistan | AFG |  |  | FALSE
2020-11-12 | ICU_incidence |  |  |  | 76.45 |  |  | Relax Interventions 50% | Afghanistan | AFG |  |  | FALSE
2020-11-12 | cumulative_infections |  |  |  | 5681647.4 |  |  | Relax Interventions 50% | Afghanistan | AFG |  |  | FALSE
2020-11-13 | hospital_demand |  |  |  | 2024.66 |  |  | Additional 50% Reduction | Afghanistan | AFG |  |  | FALSE
2020-11-13 | ICU_demand |  |  |  | 357.25 |  |  | Additional 50% Reduction | Afghanistan | AFG |  |  | FALSE
2020-11-13 | infections |  |  |  | 25667.76 |  |  | Additional 50% Reduction | Afghanistan | AFG |  |  | FALSE
2020-11-13 | hospital_incidence |  |  |  | 212.28 |  |  | Additional 50% Reduction | Afghanistan | AFG |  |  | FALSE
2020-11-13 | ICU_incidence |  |  |  | 75.77 |  |  | Additional 50% Reduction | Afghanistan | AFG |  |  | FALSE
2020-11-13 | cumulative_infections |  |  |  | 5707315.16 |  |  | Additional 50% Reduction | Afghanistan | AFG |  |  | FALSE
2020-11-13 | hospital_demand |  |  |  | 2024.66 |  |  | Maintain Status Quo | Afghanistan | AFG |  |  | FALSE
2020-11-13 | ICU_demand |  |  |  | 357.25 |  |  | Maintain Status Quo | Afghanistan | AFG |  |  | FALSE
2020-11-13 | infections |  |  |  | 25667.76 |  |  | Maintain Status Quo | Afghanistan | AFG |  |  | FALSE
2020-11-13 | hospital_incidence |  |  |  | 212.28 |  |  | Maintain Status Quo | Afghanistan | AFG |  |  | FALSE
2020-11-13 | ICU_incidence |  |  |  | 75.77 |  |  | Maintain Status Quo | Afghanistan | AFG |  |  | FALSE
2020-11-13 | cumulative_infections |  |  |  | 5707315.16 |  |  | Maintain Status Quo | Afghanistan | AFG |  |  | FALSE
2020-11-13 | hospital_demand |  |  |  | 2024.66 |  |  | Relax Interventions 50% | Afghanistan | AFG |  |  | FALSE
2020-11-13 | ICU_demand |  |  |  | 357.25 |  |  | Relax Interventions 50% | Afghanistan | AFG |  |  | FALSE
2020-11-13 | infections |  |  |  | 25667.76 |  |  | Relax Interventions 50% | Afghanistan | AFG |  |  | FALSE
2020-11-13 | hospital_incidence |  |  |  | 212.28 |  |  | Relax Interventions 50% | Afghanistan | AFG |  |  | FALSE
2020-11-13 | ICU_incidence |  |  |  | 75.77 |  |  | Relax Interventions 50% | Afghanistan | AFG |  |  | FALSE
2020-11-13 | cumulative_infections |  |  |  | 5707315.16 |  |  | Relax Interventions 50% | Afghanistan | AFG |  |  | FALSE
2020-11-14 | hospital_demand |  |  |  | 2012.22 |  |  | Additional 50% Reduction | Afghanistan | AFG |  |  | FALSE
2020-11-14 | ICU_demand |  |  |  | 356.42 |  |  | Additional 50% Reduction | Afghanistan | AFG |  |  | FALSE
2020-11-14 | infections |  |  |  | 25741.58 |  |  | Additional 50% Reduction | Afghanistan | AFG |  |  | FALSE
2020-11-14 | hospital_incidence |  |  |  | 210.55 |  |  | Additional 50% Reduction | Afghanistan | AFG |  |  | FALSE
2020-11-14 | ICU_incidence |  |  |  | 75.14 |  |  | Additional 50% Reduction | Afghanistan | AFG |  |  | FALSE
2020-11-14 | cumulative_infections |  |  |  | 5733056.74 |  |  | Additional 50% Reduction | Afghanistan | AFG |  |  | FALSE
2020-11-14 | hospital_demand |  |  |  | 2012.22 |  |  | Maintain Status Quo | Afghanistan | AFG |  |  | FALSE
2020-11-14 | ICU_demand |  |  |  | 356.42 |  |  | Maintain Status Quo | Afghanistan | AFG |  |  | FALSE
2020-11-14 | infections |  |  |  | 25741.58 |  |  | Maintain Status Quo | Afghanistan | AFG |  |  | FALSE
2020-11-14 | hospital_incidence |  |  |  | 210.55 |  |  | Maintain Status Quo | Afghanistan | AFG |  |  | FALSE
2020-11-14 | ICU_incidence |  |  |  | 75.14 |  |  | Maintain Status Quo | Afghanistan | AFG |  |  | FALSE
2020-11-14 | cumulative_infections |  |  |  | 5733056.74 |  |  | Maintain Status Quo | Afghanistan | AFG |  |  | FALSE
2020-11-14 | hospital_demand |  |  |  | 2012.22 |  |  | Relax Interventions 50% | Afghanistan | AFG |  |  | FALSE
2020-11-14 | ICU_demand |  |  |  | 356.42 |  |  | Relax Interventions 50% | Afghanistan | AFG |  |  | FALSE
2020-11-14 | infections |  |  |  | 25741.58 |  |  | Relax Interventions 50% | Afghanistan | AFG |  |  | FALSE
2020-11-14 | hospital_incidence |  |  |  | 210.55 |  |  | Relax Interventions 50% | Afghanistan | AFG |  |  | FALSE
2020-11-14 | ICU_incidence |  |  |  | 75.14 |  |  | Relax Interventions 50% | Afghanistan | AFG |  |  | FALSE
2020-11-14 | cumulative_infections |  |  |  | 5733056.74 |  |  | Relax Interventions 50% | Afghanistan | AFG |  |  | FALSE
2020-11-15 | hospital_demand |  |  |  | 1999.39 |  |  | Additional 50% Reduction | Afghanistan | AFG |  |  | FALSE
2020-11-15 | ICU_demand |  |  |  | 355.66 |  |  | Additional 50% Reduction | Afghanistan | AFG |  |  | FALSE
2020-11-15 | infections |  |  |  | 25855.11 |  |  | Additional 50% Reduction | Afghanistan | AFG |  |  | FALSE
2020-11-15 | hospital_incidence |  |  |  | 209.18 |  |  | Additional 50% Reduction | Afghanistan | AFG |  |  | FALSE
2020-11-15 | ICU_incidence |  |  |  | 74.65 |  |  | Additional 50% Reduction | Afghanistan | AFG |  |  | FALSE
2020-11-15 | cumulative_infections |  |  |  | 5758911.85 |  |  | Additional 50% Reduction | Afghanistan | AFG |  |  | FALSE
2020-11-15 | hospital_demand |  |  |  | 1999.39 |  |  | Maintain Status Quo | Afghanistan | AFG |  |  | FALSE
2020-11-15 | ICU_demand |  |  |  | 355.66 |  |  | Maintain Status Quo | Afghanistan | AFG |  |  | FALSE
2020-11-15 | infections |  |  |  | 25855.11 |  |  | Maintain Status Quo | Afghanistan | AFG |  |  | FALSE
2020-11-15 | hospital_incidence |  |  |  | 209.18 |  |  | Maintain Status Quo | Afghanistan | AFG |  |  | FALSE
2020-11-15 | ICU_incidence |  |  |  | 74.65 |  |  | Maintain Status Quo | Afghanistan | AFG |  |  | FALSE
2020-11-15 | cumulative_infections |  |  |  | 5758911.85 |  |  | Maintain Status Quo | Afghanistan | AFG |  |  | FALSE
2020-11-15 | hospital_demand |  |  |  | 1999.39 |  |  | Relax Interventions 50% | Afghanistan | AFG |  |  | FALSE
2020-11-15 | ICU_demand |  |  |  | 355.66 |  |  | Relax Interventions 50% | Afghanistan | AFG |  |  | FALSE
2020-11-15 | infections |  |  |  | 25855.11 |  |  | Relax Interventions 50% | Afghanistan | AFG |  |  | FALSE
2020-11-15 | hospital_incidence |  |  |  | 209.18 |  |  | Relax Interventions 50% | Afghanistan | AFG |  |  | FALSE
2020-11-15 | ICU_incidence |  |  |  | 74.65 |  |  | Relax Interventions 50% | Afghanistan | AFG |  |  | FALSE
2020-11-15 | cumulative_infections |  |  |  | 5758911.85 |  |  | Relax Interventions 50% | Afghanistan | AFG |  |  | FALSE
2020-11-16 | hospital_demand |  |  |  | 1986.67 |  |  | Additional 50% Reduction | Afghanistan | AFG |  |  | FALSE
2020-11-16 | ICU_demand |  |  |  | 355.02 |  |  | Additional 50% Reduction | Afghanistan | AFG |  |  | FALSE
2020-11-16 | infections |  |  |  | 25963.97 |  |  | Additional 50% Reduction | Afghanistan | AFG |  |  | FALSE
2020-11-16 | hospital_incidence |  |  |  | 208.25 |  |  | Additional 50% Reduction | Afghanistan | AFG |  |  | FALSE
2020-11-16 | ICU_incidence |  |  |  | 74.3 |  |  | Additional 50% Reduction | Afghanistan | AFG |  |  | FALSE
2020-11-16 | cumulative_infections |  |  |  | 5784875.83 |  |  | Additional 50% Reduction | Afghanistan | AFG |  |  | FALSE
2020-11-16 | hospital_demand |  |  |  | 1986.67 |  |  | Maintain Status Quo | Afghanistan | AFG |  |  | FALSE
2020-11-16 | ICU_demand |  |  |  | 355.02 |  |  | Maintain Status Quo | Afghanistan | AFG |  |  | FALSE
2020-11-16 | infections |  |  |  | 25963.97 |  |  | Maintain Status Quo | Afghanistan | AFG |  |  | FALSE
2020-11-16 | hospital_incidence |  |  |  | 208.25 |  |  | Maintain Status Quo | Afghanistan | AFG |  |  | FALSE
2020-11-16 | ICU_incidence |  |  |  | 74.3 |  |  | Maintain Status Quo | Afghanistan | AFG |  |  | FALSE
2020-11-16 | cumulative_infections |  |  |  | 5784875.83 |  |  | Maintain Status Quo | Afghanistan | AFG |  |  | FALSE
2020-11-16 | hospital_demand |  |  |  | 1986.67 |  |  | Relax Interventions 50% | Afghanistan | AFG |  |  | FALSE
2020-11-16 | ICU_demand |  |  |  | 355.02 |  |  | Relax Interventions 50% | Afghanistan | AFG |  |  | FALSE
2020-11-16 | infections |  |  |  | 25963.97 |  |  | Relax Interventions 50% | Afghanistan | AFG |  |  | FALSE
2020-11-16 | hospital_incidence |  |  |  | 208.25 |  |  | Relax Interventions 50% | Afghanistan | AFG |  |  | FALSE
2020-11-16 | ICU_incidence |  |  |  | 74.3 |  |  | Relax Interventions 50% | Afghanistan | AFG |  |  | FALSE
2020-11-16 | cumulative_infections |  |  |  | 5784875.83 |  |  | Relax Interventions 50% | Afghanistan | AFG |  |  | FALSE
2020-11-17 | hospital_demand |  |  |  | 1974.54 |  |  | Additional 50% Reduction | Afghanistan | AFG |  |  | FALSE
2020-11-17 | ICU_demand |  |  |  | 354.55 |  |  | Additional 50% Reduction | Afghanistan | AFG |  |  | FALSE
2020-11-17 | infections |  |  |  | 26057.27 |  |  | Additional 50% Reduction | Afghanistan | AFG |  |  | FALSE
2020-11-17 | hospital_incidence |  |  |  | 207.71 |  |  | Additional 50% Reduction | Afghanistan | AFG |  |  | FALSE
2020-11-17 | ICU_incidence |  |  |  | 74.11 |  |  | Additional 50% Reduction | Afghanistan | AFG |  |  | FALSE
2020-11-17 | cumulative_infections |  |  |  | 5810933.09 |  |  | Additional 50% Reduction | Afghanistan | AFG |  |  | FALSE
2020-11-17 | hospital_demand |  |  |  | 1974.54 |  |  | Maintain Status Quo | Afghanistan | AFG |  |  | FALSE
2020-11-17 | ICU_demand |  |  |  | 354.55 |  |  | Maintain Status Quo | Afghanistan | AFG |  |  | FALSE
2020-11-17 | infections |  |  |  | 26057.27 |  |  | Maintain Status Quo | Afghanistan | AFG |  |  | FALSE
2020-11-17 | hospital_incidence |  |  |  | 207.71 |  |  | Maintain Status Quo | Afghanistan | AFG |  |  | FALSE
2020-11-17 | ICU_incidence |  |  |  | 74.11 |  |  | Maintain Status Quo | Afghanistan | AFG |  |  | FALSE
2020-11-17 | cumulative_infections |  |  |  | 5810933.09 |  |  | Maintain Status Quo | Afghanistan | AFG |  |  | FALSE
2020-11-17 | hospital_demand |  |  |  | 1974.54 |  |  | Relax Interventions 50% | Afghanistan | AFG |  |  | FALSE
2020-11-17 | ICU_demand |  |  |  | 354.55 |  |  | Relax Interventions 50% | Afghanistan | AFG |  |  | FALSE
2020-11-17 | infections |  |  |  | 26057.27 |  |  | Relax Interventions 50% | Afghanistan | AFG |  |  | FALSE
2020-11-17 | hospital_incidence |  |  |  | 207.71 |  |  | Relax Interventions 50% | Afghanistan | AFG |  |  | FALSE
2020-11-17 | ICU_incidence |  |  |  | 74.11 |  |  | Relax Interventions 50% | Afghanistan | AFG |  |  | FALSE
2020-11-17 | cumulative_infections |  |  |  | 5810933.09 |  |  | Relax Interventions 50% | Afghanistan | AFG |  |  | FALSE
2020-11-18 | hospital_demand |  |  |  | 1963.38 |  |  | Additional 50% Reduction | Afghanistan | AFG |  |  | FALSE
2020-11-18 | ICU_demand |  |  |  | 354.22 |  |  | Additional 50% Reduction | Afghanistan | AFG |  |  | FALSE
2020-11-18 | infections |  |  |  | 26136.28 |  |  | Additional 50% Reduction | Afghanistan | AFG |  |  | FALSE
2020-11-18 | hospital_incidence |  |  |  | 207.5 |  |  | Additional 50% Reduction | Afghanistan | AFG |  |  | FALSE
2020-11-18 | ICU_incidence |  |  |  | 74.03 |  |  | Additional 50% Reduction | Afghanistan | AFG |  |  | FALSE
2020-11-18 | cumulative_infections |  |  |  | 5837069.37 |  |  | Additional 50% Reduction | Afghanistan | AFG |  |  | FALSE
2020-11-18 | hospital_demand |  |  |  | 1963.38 |  |  | Maintain Status Quo | Afghanistan | AFG |  |  | FALSE
2020-11-18 | ICU_demand |  |  |  | 354.22 |  |  | Maintain Status Quo | Afghanistan | AFG |  |  | FALSE
2020-11-18 | infections |  |  |  | 26136.28 |  |  | Maintain Status Quo | Afghanistan | AFG |  |  | FALSE
2020-11-18 | hospital_incidence |  |  |  | 207.5 |  |  | Maintain Status Quo | Afghanistan | AFG |  |  | FALSE
2020-11-18 | ICU_incidence |  |  |  | 74.03 |  |  | Maintain Status Quo | Afghanistan | AFG |  |  | FALSE
2020-11-18 | cumulative_infections |  |  |  | 5837069.37 |  |  | Maintain Status Quo | Afghanistan | AFG |  |  | FALSE
2020-11-18 | hospital_demand |  |  |  | 1963.38 |  |  | Relax Interventions 50% | Afghanistan | AFG |  |  | FALSE
2020-11-18 | ICU_demand |  |  |  | 354.22 |  |  | Relax Interventions 50% | Afghanistan | AFG |  |  | FALSE
2020-11-18 | infections |  |  |  | 26136.28 |  |  | Relax Interventions 50% | Afghanistan | AFG |  |  | FALSE
2020-11-18 | hospital_incidence |  |  |  | 207.5 |  |  | Relax Interventions 50% | Afghanistan | AFG |  |  | FALSE
2020-11-18 | ICU_incidence |  |  |  | 74.03 |  |  | Relax Interventions 50% | Afghanistan | AFG |  |  | FALSE
2020-11-18 | cumulative_infections |  |  |  | 5837069.37 |  |  | Relax Interventions 50% | Afghanistan | AFG |  |  | FALSE
2020-11-19 | hospital_demand |  |  |  | 1953.42 |  |  | Additional 50% Reduction | Afghanistan | AFG |  |  | FALSE
2020-11-19 | ICU_demand |  |  |  | 354.01 |  |  | Additional 50% Reduction | Afghanistan | AFG |  |  | FALSE
2020-11-19 | infections |  |  |  | 26205.09 |  |  | Additional 50% Reduction | Afghanistan | AFG |  |  | FALSE
2020-11-19 | hospital_incidence |  |  |  | 207.53 |  |  | Additional 50% Reduction | Afghanistan | AFG |  |  | FALSE
2020-11-19 | ICU_incidence |  |  |  | 74.03 |  |  | Additional 50% Reduction | Afghanistan | AFG |  |  | FALSE
2020-11-19 | cumulative_infections |  |  |  | 5863274.46 |  |  | Additional 50% Reduction | Afghanistan | AFG |  |  | FALSE
2020-11-19 | hospital_demand |  |  |  | 1953.42 |  |  | Maintain Status Quo | Afghanistan | AFG |  |  | FALSE
2020-11-19 | ICU_demand |  |  |  | 354.01 |  |  | Maintain Status Quo | Afghanistan | AFG |  |  | FALSE
2020-11-19 | infections |  |  |  | 26205.09 |  |  | Maintain Status Quo | Afghanistan | AFG |  |  | FALSE
2020-11-19 | hospital_incidence |  |  |  | 207.53 |  |  | Maintain Status Quo | Afghanistan | AFG |  |  | FALSE
2020-11-19 | ICU_incidence |  |  |  | 74.03 |  |  | Maintain Status Quo | Afghanistan | AFG |  |  | FALSE
2020-11-19 | cumulative_infections |  |  |  | 5863274.46 |  |  | Maintain Status Quo | Afghanistan | AFG |  |  | FALSE
2020-11-19 | hospital_demand |  |  |  | 1953.42 |  |  | Relax Interventions 50% | Afghanistan | AFG |  |  | FALSE
2020-11-19 | ICU_demand |  |  |  | 354.01 |  |  | Relax Interventions 50% | Afghanistan | AFG |  |  | FALSE
2020-11-19 | infections |  |  |  | 26205.09 |  |  | Relax Interventions 50% | Afghanistan | AFG |  |  | FALSE
2020-11-19 | hospital_incidence |  |  |  | 207.53 |  |  | Relax Interventions 50% | Afghanistan | AFG |  |  | FALSE
2020-11-19 | ICU_incidence |  |  |  | 74.03 |  |  | Relax Interventions 50% | Afghanistan | AFG |  |  | FALSE
2020-11-19 | cumulative_infections |  |  |  | 5863274.46 |  |  | Relax Interventions 50% | Afghanistan | AFG |  |  | FALSE
2020-11-20 | hospital_demand |  |  |  | 1944.79 |  |  | Additional 50% Reduction | Afghanistan | AFG |  |  | FALSE
2020-11-20 | ICU_demand |  |  |  | 353.9 |  |  | Additional 50% Reduction | Afghanistan | AFG |  |  | FALSE
2020-11-20 | infections |  |  |  | 26267.17 |  |  | Additional 50% Reduction | Afghanistan | AFG |  |  | FALSE
2020-11-20 | hospital_incidence |  |  |  | 207.71 |  |  | Additional 50% Reduction | Afghanistan | AFG |  |  | FALSE
2020-11-20 | ICU_incidence |  |  |  | 74.09 |  |  | Additional 50% Reduction | Afghanistan | AFG |  |  | FALSE
2020-11-20 | cumulative_infections |  |  |  | 5889541.63 |  |  | Additional 50% Reduction | Afghanistan | AFG |  |  | FALSE
2020-11-20 | hospital_demand |  |  |  | 1944.79 |  |  | Maintain Status Quo | Afghanistan | AFG |  |  | FALSE
2020-11-20 | ICU_demand |  |  |  | 353.9 |  |  | Maintain Status Quo | Afghanistan | AFG |  |  | FALSE
2020-11-20 | infections |  |  |  | 26267.17 |  |  | Maintain Status Quo | Afghanistan | AFG |  |  | FALSE
2020-11-20 | hospital_incidence |  |  |  | 207.71 |  |  | Maintain Status Quo | Afghanistan | AFG |  |  | FALSE
2020-11-20 | ICU_incidence |  |  |  | 74.09 |  |  | Maintain Status Quo | Afghanistan | AFG |  |  | FALSE
2020-11-20 | cumulative_infections |  |  |  | 5889541.63 |  |  | Maintain Status Quo | Afghanistan | AFG |  |  | FALSE
2020-11-20 | hospital_demand |  |  |  | 1944.79 |  |  | Relax Interventions 50% | Afghanistan | AFG |  |  | FALSE
2020-11-20 | ICU_demand |  |  |  | 353.9 |  |  | Relax Interventions 50% | Afghanistan | AFG |  |  | FALSE
2020-11-20 | infections |  |  |  | 26267.17 |  |  | Relax Interventions 50% | Afghanistan | AFG |  |  | FALSE
2020-11-20 | hospital_incidence |  |  |  | 207.71 |  |  | Relax Interventions 50% | Afghanistan | AFG |  |  | FALSE
2020-11-20 | ICU_incidence |  |  |  | 74.09 |  |  | Relax Interventions 50% | Afghanistan | AFG |  |  | FALSE
2020-11-20 | cumulative_infections |  |  |  | 5889541.63 |  |  | Relax Interventions 50% | Afghanistan | AFG |  |  | FALSE
2020-11-21 | hospital_demand |  |  |  | 1937.52 |  |  | Additional 50% Reduction | Afghanistan | AFG |  |  | FALSE
2020-11-21 | ICU_demand |  |  |  | 353.87 |  |  | Additional 50% Reduction | Afghanistan | AFG |  |  | FALSE
2020-11-21 | infections |  |  |  | 26324.79 |  |  | Additional 50% Reduction | Afghanistan | AFG |  |  | FALSE
2020-11-21 | hospital_incidence |  |  |  | 207.99 |  |  | Additional 50% Reduction | Afghanistan | AFG |  |  | FALSE
2020-11-21 | ICU_incidence |  |  |  | 74.19 |  |  | Additional 50% Reduction | Afghanistan | AFG |  |  | FALSE
2020-11-21 | cumulative_infections |  |  |  | 5915866.42 |  |  | Additional 50% Reduction | Afghanistan | AFG |  |  | FALSE
2020-11-21 | hospital_demand |  |  |  | 1937.52 |  |  | Maintain Status Quo | Afghanistan | AFG |  |  | FALSE
2020-11-21 | ICU_demand |  |  |  | 353.87 |  |  | Maintain Status Quo | Afghanistan | AFG |  |  | FALSE
2020-11-21 | infections |  |  |  | 26324.79 |  |  | Maintain Status Quo | Afghanistan | AFG |  |  | FALSE
2020-11-21 | hospital_incidence |  |  |  | 207.99 |  |  | Maintain Status Quo | Afghanistan | AFG |  |  | FALSE
2020-11-21 | ICU_incidence |  |  |  | 74.19 |  |  | Maintain Status Quo | Afghanistan | AFG |  |  | FALSE
2020-11-21 | cumulative_infections |  |  |  | 5915866.42 |  |  | Maintain Status Quo | Afghanistan | AFG |  |  | FALSE
2020-11-21 | hospital_demand |  |  |  | 1937.52 |  |  | Relax Interventions 50% | Afghanistan | AFG |  |  | FALSE
2020-11-21 | ICU_demand |  |  |  | 353.87 |  |  | Relax Interventions 50% | Afghanistan | AFG |  |  | FALSE
2020-11-21 | infections |  |  |  | 26324.79 |  |  | Relax Interventions 50% | Afghanistan | AFG |  |  | FALSE
2020-11-21 | hospital_incidence |  |  |  | 207.99 |  |  | Relax Interventions 50% | Afghanistan | AFG |  |  | FALSE
2020-11-21 | ICU_incidence |  |  |  | 74.19 |  |  | Relax Interventions 50% | Afghanistan | AFG |  |  | FALSE
2020-11-21 | cumulative_infections |  |  |  | 5915866.42 |  |  | Relax Interventions 50% | Afghanistan | AFG |  |  | FALSE
2020-11-22 | hospital_demand |  |  |  | 1931.57 |  |  | Additional 50% Reduction | Afghanistan | AFG |  |  | FALSE
2020-11-22 | ICU_demand |  |  |  | 353.89 |  |  | Additional 50% Reduction | Afghanistan | AFG |  |  | FALSE
2020-11-22 | infections |  |  |  | 26379.16 |  |  | Additional 50% Reduction | Afghanistan | AFG |  |  | FALSE
2020-11-22 | hospital_incidence |  |  |  | 208.33 |  |  | Additional 50% Reduction | Afghanistan | AFG |  |  | FALSE
2020-11-22 | ICU_incidence |  |  |  | 74.31 |  |  | Additional 50% Reduction | Afghanistan | AFG |  |  | FALSE
2020-11-22 | cumulative_infections |  |  |  | 5942245.58 |  |  | Additional 50% Reduction | Afghanistan | AFG |  |  | FALSE
2020-11-22 | hospital_demand |  |  |  | 1931.57 |  |  | Maintain Status Quo | Afghanistan | AFG |  |  | FALSE
2020-11-22 | ICU_demand |  |  |  | 353.89 |  |  | Maintain Status Quo | Afghanistan | AFG |  |  | FALSE
2020-11-22 | infections |  |  |  | 26379.16 |  |  | Maintain Status Quo | Afghanistan | AFG |  |  | FALSE
2020-11-22 | hospital_incidence |  |  |  | 208.33 |  |  | Maintain Status Quo | Afghanistan | AFG |  |  | FALSE
2020-11-22 | ICU_incidence |  |  |  | 74.31 |  |  | Maintain Status Quo | Afghanistan | AFG |  |  | FALSE
2020-11-22 | cumulative_infections |  |  |  | 5942245.58 |  |  | Maintain Status Quo | Afghanistan | AFG |  |  | FALSE
2020-11-22 | hospital_demand |  |  |  | 1931.57 |  |  | Relax Interventions 50% | Afghanistan | AFG |  |  | FALSE
2020-11-22 | ICU_demand |  |  |  | 353.89 |  |  | Relax Interventions 50% | Afghanistan | AFG |  |  | FALSE
2020-11-22 | infections |  |  |  | 26379.16 |  |  | Relax Interventions 50% | Afghanistan | AFG |  |  | FALSE
2020-11-22 | hospital_incidence |  |  |  | 208.33 |  |  | Relax Interventions 50% | Afghanistan | AFG |  |  | FALSE
2020-11-22 | ICU_incidence |  |  |  | 74.31 |  |  | Relax Interventions 50% | Afghanistan | AFG |  |  | FALSE
2020-11-22 | cumulative_infections |  |  |  | 5942245.58 |  |  | Relax Interventions 50% | Afghanistan | AFG |  |  | FALSE
2020-11-23 | hospital_demand |  |  |  | 1926.87 |  |  | Additional 50% Reduction | Afghanistan | AFG |  |  | FALSE
2020-11-23 | ICU_demand |  |  |  | 353.95 |  |  | Additional 50% Reduction | Afghanistan | AFG |  |  | FALSE
2020-11-23 | infections |  |  |  | 26430.85 |  |  | Additional 50% Reduction | Afghanistan | AFG |  |  | FALSE
2020-11-23 | hospital_incidence |  |  |  | 208.69 |  |  | Additional 50% Reduction | Afghanistan | AFG |  |  | FALSE
2020-11-23 | ICU_incidence |  |  |  | 74.44 |  |  | Additional 50% Reduction | Afghanistan | AFG |  |  | FALSE
2020-11-23 | cumulative_infections |  |  |  | 5968676.43 |  |  | Additional 50% Reduction | Afghanistan | AFG |  |  | FALSE
2020-11-23 | hospital_demand |  |  |  | 1926.87 |  |  | Maintain Status Quo | Afghanistan | AFG |  |  | FALSE
2020-11-23 | ICU_demand |  |  |  | 353.95 |  |  | Maintain Status Quo | Afghanistan | AFG |  |  | FALSE
2020-11-23 | infections |  |  |  | 26430.85 |  |  | Maintain Status Quo | Afghanistan | AFG |  |  | FALSE
2020-11-23 | hospital_incidence |  |  |  | 208.69 |  |  | Maintain Status Quo | Afghanistan | AFG |  |  | FALSE
2020-11-23 | ICU_incidence |  |  |  | 74.44 |  |  | Maintain Status Quo | Afghanistan | AFG |  |  | FALSE
2020-11-23 | cumulative_infections |  |  |  | 5968676.43 |  |  | Maintain Status Quo | Afghanistan | AFG |  |  | FALSE
2020-11-23 | hospital_demand |  |  |  | 1926.87 |  |  | Relax Interventions 50% | Afghanistan | AFG |  |  | FALSE
2020-11-23 | ICU_demand |  |  |  | 353.95 |  |  | Relax Interventions 50% | Afghanistan | AFG |  |  | FALSE
2020-11-23 | infections |  |  |  | 26430.85 |  |  | Relax Interventions 50% | Afghanistan | AFG |  |  | FALSE
2020-11-23 | hospital_incidence |  |  |  | 208.69 |  |  | Relax Interventions 50% | Afghanistan | AFG |  |  | FALSE
2020-11-23 | ICU_incidence |  |  |  | 74.44 |  |  | Relax Interventions 50% | Afghanistan | AFG |  |  | FALSE
2020-11-23 | cumulative_infections |  |  |  | 5968676.43 |  |  | Relax Interventions 50% | Afghanistan | AFG |  |  | FALSE
2020-11-24 | hospital_demand |  |  |  | 1923.28 |  |  | Additional 50% Reduction | Afghanistan | AFG |  |  | FALSE
2020-11-24 | ICU_demand |  |  |  | 354.03 |  |  | Additional 50% Reduction | Afghanistan | AFG |  |  | FALSE
2020-11-24 | infections |  |  |  | 26480.05 |  |  | Additional 50% Reduction | Afghanistan | AFG |  |  | FALSE
2020-11-24 | hospital_incidence |  |  |  | 209.07 |  |  | Additional 50% Reduction | Afghanistan | AFG |  |  | FALSE
2020-11-24 | ICU_incidence |  |  |  | 74.57 |  |  | Additional 50% Reduction | Afghanistan | AFG |  |  | FALSE
2020-11-24 | cumulative_infections |  |  |  | 5995156.48 |  |  | Additional 50% Reduction | Afghanistan | AFG |  |  | FALSE
2020-11-24 | hospital_demand |  |  |  | 1923.28 |  |  | Maintain Status Quo | Afghanistan | AFG |  |  | FALSE
2020-11-24 | ICU_demand |  |  |  | 354.03 |  |  | Maintain Status Quo | Afghanistan | AFG |  |  | FALSE
2020-11-24 | infections |  |  |  | 26480.05 |  |  | Maintain Status Quo | Afghanistan | AFG |  |  | FALSE
2020-11-24 | hospital_incidence |  |  |  | 209.07 |  |  | Maintain Status Quo | Afghanistan | AFG |  |  | FALSE
2020-11-24 | ICU_incidence |  |  |  | 74.57 |  |  | Maintain Status Quo | Afghanistan | AFG |  |  | FALSE
2020-11-24 | cumulative_infections |  |  |  | 5995156.48 |  |  | Maintain Status Quo | Afghanistan | AFG |  |  | FALSE
2020-11-24 | hospital_demand |  |  |  | 1923.28 |  |  | Relax Interventions 50% | Afghanistan | AFG |  |  | FALSE
2020-11-24 | ICU_demand |  |  |  | 354.03 |  |  | Relax Interventions 50% | Afghanistan | AFG |  |  | FALSE
2020-11-24 | infections |  |  |  | 26480.05 |  |  | Relax Interventions 50% | Afghanistan | AFG |  |  | FALSE
2020-11-24 | hospital_incidence |  |  |  | 209.07 |  |  | Relax Interventions 50% | Afghanistan | AFG |  |  | FALSE
2020-11-24 | ICU_incidence |  |  |  | 74.57 |  |  | Relax Interventions 50% | Afghanistan | AFG |  |  | FALSE
2020-11-24 | cumulative_infections |  |  |  | 5995156.48 |  |  | Relax Interventions 50% | Afghanistan | AFG |  |  | FALSE
2020-11-25 | hospital_demand |  |  |  | 1920.71 |  |  | Additional 50% Reduction | Afghanistan | AFG |  |  | FALSE
2020-11-25 | ICU_demand |  |  |  | 354.14 |  |  | Additional 50% Reduction | Afghanistan | AFG |  |  | FALSE
2020-11-25 | infections |  |  |  | 26526.82 |  |  | Additional 50% Reduction | Afghanistan | AFG |  |  | FALSE
2020-11-25 | hospital_incidence |  |  |  | 209.45 |  |  | Additional 50% Reduction | Afghanistan | AFG |  |  | FALSE
2020-11-25 | ICU_incidence |  |  |  | 74.71 |  |  | Additional 50% Reduction | Afghanistan | AFG |  |  | FALSE
2020-11-25 | cumulative_infections |  |  |  | 6021683.3 |  |  | Additional 50% Reduction | Afghanistan | AFG |  |  | FALSE
2020-11-25 | hospital_demand |  |  |  | 1920.71 |  |  | Maintain Status Quo | Afghanistan | AFG |  |  | FALSE
2020-11-25 | ICU_demand |  |  |  | 354.14 |  |  | Maintain Status Quo | Afghanistan | AFG |  |  | FALSE
2020-11-25 | infections |  |  |  | 26526.82 |  |  | Maintain Status Quo | Afghanistan | AFG |  |  | FALSE
2020-11-25 | hospital_incidence |  |  |  | 209.45 |  |  | Maintain Status Quo | Afghanistan | AFG |  |  | FALSE
2020-11-25 | ICU_incidence |  |  |  | 74.71 |  |  | Maintain Status Quo | Afghanistan | AFG |  |  | FALSE
2020-11-25 | cumulative_infections |  |  |  | 6021683.3 |  |  | Maintain Status Quo | Afghanistan | AFG |  |  | FALSE
2020-11-25 | hospital_demand |  |  |  | 1920.71 |  |  | Relax Interventions 50% | Afghanistan | AFG |  |  | FALSE
2020-11-25 | ICU_demand |  |  |  | 354.14 |  |  | Relax Interventions 50% | Afghanistan | AFG |  |  | FALSE
2020-11-25 | infections |  |  |  | 26526.82 |  |  | Relax Interventions 50% | Afghanistan | AFG |  |  | FALSE
2020-11-25 | hospital_incidence |  |  |  | 209.45 |  |  | Relax Interventions 50% | Afghanistan | AFG |  |  | FALSE
2020-11-25 | ICU_incidence |  |  |  | 74.71 |  |  | Relax Interventions 50% | Afghanistan | AFG |  |  | FALSE
2020-11-25 | cumulative_infections |  |  |  | 6021683.3 |  |  | Relax Interventions 50% | Afghanistan | AFG |  |  | FALSE
2020-11-26 | hospital_demand |  |  |  | 1919.01 |  |  | Additional 50% Reduction | Afghanistan | AFG |  |  | FALSE
2020-11-26 | ICU_demand |  |  |  | 354.26 |  |  | Additional 50% Reduction | Afghanistan | AFG |  |  | FALSE
2020-11-26 | infections |  |  |  | 26571.14 |  |  | Additional 50% Reduction | Afghanistan | AFG |  |  | FALSE
2020-11-26 | hospital_incidence |  |  |  | 209.82 |  |  | Additional 50% Reduction | Afghanistan | AFG |  |  | FALSE
2020-11-26 | ICU_incidence |  |  |  | 74.84 |  |  | Additional 50% Reduction | Afghanistan | AFG |  |  | FALSE
2020-11-26 | cumulative_infections |  |  |  | 6048254.44 |  |  | Additional 50% Reduction | Afghanistan | AFG |  |  | FALSE
2020-11-26 | hospital_demand |  |  |  | 1919.01 |  |  | Maintain Status Quo | Afghanistan | AFG |  |  | FALSE
2020-11-26 | ICU_demand |  |  |  | 354.26 |  |  | Maintain Status Quo | Afghanistan | AFG |  |  | FALSE
2020-11-26 | infections |  |  |  | 26571.14 |  |  | Maintain Status Quo | Afghanistan | AFG |  |  | FALSE
2020-11-26 | hospital_incidence |  |  |  | 209.82 |  |  | Maintain Status Quo | Afghanistan | AFG |  |  | FALSE
2020-11-26 | ICU_incidence |  |  |  | 74.84 |  |  | Maintain Status Quo | Afghanistan | AFG |  |  | FALSE
2020-11-26 | cumulative_infections |  |  |  | 6048254.44 |  |  | Maintain Status Quo | Afghanistan | AFG |  |  | FALSE
2020-11-26 | hospital_demand |  |  |  | 1919.01 |  |  | Relax Interventions 50% | Afghanistan | AFG |  |  | FALSE
2020-11-26 | ICU_demand |  |  |  | 354.26 |  |  | Relax Interventions 50% | Afghanistan | AFG |  |  | FALSE
2020-11-26 | infections |  |  |  | 26571.14 |  |  | Relax Interventions 50% | Afghanistan | AFG |  |  | FALSE
2020-11-26 | hospital_incidence |  |  |  | 209.82 |  |  | Relax Interventions 50% | Afghanistan | AFG |  |  | FALSE
2020-11-26 | ICU_incidence |  |  |  | 74.84 |  |  | Relax Interventions 50% | Afghanistan | AFG |  |  | FALSE
2020-11-26 | cumulative_infections |  |  |  | 6048254.44 |  |  | Relax Interventions 50% | Afghanistan | AFG |  |  | FALSE
2020-11-27 | hospital_demand |  |  |  | 1918.06 |  |  | Additional 50% Reduction | Afghanistan | AFG |  |  | FALSE
2020-11-27 | ICU_demand |  |  |  | 354.38 |  |  | Additional 50% Reduction | Afghanistan | AFG |  |  | FALSE
2020-11-27 | infections |  |  |  | 26514.43 |  |  | Additional 50% Reduction | Afghanistan | AFG |  |  | FALSE
2020-11-27 | hospital_incidence |  |  |  | 210.17 |  |  | Additional 50% Reduction | Afghanistan | AFG |  |  | FALSE
2020-11-27 | ICU_incidence |  |  |  | 74.97 |  |  | Additional 50% Reduction | Afghanistan | AFG |  |  | FALSE
2020-11-27 | cumulative_infections |  |  |  | 6074768.87 |  |  | Additional 50% Reduction | Afghanistan | AFG |  |  | FALSE
2020-11-27 | hospital_demand |  |  |  | 1918.06 |  |  | Maintain Status Quo | Afghanistan | AFG |  |  | FALSE
2020-11-27 | ICU_demand |  |  |  | 354.38 |  |  | Maintain Status Quo | Afghanistan | AFG |  |  | FALSE
2020-11-27 | infections |  |  |  | 26514.43 |  |  | Maintain Status Quo | Afghanistan | AFG |  |  | FALSE
2020-11-27 | hospital_incidence |  |  |  | 210.17 |  |  | Maintain Status Quo | Afghanistan | AFG |  |  | FALSE
2020-11-27 | ICU_incidence |  |  |  | 74.97 |  |  | Maintain Status Quo | Afghanistan | AFG |  |  | FALSE
2020-11-27 | cumulative_infections |  |  |  | 6074768.87 |  |  | Maintain Status Quo | Afghanistan | AFG |  |  | FALSE
2020-11-27 | hospital_demand |  |  |  | 1918.06 |  |  | Relax Interventions 50% | Afghanistan | AFG |  |  | FALSE
2020-11-27 | ICU_demand |  |  |  | 354.38 |  |  | Relax Interventions 50% | Afghanistan | AFG |  |  | FALSE
2020-11-27 | infections |  |  |  | 26514.43 |  |  | Relax Interventions 50% | Afghanistan | AFG |  |  | FALSE
2020-11-27 | hospital_incidence |  |  |  | 210.17 |  |  | Relax Interventions 50% | Afghanistan | AFG |  |  | FALSE
2020-11-27 | ICU_incidence |  |  |  | 74.97 |  |  | Relax Interventions 50% | Afghanistan | AFG |  |  | FALSE
2020-11-27 | cumulative_infections |  |  |  | 6074768.87 |  |  | Relax Interventions 50% | Afghanistan | AFG |  |  | FALSE
2020-11-28 | hospital_demand |  |  |  | 1917.7 |  |  | Additional 50% Reduction | Afghanistan | AFG |  |  | FALSE
2020-11-28 | ICU_demand |  |  |  | 354.5 |  |  | Additional 50% Reduction | Afghanistan | AFG |  |  | FALSE
2020-11-28 | infections |  |  |  | 26349.04 |  |  | Additional 50% Reduction | Afghanistan | AFG |  |  | FALSE
2020-11-28 | hospital_incidence |  |  |  | 210.39 |  |  | Additional 50% Reduction | Afghanistan | AFG |  |  | FALSE
2020-11-28 | ICU_incidence |  |  |  | 75.05 |  |  | Additional 50% Reduction | Afghanistan | AFG |  |  | FALSE
2020-11-28 | cumulative_infections |  |  |  | 6101117.91 |  |  | Additional 50% Reduction | Afghanistan | AFG |  |  | FALSE
2020-11-28 | hospital_demand |  |  |  | 1917.7 |  |  | Maintain Status Quo | Afghanistan | AFG |  |  | FALSE
2020-11-28 | ICU_demand |  |  |  | 354.5 |  |  | Maintain Status Quo | Afghanistan | AFG |  |  | FALSE
2020-11-28 | infections |  |  |  | 26349.04 |  |  | Maintain Status Quo | Afghanistan | AFG |  |  | FALSE
2020-11-28 | hospital_incidence |  |  |  | 210.39 |  |  | Maintain Status Quo | Afghanistan | AFG |  |  | FALSE
2020-11-28 | ICU_incidence |  |  |  | 75.05 |  |  | Maintain Status Quo | Afghanistan | AFG |  |  | FALSE
2020-11-28 | cumulative_infections |  |  |  | 6101117.91 |  |  | Maintain Status Quo | Afghanistan | AFG |  |  | FALSE
2020-11-28 | hospital_demand |  |  |  | 1917.7 |  |  | Relax Interventions 50% | Afghanistan | AFG |  |  | FALSE
2020-11-28 | ICU_demand |  |  |  | 354.5 |  |  | Relax Interventions 50% | Afghanistan | AFG |  |  | FALSE
2020-11-28 | infections |  |  |  | 26349.04 |  |  | Relax Interventions 50% | Afghanistan | AFG |  |  | FALSE
2020-11-28 | hospital_incidence |  |  |  | 210.39 |  |  | Relax Interventions 50% | Afghanistan | AFG |  |  | FALSE
2020-11-28 | ICU_incidence |  |  |  | 75.05 |  |  | Relax Interventions 50% | Afghanistan | AFG |  |  | FALSE
2020-11-28 | cumulative_infections |  |  |  | 6101117.91 |  |  | Relax Interventions 50% | Afghanistan | AFG |  |  | FALSE
2020-11-29 | hospital_demand |  |  |  | 1917.63 |  |  | Additional 50% Reduction | Afghanistan | AFG |  |  | FALSE
2020-11-29 | ICU_demand |  |  |  | 354.56 |  |  | Additional 50% Reduction | Afghanistan | AFG |  |  | FALSE
2020-11-29 | infections |  |  |  | 26153.13 |  |  | Additional 50% Reduction | Afghanistan | AFG |  |  | FALSE
2020-11-29 | hospital_incidence |  |  |  | 210.36 |  |  | Additional 50% Reduction | Afghanistan | AFG |  |  | FALSE
2020-11-29 | ICU_incidence |  |  |  | 75.03 |  |  | Additional 50% Reduction | Afghanistan | AFG |  |  | FALSE
2020-11-29 | cumulative_infections |  |  |  | 6127271.04 |  |  | Additional 50% Reduction | Afghanistan | AFG |  |  | FALSE
2020-11-29 | hospital_demand |  |  |  | 1917.63 |  |  | Maintain Status Quo | Afghanistan | AFG |  |  | FALSE
2020-11-29 | ICU_demand |  |  |  | 354.56 |  |  | Maintain Status Quo | Afghanistan | AFG |  |  | FALSE
2020-11-29 | infections |  |  |  | 26153.13 |  |  | Maintain Status Quo | Afghanistan | AFG |  |  | FALSE
2020-11-29 | hospital_incidence |  |  |  | 210.36 |  |  | Maintain Status Quo | Afghanistan | AFG |  |  | FALSE
2020-11-29 | ICU_incidence |  |  |  | 75.03 |  |  | Maintain Status Quo | Afghanistan | AFG |  |  | FALSE
2020-11-29 | cumulative_infections |  |  |  | 6127271.04 |  |  | Maintain Status Quo | Afghanistan | AFG |  |  | FALSE
2020-11-29 | hospital_demand |  |  |  | 1917.63 |  |  | Relax Interventions 50% | Afghanistan | AFG |  |  | FALSE
2020-11-29 | ICU_demand |  |  |  | 354.56 |  |  | Relax Interventions 50% | Afghanistan | AFG |  |  | FALSE
2020-11-29 | infections |  |  |  | 26153.13 |  |  | Relax Interventions 50% | Afghanistan | AFG |  |  | FALSE
2020-11-29 | hospital_incidence |  |  |  | 210.36 |  |  | Relax Interventions 50% | Afghanistan | AFG |  |  | FALSE
2020-11-29 | ICU_incidence |  |  |  | 75.03 |  |  | Relax Interventions 50% | Afghanistan | AFG |  |  | FALSE
2020-11-29 | cumulative_infections |  |  |  | 6127271.04 |  |  | Relax Interventions 50% | Afghanistan | AFG |  |  | FALSE
2020-11-30 | hospital_demand |  |  |  | 1917.51 |  |  | Additional 50% Reduction | Afghanistan | AFG |  |  | FALSE
2020-11-30 | ICU_demand |  |  |  | 354.53 |  |  | Additional 50% Reduction | Afghanistan | AFG |  |  | FALSE
2020-11-30 | infections |  |  |  | 25956.47 |  |  | Additional 50% Reduction | Afghanistan | AFG |  |  | FALSE
2020-11-30 | hospital_incidence |  |  |  | 210.02 |  |  | Additional 50% Reduction | Afghanistan | AFG |  |  | FALSE
2020-11-30 | ICU_incidence |  |  |  | 74.91 |  |  | Additional 50% Reduction | Afghanistan | AFG |  |  | FALSE
2020-11-30 | cumulative_infections |  |  |  | 6153227.52 |  |  | Additional 50% Reduction | Afghanistan | AFG |  |  | FALSE
2020-11-30 | hospital_demand |  |  |  | 1917.51 |  |  | Maintain Status Quo | Afghanistan | AFG |  |  | FALSE
2020-11-30 | ICU_demand |  |  |  | 354.53 |  |  | Maintain Status Quo | Afghanistan | AFG |  |  | FALSE
2020-11-30 | infections |  |  |  | 25956.47 |  |  | Maintain Status Quo | Afghanistan | AFG |  |  | FALSE
2020-11-30 | hospital_incidence |  |  |  | 210.02 |  |  | Maintain Status Quo | Afghanistan | AFG |  |  | FALSE
2020-11-30 | ICU_incidence |  |  |  | 74.91 |  |  | Maintain Status Quo | Afghanistan | AFG |  |  | FALSE
2020-11-30 | cumulative_infections |  |  |  | 6153227.52 |  |  | Maintain Status Quo | Afghanistan | AFG |  |  | FALSE
2020-11-30 | hospital_demand |  |  |  | 1917.51 |  |  | Relax Interventions 50% | Afghanistan | AFG |  |  | FALSE
2020-11-30 | ICU_demand |  |  |  | 354.53 |  |  | Relax Interventions 50% | Afghanistan | AFG |  |  | FALSE
2020-11-30 | infections |  |  |  | 25956.47 |  |  | Relax Interventions 50% | Afghanistan | AFG |  |  | FALSE
2020-11-30 | hospital_incidence |  |  |  | 210.02 |  |  | Relax Interventions 50% | Afghanistan | AFG |  |  | FALSE
2020-11-30 | ICU_incidence |  |  |  | 74.91 |  |  | Relax Interventions 50% | Afghanistan | AFG |  |  | FALSE
2020-11-30 | cumulative_infections |  |  |  | 6153227.52 |  |  | Relax Interventions 50% | Afghanistan | AFG |  |  | FALSE
2020-12-01 | hospital_demand |  |  |  | 1917 |  |  | Additional 50% Reduction | Afghanistan | AFG |  |  | FALSE
2020-12-01 | ICU_demand |  |  |  | 354.38 |  |  | Additional 50% Reduction | Afghanistan | AFG |  |  | FALSE
2020-12-01 | infections |  |  |  | 25766.83 |  |  | Additional 50% Reduction | Afghanistan | AFG |  |  | FALSE
2020-12-01 | hospital_incidence |  |  |  | 209.4 |  |  | Additional 50% Reduction | Afghanistan | AFG |  |  | FALSE
2020-12-01 | ICU_incidence |  |  |  | 74.68 |  |  | Additional 50% Reduction | Afghanistan | AFG |  |  | FALSE
2020-12-01 | cumulative_infections |  |  |  | 6178994.34 |  |  | Additional 50% Reduction | Afghanistan | AFG |  |  | FALSE
2020-12-01 | hospital_demand |  |  |  | 1917 |  |  | Maintain Status Quo | Afghanistan | AFG |  |  | FALSE
2020-12-01 | ICU_demand |  |  |  | 354.38 |  |  | Maintain Status Quo | Afghanistan | AFG |  |  | FALSE
2020-12-01 | infections |  |  |  | 25766.83 |  |  | Maintain Status Quo | Afghanistan | AFG |  |  | FALSE
2020-12-01 | hospital_incidence |  |  |  | 209.4 |  |  | Maintain Status Quo | Afghanistan | AFG |  |  | FALSE
2020-12-01 | ICU_incidence |  |  |  | 74.68 |  |  | Maintain Status Quo | Afghanistan | AFG |  |  | FALSE
2020-12-01 | cumulative_infections |  |  |  | 6178994.34 |  |  | Maintain Status Quo | Afghanistan | AFG |  |  | FALSE
2020-12-01 | hospital_demand |  |  |  | 1917 |  |  | Relax Interventions 50% | Afghanistan | AFG |  |  | FALSE
2020-12-01 | ICU_demand |  |  |  | 354.38 |  |  | Relax Interventions 50% | Afghanistan | AFG |  |  | FALSE
2020-12-01 | infections |  |  |  | 25766.83 |  |  | Relax Interventions 50% | Afghanistan | AFG |  |  | FALSE
2020-12-01 | hospital_incidence |  |  |  | 209.4 |  |  | Relax Interventions 50% | Afghanistan | AFG |  |  | FALSE
2020-12-01 | ICU_incidence |  |  |  | 74.68 |  |  | Relax Interventions 50% | Afghanistan | AFG |  |  | FALSE
2020-12-01 | cumulative_infections |  |  |  | 6178994.34 |  |  | Relax Interventions 50% | Afghanistan | AFG |  |  | FALSE
2020-12-02 | hospital_demand |  |  |  | 1915.82 |  |  | Additional 50% Reduction | Afghanistan | AFG |  |  | FALSE
2020-12-02 | ICU_demand |  |  |  | 354.13 |  |  | Additional 50% Reduction | Afghanistan | AFG |  |  | FALSE
2020-12-02 | infections |  |  |  | 25583.81 |  |  | Additional 50% Reduction | Afghanistan | AFG |  |  | FALSE
2020-12-02 | hospital_incidence |  |  |  | 208.54 |  |  | Additional 50% Reduction | Afghanistan | AFG |  |  | FALSE
2020-12-02 | ICU_incidence |  |  |  | 74.36 |  |  | Additional 50% Reduction | Afghanistan | AFG |  |  | FALSE
2020-12-02 | cumulative_infections |  |  |  | 6204578.15 |  |  | Additional 50% Reduction | Afghanistan | AFG |  |  | FALSE
2020-12-02 | hospital_demand |  |  |  | 1915.82 |  |  | Maintain Status Quo | Afghanistan | AFG |  |  | FALSE
2020-12-02 | ICU_demand |  |  |  | 354.13 |  |  | Maintain Status Quo | Afghanistan | AFG |  |  | FALSE
2020-12-02 | infections |  |  |  | 25583.81 |  |  | Maintain Status Quo | Afghanistan | AFG |  |  | FALSE
2020-12-02 | hospital_incidence |  |  |  | 208.54 |  |  | Maintain Status Quo | Afghanistan | AFG |  |  | FALSE
2020-12-02 | ICU_incidence |  |  |  | 74.36 |  |  | Maintain Status Quo | Afghanistan | AFG |  |  | FALSE
2020-12-02 | cumulative_infections |  |  |  | 6204578.15 |  |  | Maintain Status Quo | Afghanistan | AFG |  |  | FALSE
2020-12-02 | hospital_demand |  |  |  | 1915.82 |  |  | Relax Interventions 50% | Afghanistan | AFG |  |  | FALSE
2020-12-02 | ICU_demand |  |  |  | 354.13 |  |  | Relax Interventions 50% | Afghanistan | AFG |  |  | FALSE
2020-12-02 | infections |  |  |  | 25583.81 |  |  | Relax Interventions 50% | Afghanistan | AFG |  |  | FALSE
2020-12-02 | hospital_incidence |  |  |  | 208.54 |  |  | Relax Interventions 50% | Afghanistan | AFG |  |  | FALSE
2020-12-02 | ICU_incidence |  |  |  | 74.36 |  |  | Relax Interventions 50% | Afghanistan | AFG |  |  | FALSE
2020-12-02 | cumulative_infections |  |  |  | 6204578.15 |  |  | Relax Interventions 50% | Afghanistan | AFG |  |  | FALSE
2020-12-03 | hospital_demand |  |  |  | 1913.8 |  |  | Additional 50% Reduction | Afghanistan | AFG |  |  | FALSE
2020-12-03 | ICU_demand |  |  |  | 353.79 |  |  | Additional 50% Reduction | Afghanistan | AFG |  |  | FALSE
2020-12-03 | infections |  |  |  | 25405 |  |  | Additional 50% Reduction | Afghanistan | AFG |  |  | FALSE
2020-12-03 | hospital_incidence |  |  |  | 207.5 |  |  | Additional 50% Reduction | Afghanistan | AFG |  |  | FALSE
2020-12-03 | ICU_incidence |  |  |  | 73.98 |  |  | Additional 50% Reduction | Afghanistan | AFG |  |  | FALSE
2020-12-03 | cumulative_infections |  |  |  | 6229983.15 |  |  | Additional 50% Reduction | Afghanistan | AFG |  |  | FALSE
2020-12-03 | hospital_demand |  |  |  | 1913.8 |  |  | Maintain Status Quo | Afghanistan | AFG |  |  | FALSE
2020-12-03 | ICU_demand |  |  |  | 353.79 |  |  | Maintain Status Quo | Afghanistan | AFG |  |  | FALSE
2020-12-03 | infections |  |  |  | 25405 |  |  | Maintain Status Quo | Afghanistan | AFG |  |  | FALSE
2020-12-03 | hospital_incidence |  |  |  | 207.5 |  |  | Maintain Status Quo | Afghanistan | AFG |  |  | FALSE
2020-12-03 | ICU_incidence |  |  |  | 73.98 |  |  | Maintain Status Quo | Afghanistan | AFG |  |  | FALSE
2020-12-03 | cumulative_infections |  |  |  | 6229983.15 |  |  | Maintain Status Quo | Afghanistan | AFG |  |  | FALSE
2020-12-03 | hospital_demand |  |  |  | 1913.8 |  |  | Relax Interventions 50% | Afghanistan | AFG |  |  | FALSE
2020-12-03 | ICU_demand |  |  |  | 353.79 |  |  | Relax Interventions 50% | Afghanistan | AFG |  |  | FALSE
2020-12-03 | infections |  |  |  | 25405 |  |  | Relax Interventions 50% | Afghanistan | AFG |  |  | FALSE
2020-12-03 | hospital_incidence |  |  |  | 207.5 |  |  | Relax Interventions 50% | Afghanistan | AFG |  |  | FALSE
2020-12-03 | ICU_incidence |  |  |  | 73.98 |  |  | Relax Interventions 50% | Afghanistan | AFG |  |  | FALSE
2020-12-03 | cumulative_infections |  |  |  | 6229983.15 |  |  | Relax Interventions 50% | Afghanistan | AFG |  |  | FALSE
2020-12-04 | hospital_demand |  |  |  | 1910.81 |  |  | Additional 50% Reduction | Afghanistan | AFG |  |  | FALSE
2020-12-04 | ICU_demand |  |  |  | 353.37 |  |  | Additional 50% Reduction | Afghanistan | AFG |  |  | FALSE
2020-12-04 | infections |  |  |  | 25228.21 |  |  | Additional 50% Reduction | Afghanistan | AFG |  |  | FALSE
2020-12-04 | hospital_incidence |  |  |  | 206.34 |  |  | Additional 50% Reduction | Afghanistan | AFG |  |  | FALSE
2020-12-04 | ICU_incidence |  |  |  | 73.56 |  |  | Additional 50% Reduction | Afghanistan | AFG |  |  | FALSE
2020-12-04 | cumulative_infections |  |  |  | 6255211.36 |  |  | Additional 50% Reduction | Afghanistan | AFG |  |  | FALSE
2020-12-04 | hospital_demand |  |  |  | 1910.81 |  |  | Maintain Status Quo | Afghanistan | AFG |  |  | FALSE
2020-12-04 | ICU_demand |  |  |  | 353.37 |  |  | Maintain Status Quo | Afghanistan | AFG |  |  | FALSE
2020-12-04 | infections |  |  |  | 25228.21 |  |  | Maintain Status Quo | Afghanistan | AFG |  |  | FALSE
2020-12-04 | hospital_incidence |  |  |  | 206.34 |  |  | Maintain Status Quo | Afghanistan | AFG |  |  | FALSE
2020-12-04 | ICU_incidence |  |  |  | 73.56 |  |  | Maintain Status Quo | Afghanistan | AFG |  |  | FALSE
2020-12-04 | cumulative_infections |  |  |  | 6255211.36 |  |  | Maintain Status Quo | Afghanistan | AFG |  |  | FALSE
2020-12-04 | hospital_demand |  |  |  | 1910.81 |  |  | Relax Interventions 50% | Afghanistan | AFG |  |  | FALSE
2020-12-04 | ICU_demand |  |  |  | 353.37 |  |  | Relax Interventions 50% | Afghanistan | AFG |  |  | FALSE
2020-12-04 | infections |  |  |  | 25228.21 |  |  | Relax Interventions 50% | Afghanistan | AFG |  |  | FALSE
2020-12-04 | hospital_incidence |  |  |  | 206.34 |  |  | Relax Interventions 50% | Afghanistan | AFG |  |  | FALSE
2020-12-04 | ICU_incidence |  |  |  | 73.56 |  |  | Relax Interventions 50% | Afghanistan | AFG |  |  | FALSE
2020-12-04 | cumulative_infections |  |  |  | 6255211.36 |  |  | Relax Interventions 50% | Afghanistan | AFG |  |  | FALSE
2020-12-05 | hospital_demand |  |  |  | 1906.83 |  |  | Additional 50% Reduction | Afghanistan | AFG |  |  | FALSE
2020-12-05 | ICU_demand |  |  |  | 352.89 |  |  | Additional 50% Reduction | Afghanistan | AFG |  |  | FALSE
2020-12-05 | infections |  |  |  | 25052.02 |  |  | Additional 50% Reduction | Afghanistan | AFG |  |  | FALSE
2020-12-05 | hospital_incidence |  |  |  | 205.09 |  |  | Additional 50% Reduction | Afghanistan | AFG |  |  | FALSE
2020-12-05 | ICU_incidence |  |  |  | 73.1 |  |  | Additional 50% Reduction | Afghanistan | AFG |  |  | FALSE
2020-12-05 | cumulative_infections |  |  |  | 6280263.39 |  |  | Additional 50% Reduction | Afghanistan | AFG |  |  | FALSE
2020-12-05 | hospital_demand |  |  |  | 1906.83 |  |  | Maintain Status Quo | Afghanistan | AFG |  |  | FALSE
2020-12-05 | ICU_demand |  |  |  | 352.89 |  |  | Maintain Status Quo | Afghanistan | AFG |  |  | FALSE
2020-12-05 | infections |  |  |  | 25052.02 |  |  | Maintain Status Quo | Afghanistan | AFG |  |  | FALSE
2020-12-05 | hospital_incidence |  |  |  | 205.09 |  |  | Maintain Status Quo | Afghanistan | AFG |  |  | FALSE
2020-12-05 | ICU_incidence |  |  |  | 73.1 |  |  | Maintain Status Quo | Afghanistan | AFG |  |  | FALSE
2020-12-05 | cumulative_infections |  |  |  | 6280263.39 |  |  | Maintain Status Quo | Afghanistan | AFG |  |  | FALSE
2020-12-05 | hospital_demand |  |  |  | 1906.83 |  |  | Relax Interventions 50% | Afghanistan | AFG |  |  | FALSE
2020-12-05 | ICU_demand |  |  |  | 352.89 |  |  | Relax Interventions 50% | Afghanistan | AFG |  |  | FALSE
2020-12-05 | infections |  |  |  | 25052.02 |  |  | Relax Interventions 50% | Afghanistan | AFG |  |  | FALSE
2020-12-05 | hospital_incidence |  |  |  | 205.09 |  |  | Relax Interventions 50% | Afghanistan | AFG |  |  | FALSE
2020-12-05 | ICU_incidence |  |  |  | 73.1 |  |  | Relax Interventions 50% | Afghanistan | AFG |  |  | FALSE
2020-12-05 | cumulative_infections |  |  |  | 6280263.39 |  |  | Relax Interventions 50% | Afghanistan | AFG |  |  | FALSE
2020-12-06 | hospital_demand |  |  |  | 1901.87 |  |  | Additional 50% Reduction | Afghanistan | AFG |  |  | FALSE
2020-12-06 | ICU_demand |  |  |  | 352.37 |  |  | Additional 50% Reduction | Afghanistan | AFG |  |  | FALSE
2020-12-06 | infections |  |  |  | 24875.66 |  |  | Additional 50% Reduction | Afghanistan | AFG |  |  | FALSE
2020-12-06 | hospital_incidence |  |  |  | 203.78 |  |  | Additional 50% Reduction | Afghanistan | AFG |  |  | FALSE
2020-12-06 | ICU_incidence |  |  |  | 72.62 |  |  | Additional 50% Reduction | Afghanistan | AFG |  |  | FALSE
2020-12-06 | cumulative_infections |  |  |  | 6305139.05 |  |  | Additional 50% Reduction | Afghanistan | AFG |  |  | FALSE
2020-12-06 | hospital_demand |  |  |  | 1901.87 |  |  | Maintain Status Quo | Afghanistan | AFG |  |  | FALSE
2020-12-06 | ICU_demand |  |  |  | 352.37 |  |  | Maintain Status Quo | Afghanistan | AFG |  |  | FALSE
2020-12-06 | infections |  |  |  | 24875.66 |  |  | Maintain Status Quo | Afghanistan | AFG |  |  | FALSE
2020-12-06 | hospital_incidence |  |  |  | 203.78 |  |  | Maintain Status Quo | Afghanistan | AFG |  |  | FALSE
2020-12-06 | ICU_incidence |  |  |  | 72.62 |  |  | Maintain Status Quo | Afghanistan | AFG |  |  | FALSE
2020-12-06 | cumulative_infections |  |  |  | 6305139.05 |  |  | Maintain Status Quo | Afghanistan | AFG |  |  | FALSE
2020-12-06 | hospital_demand |  |  |  | 1901.87 |  |  | Relax Interventions 50% | Afghanistan | AFG |  |  | FALSE
2020-12-06 | ICU_demand |  |  |  | 352.37 |  |  | Relax Interventions 50% | Afghanistan | AFG |  |  | FALSE
2020-12-06 | infections |  |  |  | 24875.66 |  |  | Relax Interventions 50% | Afghanistan | AFG |  |  | FALSE
2020-12-06 | hospital_incidence |  |  |  | 203.78 |  |  | Relax Interventions 50% | Afghanistan | AFG |  |  | FALSE
2020-12-06 | ICU_incidence |  |  |  | 72.62 |  |  | Relax Interventions 50% | Afghanistan | AFG |  |  | FALSE
2020-12-06 | cumulative_infections |  |  |  | 6305139.05 |  |  | Relax Interventions 50% | Afghanistan | AFG |  |  | FALSE
2020-12-07 | hospital_demand |  |  |  | 1895.96 |  |  | Additional 50% Reduction | Afghanistan | AFG |  |  | FALSE
2020-12-07 | ICU_demand |  |  |  | 351.81 |  |  | Additional 50% Reduction | Afghanistan | AFG |  |  | FALSE
2020-12-07 | infections |  |  |  | 24698.8 |  |  | Additional 50% Reduction | Afghanistan | AFG |  |  | FALSE
2020-12-07 | hospital_incidence |  |  |  | 202.43 |  |  | Additional 50% Reduction | Afghanistan | AFG |  |  | FALSE
2020-12-07 | ICU_incidence |  |  |  | 72.13 |  |  | Additional 50% Reduction | Afghanistan | AFG |  |  | FALSE
2020-12-07 | cumulative_infections |  |  |  | 6329837.85 |  |  | Additional 50% Reduction | Afghanistan | AFG |  |  | FALSE
2020-12-07 | hospital_demand |  |  |  | 1895.96 |  |  | Maintain Status Quo | Afghanistan | AFG |  |  | FALSE
2020-12-07 | ICU_demand |  |  |  | 351.81 |  |  | Maintain Status Quo | Afghanistan | AFG |  |  | FALSE
2020-12-07 | infections |  |  |  | 24698.8 |  |  | Maintain Status Quo | Afghanistan | AFG |  |  | FALSE
2020-12-07 | hospital_incidence |  |  |  | 202.43 |  |  | Maintain Status Quo | Afghanistan | AFG |  |  | FALSE
2020-12-07 | ICU_incidence |  |  |  | 72.13 |  |  | Maintain Status Quo | Afghanistan | AFG |  |  | FALSE
2020-12-07 | cumulative_infections |  |  |  | 6329837.85 |  |  | Maintain Status Quo | Afghanistan | AFG |  |  | FALSE
2020-12-07 | hospital_demand |  |  |  | 1895.96 |  |  | Relax Interventions 50% | Afghanistan | AFG |  |  | FALSE
2020-12-07 | ICU_demand |  |  |  | 351.81 |  |  | Relax Interventions 50% | Afghanistan | AFG |  |  | FALSE
2020-12-07 | infections |  |  |  | 24698.8 |  |  | Relax Interventions 50% | Afghanistan | AFG |  |  | FALSE
2020-12-07 | hospital_incidence |  |  |  | 202.43 |  |  | Relax Interventions 50% | Afghanistan | AFG |  |  | FALSE
2020-12-07 | ICU_incidence |  |  |  | 72.13 |  |  | Relax Interventions 50% | Afghanistan | AFG |  |  | FALSE
2020-12-07 | cumulative_infections |  |  |  | 6329837.85 |  |  | Relax Interventions 50% | Afghanistan | AFG |  |  | FALSE
2020-12-08 | hospital_demand |  |  |  | 1889.17 |  |  | Additional 50% Reduction | Afghanistan | AFG |  |  | FALSE
2020-12-08 | ICU_demand |  |  |  | 351.23 |  |  | Additional 50% Reduction | Afghanistan | AFG |  |  | FALSE
2020-12-08 | infections |  |  |  | 24521.32 |  |  | Additional 50% Reduction | Afghanistan | AFG |  |  | FALSE
2020-12-08 | hospital_incidence |  |  |  | 201.05 |  |  | Additional 50% Reduction | Afghanistan | AFG |  |  | FALSE
2020-12-08 | ICU_incidence |  |  |  | 71.63 |  |  | Additional 50% Reduction | Afghanistan | AFG |  |  | FALSE
2020-12-08 | cumulative_infections |  |  |  | 6354359.16 |  |  | Additional 50% Reduction | Afghanistan | AFG |  |  | FALSE
2020-12-08 | hospital_demand |  |  |  | 1889.17 |  |  | Maintain Status Quo | Afghanistan | AFG |  |  | FALSE
2020-12-08 | ICU_demand |  |  |  | 351.23 |  |  | Maintain Status Quo | Afghanistan | AFG |  |  | FALSE
2020-12-08 | infections |  |  |  | 24521.32 |  |  | Maintain Status Quo | Afghanistan | AFG |  |  | FALSE
2020-12-08 | hospital_incidence |  |  |  | 201.05 |  |  | Maintain Status Quo | Afghanistan | AFG |  |  | FALSE
2020-12-08 | ICU_incidence |  |  |  | 71.63 |  |  | Maintain Status Quo | Afghanistan | AFG |  |  | FALSE
2020-12-08 | cumulative_infections |  |  |  | 6354359.16 |  |  | Maintain Status Quo | Afghanistan | AFG |  |  | FALSE
2020-12-08 | hospital_demand |  |  |  | 1889.17 |  |  | Relax Interventions 50% | Afghanistan | AFG |  |  | FALSE
2020-12-08 | ICU_demand |  |  |  | 351.23 |  |  | Relax Interventions 50% | Afghanistan | AFG |  |  | FALSE
2020-12-08 | infections |  |  |  | 24521.32 |  |  | Relax Interventions 50% | Afghanistan | AFG |  |  | FALSE
2020-12-08 | hospital_incidence |  |  |  | 201.05 |  |  | Relax Interventions 50% | Afghanistan | AFG |  |  | FALSE
2020-12-08 | ICU_incidence |  |  |  | 71.63 |  |  | Relax Interventions 50% | Afghanistan | AFG |  |  | FALSE
2020-12-08 | cumulative_infections |  |  |  | 6354359.16 |  |  | Relax Interventions 50% | Afghanistan | AFG |  |  | FALSE
2020-12-09 | hospital_demand |  |  |  | 1881.58 |  |  | Additional 50% Reduction | Afghanistan | AFG |  |  | FALSE
2020-12-09 | ICU_demand |  |  |  | 350.62 |  |  | Additional 50% Reduction | Afghanistan | AFG |  |  | FALSE
2020-12-09 | infections |  |  |  | 24343.24 |  |  | Additional 50% Reduction | Afghanistan | AFG |  |  | FALSE
2020-12-09 | hospital_incidence |  |  |  | 199.65 |  |  | Additional 50% Reduction | Afghanistan | AFG |  |  | FALSE
2020-12-09 | ICU_incidence |  |  |  | 71.12 |  |  | Additional 50% Reduction | Afghanistan | AFG |  |  | FALSE
2020-12-09 | cumulative_infections |  |  |  | 6378702.41 |  |  | Additional 50% Reduction | Afghanistan | AFG |  |  | FALSE
2020-12-09 | hospital_demand |  |  |  | 1881.58 |  |  | Maintain Status Quo | Afghanistan | AFG |  |  | FALSE
2020-12-09 | ICU_demand |  |  |  | 350.62 |  |  | Maintain Status Quo | Afghanistan | AFG |  |  | FALSE
2020-12-09 | infections |  |  |  | 24343.24 |  |  | Maintain Status Quo | Afghanistan | AFG |  |  | FALSE
2020-12-09 | hospital_incidence |  |  |  | 199.65 |  |  | Maintain Status Quo | Afghanistan | AFG |  |  | FALSE
2020-12-09 | ICU_incidence |  |  |  | 71.12 |  |  | Maintain Status Quo | Afghanistan | AFG |  |  | FALSE
2020-12-09 | cumulative_infections |  |  |  | 6378702.41 |  |  | Maintain Status Quo | Afghanistan | AFG |  |  | FALSE
2020-12-09 | hospital_demand |  |  |  | 1881.58 |  |  | Relax Interventions 50% | Afghanistan | AFG |  |  | FALSE
2020-12-09 | ICU_demand |  |  |  | 350.62 |  |  | Relax Interventions 50% | Afghanistan | AFG |  |  | FALSE
2020-12-09 | infections |  |  |  | 24343.24 |  |  | Relax Interventions 50% | Afghanistan | AFG |  |  | FALSE
2020-12-09 | hospital_incidence |  |  |  | 199.65 |  |  | Relax Interventions 50% | Afghanistan | AFG |  |  | FALSE
2020-12-09 | ICU_incidence |  |  |  | 71.12 |  |  | Relax Interventions 50% | Afghanistan | AFG |  |  | FALSE
2020-12-09 | cumulative_infections |  |  |  | 6378702.41 |  |  | Relax Interventions 50% | Afghanistan | AFG |  |  | FALSE
2020-12-10 | hospital_demand |  |  |  | 1873.27 |  |  | Additional 50% Reduction | Afghanistan | AFG |  |  | FALSE
2020-12-10 | ICU_demand |  |  |  | 350 |  |  | Additional 50% Reduction | Afghanistan | AFG |  |  | FALSE
2020-12-10 | infections |  |  |  | 24164.56 |  |  | Additional 50% Reduction | Afghanistan | AFG |  |  | FALSE
2020-12-10 | hospital_incidence |  |  |  | 198.24 |  |  | Additional 50% Reduction | Afghanistan | AFG |  |  | FALSE
2020-12-10 | ICU_incidence |  |  |  | 70.6 |  |  | Additional 50% Reduction | Afghanistan | AFG |  |  | FALSE
2020-12-10 | cumulative_infections |  |  |  | 6402866.96 |  |  | Additional 50% Reduction | Afghanistan | AFG |  |  | FALSE
2020-12-10 | hospital_demand |  |  |  | 1873.27 |  |  | Maintain Status Quo | Afghanistan | AFG |  |  | FALSE
2020-12-10 | ICU_demand |  |  |  | 350 |  |  | Maintain Status Quo | Afghanistan | AFG |  |  | FALSE
2020-12-10 | infections |  |  |  | 24164.56 |  |  | Maintain Status Quo | Afghanistan | AFG |  |  | FALSE
2020-12-10 | hospital_incidence |  |  |  | 198.24 |  |  | Maintain Status Quo | Afghanistan | AFG |  |  | FALSE
2020-12-10 | ICU_incidence |  |  |  | 70.6 |  |  | Maintain Status Quo | Afghanistan | AFG |  |  | FALSE
2020-12-10 | cumulative_infections |  |  |  | 6402866.96 |  |  | Maintain Status Quo | Afghanistan | AFG |  |  | FALSE
2020-12-10 | hospital_demand |  |  |  | 1873.27 |  |  | Relax Interventions 50% | Afghanistan | AFG |  |  | FALSE
2020-12-10 | ICU_demand |  |  |  | 350 |  |  | Relax Interventions 50% | Afghanistan | AFG |  |  | FALSE
2020-12-10 | infections |  |  |  | 24164.56 |  |  | Relax Interventions 50% | Afghanistan | AFG |  |  | FALSE
2020-12-10 | hospital_incidence |  |  |  | 198.24 |  |  | Relax Interventions 50% | Afghanistan | AFG |  |  | FALSE
2020-12-10 | ICU_incidence |  |  |  | 70.6 |  |  | Relax Interventions 50% | Afghanistan | AFG |  |  | FALSE
2020-12-10 | cumulative_infections |  |  |  | 6402866.96 |  |  | Relax Interventions 50% | Afghanistan | AFG |  |  | FALSE
2020-12-11 | hospital_demand |  |  |  | 1864.29 |  |  | Additional 50% Reduction | Afghanistan | AFG |  |  | FALSE
2020-12-11 | ICU_demand |  |  |  | 349.37 |  |  | Additional 50% Reduction | Afghanistan | AFG |  |  | FALSE
2020-12-11 | infections |  |  |  | 23879.5 |  |  | Additional 50% Reduction | Afghanistan | AFG |  |  | FALSE
2020-12-11 | hospital_incidence |  |  |  | 196.8 |  |  | Additional 50% Reduction | Afghanistan | AFG |  |  | FALSE
2020-12-11 | ICU_incidence |  |  |  | 70.08 |  |  | Additional 50% Reduction | Afghanistan | AFG |  |  | FALSE
2020-12-11 | cumulative_infections |  |  |  | 6426746.46 |  |  | Additional 50% Reduction | Afghanistan | AFG |  |  | FALSE
2020-12-11 | hospital_demand |  |  |  | 1864.29 |  |  | Maintain Status Quo | Afghanistan | AFG |  |  | FALSE
2020-12-11 | ICU_demand |  |  |  | 349.37 |  |  | Maintain Status Quo | Afghanistan | AFG |  |  | FALSE
2020-12-11 | infections |  |  |  | 23879.5 |  |  | Maintain Status Quo | Afghanistan | AFG |  |  | FALSE
2020-12-11 | hospital_incidence |  |  |  | 196.8 |  |  | Maintain Status Quo | Afghanistan | AFG |  |  | FALSE
2020-12-11 | ICU_incidence |  |  |  | 70.08 |  |  | Maintain Status Quo | Afghanistan | AFG |  |  | FALSE
2020-12-11 | cumulative_infections |  |  |  | 6426746.46 |  |  | Maintain Status Quo | Afghanistan | AFG |  |  | FALSE
2020-12-11 | hospital_demand |  |  |  | 1864.29 |  |  | Relax Interventions 50% | Afghanistan | AFG |  |  | FALSE
2020-12-11 | ICU_demand |  |  |  | 349.37 |  |  | Relax Interventions 50% | Afghanistan | AFG |  |  | FALSE
2020-12-11 | infections |  |  |  | 23879.5 |  |  | Relax Interventions 50% | Afghanistan | AFG |  |  | FALSE
2020-12-11 | hospital_incidence |  |  |  | 196.8 |  |  | Relax Interventions 50% | Afghanistan | AFG |  |  | FALSE
2020-12-11 | ICU_incidence |  |  |  | 70.08 |  |  | Relax Interventions 50% | Afghanistan | AFG |  |  | FALSE
2020-12-11 | cumulative_infections |  |  |  | 6426746.46 |  |  | Relax Interventions 50% | Afghanistan | AFG |  |  | FALSE
2020-12-12 | hospital_demand |  |  |  | 1854.68 |  |  | Additional 50% Reduction | Afghanistan | AFG |  |  | FALSE
2020-12-12 | ICU_demand |  |  |  | 348.7 |  |  | Additional 50% Reduction | Afghanistan | AFG |  |  | FALSE
2020-12-12 | infections |  |  |  | 23485.18 |  |  | Additional 50% Reduction | Afghanistan | AFG |  |  | FALSE
2020-12-12 | hospital_incidence |  |  |  | 195.24 |  |  | Additional 50% Reduction | Afghanistan | AFG |  |  | FALSE
2020-12-12 | ICU_incidence |  |  |  | 69.52 |  |  | Additional 50% Reduction | Afghanistan | AFG |  |  | FALSE
2020-12-12 | cumulative_infections |  |  |  | 6450231.64 |  |  | Additional 50% Reduction | Afghanistan | AFG |  |  | FALSE
2020-12-12 | hospital_demand |  |  |  | 1854.68 |  |  | Maintain Status Quo | Afghanistan | AFG |  |  | FALSE
2020-12-12 | ICU_demand |  |  |  | 348.7 |  |  | Maintain Status Quo | Afghanistan | AFG |  |  | FALSE
2020-12-12 | infections |  |  |  | 23485.18 |  |  | Maintain Status Quo | Afghanistan | AFG |  |  | FALSE
2020-12-12 | hospital_incidence |  |  |  | 195.24 |  |  | Maintain Status Quo | Afghanistan | AFG |  |  | FALSE
2020-12-12 | ICU_incidence |  |  |  | 69.52 |  |  | Maintain Status Quo | Afghanistan | AFG |  |  | FALSE
2020-12-12 | cumulative_infections |  |  |  | 6450231.64 |  |  | Maintain Status Quo | Afghanistan | AFG |  |  | FALSE
2020-12-12 | hospital_demand |  |  |  | 1854.68 |  |  | Relax Interventions 50% | Afghanistan | AFG |  |  | FALSE
2020-12-12 | ICU_demand |  |  |  | 348.7 |  |  | Relax Interventions 50% | Afghanistan | AFG |  |  | FALSE
2020-12-12 | infections |  |  |  | 23485.18 |  |  | Relax Interventions 50% | Afghanistan | AFG |  |  | FALSE
2020-12-12 | hospital_incidence |  |  |  | 195.24 |  |  | Relax Interventions 50% | Afghanistan | AFG |  |  | FALSE
2020-12-12 | ICU_incidence |  |  |  | 69.52 |  |  | Relax Interventions 50% | Afghanistan | AFG |  |  | FALSE
2020-12-12 | cumulative_infections |  |  |  | 6450231.64 |  |  | Relax Interventions 50% | Afghanistan | AFG |  |  | FALSE
2020-12-13 | hospital_demand |  |  |  | 1844.32 |  |  | Additional 50% Reduction | Afghanistan | AFG |  |  | FALSE
2020-12-13 | ICU_demand |  |  |  | 347.97 |  |  | Additional 50% Reduction | Afghanistan | AFG |  |  | FALSE
2020-12-13 | infections |  |  |  | 23064.43 |  |  | Additional 50% Reduction | Afghanistan | AFG |  |  | FALSE
2020-12-13 | hospital_incidence |  |  |  | 193.42 |  |  | Additional 50% Reduction | Afghanistan | AFG |  |  | FALSE
2020-12-13 | ICU_incidence |  |  |  | 68.85 |  |  | Additional 50% Reduction | Afghanistan | AFG |  |  | FALSE
2020-12-13 | cumulative_infections |  |  |  | 6473296.08 |  |  | Additional 50% Reduction | Afghanistan | AFG |  |  | FALSE
2020-12-13 | hospital_demand |  |  |  | 1844.32 |  |  | Maintain Status Quo | Afghanistan | AFG |  |  | FALSE
2020-12-13 | ICU_demand |  |  |  | 347.97 |  |  | Maintain Status Quo | Afghanistan | AFG |  |  | FALSE
2020-12-13 | infections |  |  |  | 23064.43 |  |  | Maintain Status Quo | Afghanistan | AFG |  |  | FALSE
2020-12-13 | hospital_incidence |  |  |  | 193.42 |  |  | Maintain Status Quo | Afghanistan | AFG |  |  | FALSE
2020-12-13 | ICU_incidence |  |  |  | 68.85 |  |  | Maintain Status Quo | Afghanistan | AFG |  |  | FALSE
2020-12-13 | cumulative_infections |  |  |  | 6473296.08 |  |  | Maintain Status Quo | Afghanistan | AFG |  |  | FALSE
2020-12-13 | hospital_demand |  |  |  | 1844.32 |  |  | Relax Interventions 50% | Afghanistan | AFG |  |  | FALSE
2020-12-13 | ICU_demand |  |  |  | 347.97 |  |  | Relax Interventions 50% | Afghanistan | AFG |  |  | FALSE
2020-12-13 | infections |  |  |  | 23064.43 |  |  | Relax Interventions 50% | Afghanistan | AFG |  |  | FALSE
2020-12-13 | hospital_incidence |  |  |  | 193.42 |  |  | Relax Interventions 50% | Afghanistan | AFG |  |  | FALSE
2020-12-13 | ICU_incidence |  |  |  | 68.85 |  |  | Relax Interventions 50% | Afghanistan | AFG |  |  | FALSE
2020-12-13 | cumulative_infections |  |  |  | 6473296.08 |  |  | Relax Interventions 50% | Afghanistan | AFG |  |  | FALSE
2020-12-14 | hospital_demand |  |  |  | 1833 |  |  | Additional 50% Reduction | Afghanistan | AFG |  |  | FALSE
2020-12-14 | ICU_demand |  |  |  | 347.13 |  |  | Additional 50% Reduction | Afghanistan | AFG |  |  | FALSE
2020-12-14 | infections |  |  |  | 22648.98 |  |  | Additional 50% Reduction | Afghanistan | AFG |  |  | FALSE
2020-12-14 | hospital_incidence |  |  |  | 191.3 |  |  | Additional 50% Reduction | Afghanistan | AFG |  |  | FALSE
2020-12-14 | ICU_incidence |  |  |  | 68.08 |  |  | Additional 50% Reduction | Afghanistan | AFG |  |  | FALSE
2020-12-14 | cumulative_infections |  |  |  | 6495945.06 |  |  | Additional 50% Reduction | Afghanistan | AFG |  |  | FALSE
2020-12-14 | hospital_demand |  |  |  | 1833 |  |  | Maintain Status Quo | Afghanistan | AFG |  |  | FALSE
2020-12-14 | ICU_demand |  |  |  | 347.13 |  |  | Maintain Status Quo | Afghanistan | AFG |  |  | FALSE
2020-12-14 | infections |  |  |  | 22648.98 |  |  | Maintain Status Quo | Afghanistan | AFG |  |  | FALSE
2020-12-14 | hospital_incidence |  |  |  | 191.3 |  |  | Maintain Status Quo | Afghanistan | AFG |  |  | FALSE
2020-12-14 | ICU_incidence |  |  |  | 68.08 |  |  | Maintain Status Quo | Afghanistan | AFG |  |  | FALSE
2020-12-14 | cumulative_infections |  |  |  | 6495945.06 |  |  | Maintain Status Quo | Afghanistan | AFG |  |  | FALSE
2020-12-14 | hospital_demand |  |  |  | 1833 |  |  | Relax Interventions 50% | Afghanistan | AFG |  |  | FALSE
2020-12-14 | ICU_demand |  |  |  | 347.13 |  |  | Relax Interventions 50% | Afghanistan | AFG |  |  | FALSE
2020-12-14 | infections |  |  |  | 22648.98 |  |  | Relax Interventions 50% | Afghanistan | AFG |  |  | FALSE
2020-12-14 | hospital_incidence |  |  |  | 191.3 |  |  | Relax Interventions 50% | Afghanistan | AFG |  |  | FALSE
2020-12-14 | ICU_incidence |  |  |  | 68.08 |  |  | Relax Interventions 50% | Afghanistan | AFG |  |  | FALSE
2020-12-14 | cumulative_infections |  |  |  | 6495945.06 |  |  | Relax Interventions 50% | Afghanistan | AFG |  |  | FALSE
2020-12-15 | hospital_demand |  |  |  | 1820.53 |  |  | Additional 50% Reduction | Afghanistan | AFG |  |  | FALSE
2020-12-15 | ICU_demand |  |  |  | 346.17 |  |  | Additional 50% Reduction | Afghanistan | AFG |  |  | FALSE
2020-12-15 | infections |  |  |  | 22247.29 |  |  | Additional 50% Reduction | Afghanistan | AFG |  |  | FALSE
2020-12-15 | hospital_incidence |  |  |  | 188.91 |  |  | Additional 50% Reduction | Afghanistan | AFG |  |  | FALSE
2020-12-15 | ICU_incidence |  |  |  | 67.21 |  |  | Additional 50% Reduction | Afghanistan | AFG |  |  | FALSE
2020-12-15 | cumulative_infections |  |  |  | 6518192.35 |  |  | Additional 50% Reduction | Afghanistan | AFG |  |  | FALSE
2020-12-15 | hospital_demand |  |  |  | 1820.53 |  |  | Maintain Status Quo | Afghanistan | AFG |  |  | FALSE
2020-12-15 | ICU_demand |  |  |  | 346.17 |  |  | Maintain Status Quo | Afghanistan | AFG |  |  | FALSE
2020-12-15 | infections |  |  |  | 22247.29 |  |  | Maintain Status Quo | Afghanistan | AFG |  |  | FALSE
2020-12-15 | hospital_incidence |  |  |  | 188.91 |  |  | Maintain Status Quo | Afghanistan | AFG |  |  | FALSE
2020-12-15 | ICU_incidence |  |  |  | 67.21 |  |  | Maintain Status Quo | Afghanistan | AFG |  |  | FALSE
2020-12-15 | cumulative_infections |  |  |  | 6518192.35 |  |  | Maintain Status Quo | Afghanistan | AFG |  |  | FALSE
2020-12-15 | hospital_demand |  |  |  | 1820.53 |  |  | Relax Interventions 50% | Afghanistan | AFG |  |  | FALSE
2020-12-15 | ICU_demand |  |  |  | 346.17 |  |  | Relax Interventions 50% | Afghanistan | AFG |  |  | FALSE
2020-12-15 | infections |  |  |  | 22247.29 |  |  | Relax Interventions 50% | Afghanistan | AFG |  |  | FALSE
2020-12-15 | hospital_incidence |  |  |  | 188.91 |  |  | Relax Interventions 50% | Afghanistan | AFG |  |  | FALSE
2020-12-15 | ICU_incidence |  |  |  | 67.21 |  |  | Relax Interventions 50% | Afghanistan | AFG |  |  | FALSE
2020-12-15 | cumulative_infections |  |  |  | 6518192.35 |  |  | Relax Interventions 50% | Afghanistan | AFG |  |  | FALSE
2020-12-16 | hospital_demand |  |  |  | 1806.76 |  |  | Additional 50% Reduction | Afghanistan | AFG |  |  | FALSE
2020-12-16 | ICU_demand |  |  |  | 345.11 |  |  | Additional 50% Reduction | Afghanistan | AFG |  |  | FALSE
2020-12-16 | infections |  |  |  | 21859.05 |  |  | Additional 50% Reduction | Afghanistan | AFG |  |  | FALSE
2020-12-16 | hospital_incidence |  |  |  | 186.31 |  |  | Additional 50% Reduction | Afghanistan | AFG |  |  | FALSE
2020-12-16 | ICU_incidence |  |  |  | 66.26 |  |  | Additional 50% Reduction | Afghanistan | AFG |  |  | FALSE
2020-12-16 | cumulative_infections |  |  |  | 6540051.4 |  |  | Additional 50% Reduction | Afghanistan | AFG |  |  | FALSE
2020-12-16 | hospital_demand |  |  |  | 1806.76 |  |  | Maintain Status Quo | Afghanistan | AFG |  |  | FALSE
2020-12-16 | ICU_demand |  |  |  | 345.11 |  |  | Maintain Status Quo | Afghanistan | AFG |  |  | FALSE
2020-12-16 | infections |  |  |  | 21859.05 |  |  | Maintain Status Quo | Afghanistan | AFG |  |  | FALSE
2020-12-16 | hospital_incidence |  |  |  | 186.31 |  |  | Maintain Status Quo | Afghanistan | AFG |  |  | FALSE
2020-12-16 | ICU_incidence |  |  |  | 66.26 |  |  | Maintain Status Quo | Afghanistan | AFG |  |  | FALSE
2020-12-16 | cumulative_infections |  |  |  | 6540051.4 |  |  | Maintain Status Quo | Afghanistan | AFG |  |  | FALSE
2020-12-16 | hospital_demand |  |  |  | 1806.76 |  |  | Relax Interventions 50% | Afghanistan | AFG |  |  | FALSE
2020-12-16 | ICU_demand |  |  |  | 345.11 |  |  | Relax Interventions 50% | Afghanistan | AFG |  |  | FALSE
2020-12-16 | infections |  |  |  | 21859.05 |  |  | Relax Interventions 50% | Afghanistan | AFG |  |  | FALSE
2020-12-16 | hospital_incidence |  |  |  | 186.31 |  |  | Relax Interventions 50% | Afghanistan | AFG |  |  | FALSE
2020-12-16 | ICU_incidence |  |  |  | 66.26 |  |  | Relax Interventions 50% | Afghanistan | AFG |  |  | FALSE
2020-12-16 | cumulative_infections |  |  |  | 6540051.4 |  |  | Relax Interventions 50% | Afghanistan | AFG |  |  | FALSE
2020-12-17 | hospital_demand |  |  |  | 1791.62 |  |  | Additional 50% Reduction | Afghanistan | AFG |  |  | FALSE
2020-12-17 | ICU_demand |  |  |  | 343.95 |  |  | Additional 50% Reduction | Afghanistan | AFG |  |  | FALSE
2020-12-17 | infections |  |  |  | 21481.73 |  |  | Additional 50% Reduction | Afghanistan | AFG |  |  | FALSE
2020-12-17 | hospital_incidence |  |  |  | 183.55 |  |  | Additional 50% Reduction | Afghanistan | AFG |  |  | FALSE
2020-12-17 | ICU_incidence |  |  |  | 65.25 |  |  | Additional 50% Reduction | Afghanistan | AFG |  |  | FALSE
2020-12-17 | cumulative_infections |  |  |  | 6561533.13 |  |  | Additional 50% Reduction | Afghanistan | AFG |  |  | FALSE
2020-12-17 | hospital_demand |  |  |  | 1791.62 |  |  | Maintain Status Quo | Afghanistan | AFG |  |  | FALSE
2020-12-17 | ICU_demand |  |  |  | 343.95 |  |  | Maintain Status Quo | Afghanistan | AFG |  |  | FALSE
2020-12-17 | infections |  |  |  | 21481.73 |  |  | Maintain Status Quo | Afghanistan | AFG |  |  | FALSE
2020-12-17 | hospital_incidence |  |  |  | 183.55 |  |  | Maintain Status Quo | Afghanistan | AFG |  |  | FALSE
2020-12-17 | ICU_incidence |  |  |  | 65.25 |  |  | Maintain Status Quo | Afghanistan | AFG |  |  | FALSE
2020-12-17 | cumulative_infections |  |  |  | 6561533.13 |  |  | Maintain Status Quo | Afghanistan | AFG |  |  | FALSE
2020-12-17 | hospital_demand |  |  |  | 1791.62 |  |  | Relax Interventions 50% | Afghanistan | AFG |  |  | FALSE
2020-12-17 | ICU_demand |  |  |  | 343.95 |  |  | Relax Interventions 50% | Afghanistan | AFG |  |  | FALSE
2020-12-17 | infections |  |  |  | 21481.73 |  |  | Relax Interventions 50% | Afghanistan | AFG |  |  | FALSE
2020-12-17 | hospital_incidence |  |  |  | 183.55 |  |  | Relax Interventions 50% | Afghanistan | AFG |  |  | FALSE
2020-12-17 | ICU_incidence |  |  |  | 65.25 |  |  | Relax Interventions 50% | Afghanistan | AFG |  |  | FALSE
2020-12-17 | cumulative_infections |  |  |  | 6561533.13 |  |  | Relax Interventions 50% | Afghanistan | AFG |  |  | FALSE
2020-12-18 | hospital_demand |  |  |  | 1775.14 |  |  | Additional 50% Reduction | Afghanistan | AFG |  |  | FALSE
2020-12-18 | ICU_demand |  |  |  | 342.72 |  |  | Additional 50% Reduction | Afghanistan | AFG |  |  | FALSE
2020-12-18 | infections |  |  |  | 21112.92 |  |  | Additional 50% Reduction | Afghanistan | AFG |  |  | FALSE
2020-12-18 | hospital_incidence |  |  |  | 180.7 |  |  | Additional 50% Reduction | Afghanistan | AFG |  |  | FALSE
2020-12-18 | ICU_incidence |  |  |  | 64.21 |  |  | Additional 50% Reduction | Afghanistan | AFG |  |  | FALSE
2020-12-18 | cumulative_infections |  |  |  | 6582646.06 |  |  | Additional 50% Reduction | Afghanistan | AFG |  |  | FALSE
2020-12-18 | hospital_demand |  |  |  | 1775.14 |  |  | Maintain Status Quo | Afghanistan | AFG |  |  | FALSE
2020-12-18 | ICU_demand |  |  |  | 342.72 |  |  | Maintain Status Quo | Afghanistan | AFG |  |  | FALSE
2020-12-18 | infections |  |  |  | 21112.92 |  |  | Maintain Status Quo | Afghanistan | AFG |  |  | FALSE
2020-12-18 | hospital_incidence |  |  |  | 180.7 |  |  | Maintain Status Quo | Afghanistan | AFG |  |  | FALSE
2020-12-18 | ICU_incidence |  |  |  | 64.21 |  |  | Maintain Status Quo | Afghanistan | AFG |  |  | FALSE
2020-12-18 | cumulative_infections |  |  |  | 6582646.06 |  |  | Maintain Status Quo | Afghanistan | AFG |  |  | FALSE
2020-12-18 | hospital_demand |  |  |  | 1775.14 |  |  | Relax Interventions 50% | Afghanistan | AFG |  |  | FALSE
2020-12-18 | ICU_demand |  |  |  | 342.72 |  |  | Relax Interventions 50% | Afghanistan | AFG |  |  | FALSE
2020-12-18 | infections |  |  |  | 21112.92 |  |  | Relax Interventions 50% | Afghanistan | AFG |  |  | FALSE
2020-12-18 | hospital_incidence |  |  |  | 180.7 |  |  | Relax Interventions 50% | Afghanistan | AFG |  |  | FALSE
2020-12-18 | ICU_incidence |  |  |  | 64.21 |  |  | Relax Interventions 50% | Afghanistan | AFG |  |  | FALSE
2020-12-18 | cumulative_infections |  |  |  | 6582646.06 |  |  | Relax Interventions 50% | Afghanistan | AFG |  |  | FALSE
2020-12-19 | hospital_demand |  |  |  | 1757.37 |  |  | Additional 50% Reduction | Afghanistan | AFG |  |  | FALSE
2020-12-19 | ICU_demand |  |  |  | 341.45 |  |  | Additional 50% Reduction | Afghanistan | AFG |  |  | FALSE
2020-12-19 | infections |  |  |  | 20751.01 |  |  | Additional 50% Reduction | Afghanistan | AFG |  |  | FALSE
2020-12-19 | hospital_incidence |  |  |  | 177.81 |  |  | Additional 50% Reduction | Afghanistan | AFG |  |  | FALSE
2020-12-19 | ICU_incidence |  |  |  | 63.15 |  |  | Additional 50% Reduction | Afghanistan | AFG |  |  | FALSE
2020-12-19 | cumulative_infections |  |  |  | 6603397.06 |  |  | Additional 50% Reduction | Afghanistan | AFG |  |  | FALSE
2020-12-19 | hospital_demand |  |  |  | 1757.37 |  |  | Maintain Status Quo | Afghanistan | AFG |  |  | FALSE
2020-12-19 | ICU_demand |  |  |  | 341.45 |  |  | Maintain Status Quo | Afghanistan | AFG |  |  | FALSE
2020-12-19 | infections |  |  |  | 20751.01 |  |  | Maintain Status Quo | Afghanistan | AFG |  |  | FALSE
2020-12-19 | hospital_incidence |  |  |  | 177.81 |  |  | Maintain Status Quo | Afghanistan | AFG |  |  | FALSE
2020-12-19 | ICU_incidence |  |  |  | 63.15 |  |  | Maintain Status Quo | Afghanistan | AFG |  |  | FALSE
2020-12-19 | cumulative_infections |  |  |  | 6603397.06 |  |  | Maintain Status Quo | Afghanistan | AFG |  |  | FALSE
2020-12-19 | hospital_demand |  |  |  | 1757.37 |  |  | Relax Interventions 50% | Afghanistan | AFG |  |  | FALSE
2020-12-19 | ICU_demand |  |  |  | 341.45 |  |  | Relax Interventions 50% | Afghanistan | AFG |  |  | FALSE
2020-12-19 | infections |  |  |  | 20751.01 |  |  | Relax Interventions 50% | Afghanistan | AFG |  |  | FALSE
2020-12-19 | hospital_incidence |  |  |  | 177.81 |  |  | Relax Interventions 50% | Afghanistan | AFG |  |  | FALSE
2020-12-19 | ICU_incidence |  |  |  | 63.15 |  |  | Relax Interventions 50% | Afghanistan | AFG |  |  | FALSE
2020-12-19 | cumulative_infections |  |  |  | 6603397.06 |  |  | Relax Interventions 50% | Afghanistan | AFG |  |  | FALSE
2020-12-20 | hospital_demand |  |  |  | 1738.42 |  |  | Additional 50% Reduction | Afghanistan | AFG |  |  | FALSE
2020-12-20 | ICU_demand |  |  |  | 340.14 |  |  | Additional 50% Reduction | Afghanistan | AFG |  |  | FALSE
2020-12-20 | infections |  |  |  | 20395.05 |  |  | Additional 50% Reduction | Afghanistan | AFG |  |  | FALSE
2020-12-20 | hospital_incidence |  |  |  | 174.89 |  |  | Additional 50% Reduction | Afghanistan | AFG |  |  | FALSE
2020-12-20 | ICU_incidence |  |  |  | 62.08 |  |  | Additional 50% Reduction | Afghanistan | AFG |  |  | FALSE
2020-12-20 | cumulative_infections |  |  |  | 6623792.12 |  |  | Additional 50% Reduction | Afghanistan | AFG |  |  | FALSE
2020-12-20 | hospital_demand |  |  |  | 1738.42 |  |  | Maintain Status Quo | Afghanistan | AFG |  |  | FALSE
2020-12-20 | ICU_demand |  |  |  | 340.14 |  |  | Maintain Status Quo | Afghanistan | AFG |  |  | FALSE
2020-12-20 | infections |  |  |  | 20395.05 |  |  | Maintain Status Quo | Afghanistan | AFG |  |  | FALSE
2020-12-20 | hospital_incidence |  |  |  | 174.89 |  |  | Maintain Status Quo | Afghanistan | AFG |  |  | FALSE
2020-12-20 | ICU_incidence |  |  |  | 62.08 |  |  | Maintain Status Quo | Afghanistan | AFG |  |  | FALSE
2020-12-20 | cumulative_infections |  |  |  | 6623792.12 |  |  | Maintain Status Quo | Afghanistan | AFG |  |  | FALSE
2020-12-20 | hospital_demand |  |  |  | 1738.42 |  |  | Relax Interventions 50% | Afghanistan | AFG |  |  | FALSE
2020-12-20 | ICU_demand |  |  |  | 340.14 |  |  | Relax Interventions 50% | Afghanistan | AFG |  |  | FALSE
2020-12-20 | infections |  |  |  | 20395.05 |  |  | Relax Interventions 50% | Afghanistan | AFG |  |  | FALSE
2020-12-20 | hospital_incidence |  |  |  | 174.89 |  |  | Relax Interventions 50% | Afghanistan | AFG |  |  | FALSE
2020-12-20 | ICU_incidence |  |  |  | 62.08 |  |  | Relax Interventions 50% | Afghanistan | AFG |  |  | FALSE
2020-12-20 | cumulative_infections |  |  |  | 6623792.12 |  |  | Relax Interventions 50% | Afghanistan | AFG |  |  | FALSE
2020-12-21 | hospital_demand |  |  |  | 1718.42 |  |  | Additional 50% Reduction | Afghanistan | AFG |  |  | FALSE
2020-12-21 | ICU_demand |  |  |  | 338.81 |  |  | Additional 50% Reduction | Afghanistan | AFG |  |  | FALSE
2020-12-21 | infections |  |  |  | 20044.58 |  |  | Additional 50% Reduction | Afghanistan | AFG |  |  | FALSE
2020-12-21 | hospital_incidence |  |  |  | 171.98 |  |  | Additional 50% Reduction | Afghanistan | AFG |  |  | FALSE
2020-12-21 | ICU_incidence |  |  |  | 61.02 |  |  | Additional 50% Reduction | Afghanistan | AFG |  |  | FALSE
2020-12-21 | cumulative_infections |  |  |  | 6643836.7 |  |  | Additional 50% Reduction | Afghanistan | AFG |  |  | FALSE
2020-12-21 | hospital_demand |  |  |  | 1718.42 |  |  | Maintain Status Quo | Afghanistan | AFG |  |  | FALSE
2020-12-21 | ICU_demand |  |  |  | 338.81 |  |  | Maintain Status Quo | Afghanistan | AFG |  |  | FALSE
2020-12-21 | infections |  |  |  | 20044.58 |  |  | Maintain Status Quo | Afghanistan | AFG |  |  | FALSE
2020-12-21 | hospital_incidence |  |  |  | 171.98 |  |  | Maintain Status Quo | Afghanistan | AFG |  |  | FALSE
2020-12-21 | ICU_incidence |  |  |  | 61.02 |  |  | Maintain Status Quo | Afghanistan | AFG |  |  | FALSE
2020-12-21 | cumulative_infections |  |  |  | 6643836.7 |  |  | Maintain Status Quo | Afghanistan | AFG |  |  | FALSE
2020-12-21 | hospital_demand |  |  |  | 1718.42 |  |  | Relax Interventions 50% | Afghanistan | AFG |  |  | FALSE
2020-12-21 | ICU_demand |  |  |  | 338.81 |  |  | Relax Interventions 50% | Afghanistan | AFG |  |  | FALSE
2020-12-21 | infections |  |  |  | 20044.58 |  |  | Relax Interventions 50% | Afghanistan | AFG |  |  | FALSE
2020-12-21 | hospital_incidence |  |  |  | 171.98 |  |  | Relax Interventions 50% | Afghanistan | AFG |  |  | FALSE
2020-12-21 | ICU_incidence |  |  |  | 61.02 |  |  | Relax Interventions 50% | Afghanistan | AFG |  |  | FALSE
2020-12-21 | cumulative_infections |  |  |  | 6643836.7 |  |  | Relax Interventions 50% | Afghanistan | AFG |  |  | FALSE
2020-12-22 | hospital_demand |  |  |  | 1697.52 |  |  | Additional 50% Reduction | Afghanistan | AFG |  |  | FALSE
2020-12-22 | ICU_demand |  |  |  | 337.48 |  |  | Additional 50% Reduction | Afghanistan | AFG |  |  | FALSE
2020-12-22 | infections |  |  |  | 19699.38 |  |  | Additional 50% Reduction | Afghanistan | AFG |  |  | FALSE
2020-12-22 | hospital_incidence |  |  |  | 169.09 |  |  | Additional 50% Reduction | Afghanistan | AFG |  |  | FALSE
2020-12-22 | ICU_incidence |  |  |  | 59.97 |  |  | Additional 50% Reduction | Afghanistan | AFG |  |  | FALSE
2020-12-22 | cumulative_infections |  |  |  | 6663536.08 |  |  | Additional 50% Reduction | Afghanistan | AFG |  |  | FALSE
2020-12-22 | hospital_demand |  |  |  | 1697.52 |  |  | Maintain Status Quo | Afghanistan | AFG |  |  | FALSE
2020-12-22 | ICU_demand |  |  |  | 337.48 |  |  | Maintain Status Quo | Afghanistan | AFG |  |  | FALSE
2020-12-22 | infections |  |  |  | 19699.38 |  |  | Maintain Status Quo | Afghanistan | AFG |  |  | FALSE
2020-12-22 | hospital_incidence |  |  |  | 169.09 |  |  | Maintain Status Quo | Afghanistan | AFG |  |  | FALSE
2020-12-22 | ICU_incidence |  |  |  | 59.97 |  |  | Maintain Status Quo | Afghanistan | AFG |  |  | FALSE
2020-12-22 | cumulative_infections |  |  |  | 6663536.08 |  |  | Maintain Status Quo | Afghanistan | AFG |  |  | FALSE
2020-12-22 | hospital_demand |  |  |  | 1697.52 |  |  | Relax Interventions 50% | Afghanistan | AFG |  |  | FALSE
2020-12-22 | ICU_demand |  |  |  | 337.48 |  |  | Relax Interventions 50% | Afghanistan | AFG |  |  | FALSE
2020-12-22 | infections |  |  |  | 19699.38 |  |  | Relax Interventions 50% | Afghanistan | AFG |  |  | FALSE
2020-12-22 | hospital_incidence |  |  |  | 169.09 |  |  | Relax Interventions 50% | Afghanistan | AFG |  |  | FALSE
2020-12-22 | ICU_incidence |  |  |  | 59.97 |  |  | Relax Interventions 50% | Afghanistan | AFG |  |  | FALSE
2020-12-22 | cumulative_infections |  |  |  | 6663536.08 |  |  | Relax Interventions 50% | Afghanistan | AFG |  |  | FALSE
2020-12-23 | hospital_demand |  |  |  | 1675.86 |  |  | Additional 50% Reduction | Afghanistan | AFG |  |  | FALSE
2020-12-23 | ICU_demand |  |  |  | 336.14 |  |  | Additional 50% Reduction | Afghanistan | AFG |  |  | FALSE
2020-12-23 | infections |  |  |  | 19359.35 |  |  | Additional 50% Reduction | Afghanistan | AFG |  |  | FALSE
2020-12-23 | hospital_incidence |  |  |  | 166.23 |  |  | Additional 50% Reduction | Afghanistan | AFG |  |  | FALSE
2020-12-23 | ICU_incidence |  |  |  | 58.92 |  |  | Additional 50% Reduction | Afghanistan | AFG |  |  | FALSE
2020-12-23 | cumulative_infections |  |  |  | 6682895.43 |  |  | Additional 50% Reduction | Afghanistan | AFG |  |  | FALSE
2020-12-23 | hospital_demand |  |  |  | 1675.86 |  |  | Maintain Status Quo | Afghanistan | AFG |  |  | FALSE
2020-12-23 | ICU_demand |  |  |  | 336.14 |  |  | Maintain Status Quo | Afghanistan | AFG |  |  | FALSE
2020-12-23 | infections |  |  |  | 19359.35 |  |  | Maintain Status Quo | Afghanistan | AFG |  |  | FALSE
2020-12-23 | hospital_incidence |  |  |  | 166.23 |  |  | Maintain Status Quo | Afghanistan | AFG |  |  | FALSE
2020-12-23 | ICU_incidence |  |  |  | 58.92 |  |  | Maintain Status Quo | Afghanistan | AFG |  |  | FALSE
2020-12-23 | cumulative_infections |  |  |  | 6682895.43 |  |  | Maintain Status Quo | Afghanistan | AFG |  |  | FALSE
2020-12-23 | hospital_demand |  |  |  | 1675.86 |  |  | Relax Interventions 50% | Afghanistan | AFG |  |  | FALSE
2020-12-23 | ICU_demand |  |  |  | 336.14 |  |  | Relax Interventions 50% | Afghanistan | AFG |  |  | FALSE
2020-12-23 | infections |  |  |  | 19359.35 |  |  | Relax Interventions 50% | Afghanistan | AFG |  |  | FALSE
2020-12-23 | hospital_incidence |  |  |  | 166.23 |  |  | Relax Interventions 50% | Afghanistan | AFG |  |  | FALSE
2020-12-23 | ICU_incidence |  |  |  | 58.92 |  |  | Relax Interventions 50% | Afghanistan | AFG |  |  | FALSE
2020-12-23 | cumulative_infections |  |  |  | 6682895.43 |  |  | Relax Interventions 50% | Afghanistan | AFG |  |  | FALSE
2020-12-24 | hospital_demand |  |  |  | 1653.56 |  |  | Additional 50% Reduction | Afghanistan | AFG |  |  | FALSE
2020-12-24 | ICU_demand |  |  |  | 334.8 |  |  | Additional 50% Reduction | Afghanistan | AFG |  |  | FALSE
2020-12-24 | infections |  |  |  | 19024.5 |  |  | Additional 50% Reduction | Afghanistan | AFG |  |  | FALSE
2020-12-24 | hospital_incidence |  |  |  | 163.4 |  |  | Additional 50% Reduction | Afghanistan | AFG |  |  | FALSE
2020-12-24 | ICU_incidence |  |  |  | 57.89 |  |  | Additional 50% Reduction | Afghanistan | AFG |  |  | FALSE
2020-12-24 | cumulative_infections |  |  |  | 6701919.93 |  |  | Additional 50% Reduction | Afghanistan | AFG |  |  | FALSE
2020-12-24 | hospital_demand |  |  |  | 1653.56 |  |  | Maintain Status Quo | Afghanistan | AFG |  |  | FALSE
2020-12-24 | ICU_demand |  |  |  | 334.8 |  |  | Maintain Status Quo | Afghanistan | AFG |  |  | FALSE
2020-12-24 | infections |  |  |  | 19024.5 |  |  | Maintain Status Quo | Afghanistan | AFG |  |  | FALSE
2020-12-24 | hospital_incidence |  |  |  | 163.4 |  |  | Maintain Status Quo | Afghanistan | AFG |  |  | FALSE
2020-12-24 | ICU_incidence |  |  |  | 57.89 |  |  | Maintain Status Quo | Afghanistan | AFG |  |  | FALSE
2020-12-24 | cumulative_infections |  |  |  | 6701919.93 |  |  | Maintain Status Quo | Afghanistan | AFG |  |  | FALSE
2020-12-24 | hospital_demand |  |  |  | 1653.56 |  |  | Relax Interventions 50% | Afghanistan | AFG |  |  | FALSE
2020-12-24 | ICU_demand |  |  |  | 334.8 |  |  | Relax Interventions 50% | Afghanistan | AFG |  |  | FALSE
2020-12-24 | infections |  |  |  | 19024.5 |  |  | Relax Interventions 50% | Afghanistan | AFG |  |  | FALSE
2020-12-24 | hospital_incidence |  |  |  | 163.4 |  |  | Relax Interventions 50% | Afghanistan | AFG |  |  | FALSE
2020-12-24 | ICU_incidence |  |  |  | 57.89 |  |  | Relax Interventions 50% | Afghanistan | AFG |  |  | FALSE
2020-12-24 | cumulative_infections |  |  |  | 6701919.93 |  |  | Relax Interventions 50% | Afghanistan | AFG |  |  | FALSE
2020-12-25 | hospital_demand |  |  |  | 1630.77 |  |  | Additional 50% Reduction | Afghanistan | AFG |  |  | FALSE
2020-12-25 | ICU_demand |  |  |  | 333.47 |  |  | Additional 50% Reduction | Afghanistan | AFG |  |  | FALSE
2020-12-25 | infections |  |  |  | 18800.38 |  |  | Additional 50% Reduction | Afghanistan | AFG |  |  | FALSE
2020-12-25 | hospital_incidence |  |  |  | 160.61 |  |  | Additional 50% Reduction | Afghanistan | AFG |  |  | FALSE
2020-12-25 | ICU_incidence |  |  |  | 56.88 |  |  | Additional 50% Reduction | Afghanistan | AFG |  |  | FALSE
2020-12-25 | cumulative_infections |  |  |  | 6720720.31 |  |  | Additional 50% Reduction | Afghanistan | AFG |  |  | FALSE
2020-12-25 | hospital_demand |  |  |  | 1630.77 |  |  | Maintain Status Quo | Afghanistan | AFG |  |  | FALSE
2020-12-25 | ICU_demand |  |  |  | 333.47 |  |  | Maintain Status Quo | Afghanistan | AFG |  |  | FALSE
2020-12-25 | infections |  |  |  | 18800.38 |  |  | Maintain Status Quo | Afghanistan | AFG |  |  | FALSE
2020-12-25 | hospital_incidence |  |  |  | 160.61 |  |  | Maintain Status Quo | Afghanistan | AFG |  |  | FALSE
2020-12-25 | ICU_incidence |  |  |  | 56.88 |  |  | Maintain Status Quo | Afghanistan | AFG |  |  | FALSE
2020-12-25 | cumulative_infections |  |  |  | 6720720.31 |  |  | Maintain Status Quo | Afghanistan | AFG |  |  | FALSE
2020-12-25 | hospital_demand |  |  |  | 1630.77 |  |  | Relax Interventions 50% | Afghanistan | AFG |  |  | FALSE
2020-12-25 | ICU_demand |  |  |  | 333.47 |  |  | Relax Interventions 50% | Afghanistan | AFG |  |  | FALSE
2020-12-25 | infections |  |  |  | 18800.38 |  |  | Relax Interventions 50% | Afghanistan | AFG |  |  | FALSE
2020-12-25 | hospital_incidence |  |  |  | 160.61 |  |  | Relax Interventions 50% | Afghanistan | AFG |  |  | FALSE
2020-12-25 | ICU_incidence |  |  |  | 56.88 |  |  | Relax Interventions 50% | Afghanistan | AFG |  |  | FALSE
2020-12-25 | cumulative_infections |  |  |  | 6720720.31 |  |  | Relax Interventions 50% | Afghanistan | AFG |  |  | FALSE
2020-12-26 | hospital_demand |  |  |  | 1607.65 |  |  | Additional 50% Reduction | Afghanistan | AFG |  |  | FALSE
2020-12-26 | ICU_demand |  |  |  | 332.17 |  |  | Additional 50% Reduction | Afghanistan | AFG |  |  | FALSE
2020-12-26 | infections |  |  |  | 18690.87 |  |  | Additional 50% Reduction | Afghanistan | AFG |  |  | FALSE
2020-12-26 | hospital_incidence |  |  |  | 157.99 |  |  | Additional 50% Reduction | Afghanistan | AFG |  |  | FALSE
2020-12-26 | ICU_incidence |  |  |  | 55.93 |  |  | Additional 50% Reduction | Afghanistan | AFG |  |  | FALSE
2020-12-26 | cumulative_infections |  |  |  | 6739411.19 |  |  | Additional 50% Reduction | Afghanistan | AFG |  |  | FALSE
2020-12-26 | hospital_demand |  |  |  | 1607.65 |  |  | Maintain Status Quo | Afghanistan | AFG |  |  | FALSE
2020-12-26 | ICU_demand |  |  |  | 332.17 |  |  | Maintain Status Quo | Afghanistan | AFG |  |  | FALSE
2020-12-26 | infections |  |  |  | 18690.87 |  |  | Maintain Status Quo | Afghanistan | AFG |  |  | FALSE
2020-12-26 | hospital_incidence |  |  |  | 157.99 |  |  | Maintain Status Quo | Afghanistan | AFG |  |  | FALSE
2020-12-26 | ICU_incidence |  |  |  | 55.93 |  |  | Maintain Status Quo | Afghanistan | AFG |  |  | FALSE
2020-12-26 | cumulative_infections |  |  |  | 6739411.19 |  |  | Maintain Status Quo | Afghanistan | AFG |  |  | FALSE
2020-12-26 | hospital_demand |  |  |  | 1607.65 |  |  | Relax Interventions 50% | Afghanistan | AFG |  |  | FALSE
2020-12-26 | ICU_demand |  |  |  | 332.17 |  |  | Relax Interventions 50% | Afghanistan | AFG |  |  | FALSE
2020-12-26 | infections |  |  |  | 18690.87 |  |  | Relax Interventions 50% | Afghanistan | AFG |  |  | FALSE
2020-12-26 | hospital_incidence |  |  |  | 157.99 |  |  | Relax Interventions 50% | Afghanistan | AFG |  |  | FALSE
2020-12-26 | ICU_incidence |  |  |  | 55.93 |  |  | Relax Interventions 50% | Afghanistan | AFG |  |  | FALSE
2020-12-26 | cumulative_infections |  |  |  | 6739411.19 |  |  | Relax Interventions 50% | Afghanistan | AFG |  |  | FALSE
2020-12-27 | hospital_demand |  |  |  | 1584.5 |  |  | Additional 50% Reduction | Afghanistan | AFG |  |  | FALSE
2020-12-27 | ICU_demand |  |  |  | 330.94 |  |  | Additional 50% Reduction | Afghanistan | AFG |  |  | FALSE
2020-12-27 | infections |  |  |  | 18611.73 |  |  | Additional 50% Reduction | Afghanistan | AFG |  |  | FALSE
2020-12-27 | hospital_incidence |  |  |  | 155.65 |  |  | Additional 50% Reduction | Afghanistan | AFG |  |  | FALSE
2020-12-27 | ICU_incidence |  |  |  | 55.08 |  |  | Additional 50% Reduction | Afghanistan | AFG |  |  | FALSE
2020-12-27 | cumulative_infections |  |  |  | 6758022.92 |  |  | Additional 50% Reduction | Afghanistan | AFG |  |  | FALSE
2020-12-27 | hospital_demand |  |  |  | 1584.5 |  |  | Maintain Status Quo | Afghanistan | AFG |  |  | FALSE
2020-12-27 | ICU_demand |  |  |  | 330.94 |  |  | Maintain Status Quo | Afghanistan | AFG |  |  | FALSE
2020-12-27 | infections |  |  |  | 18611.73 |  |  | Maintain Status Quo | Afghanistan | AFG |  |  | FALSE
2020-12-27 | hospital_incidence |  |  |  | 155.65 |  |  | Maintain Status Quo | Afghanistan | AFG |  |  | FALSE
2020-12-27 | ICU_incidence |  |  |  | 55.08 |  |  | Maintain Status Quo | Afghanistan | AFG |  |  | FALSE
2020-12-27 | cumulative_infections |  |  |  | 6758022.92 |  |  | Maintain Status Quo | Afghanistan | AFG |  |  | FALSE
2020-12-27 | hospital_demand |  |  |  | 1584.5 |  |  | Relax Interventions 50% | Afghanistan | AFG |  |  | FALSE
2020-12-27 | ICU_demand |  |  |  | 330.94 |  |  | Relax Interventions 50% | Afghanistan | AFG |  |  | FALSE
2020-12-27 | infections |  |  |  | 18611.73 |  |  | Relax Interventions 50% | Afghanistan | AFG |  |  | FALSE
2020-12-27 | hospital_incidence |  |  |  | 155.65 |  |  | Relax Interventions 50% | Afghanistan | AFG |  |  | FALSE
2020-12-27 | ICU_incidence |  |  |  | 55.08 |  |  | Relax Interventions 50% | Afghanistan | AFG |  |  | FALSE
2020-12-27 | cumulative_infections |  |  |  | 6758022.92 |  |  | Relax Interventions 50% | Afghanistan | AFG |  |  | FALSE
2020-12-28 | hospital_demand |  |  |  | 1561.67 |  |  | Additional 50% Reduction | Afghanistan | AFG |  |  | FALSE
2020-12-28 | ICU_demand |  |  |  | 329.82 |  |  | Additional 50% Reduction | Afghanistan | AFG |  |  | FALSE
2020-12-28 | infections |  |  |  | 18531.3 |  |  | Additional 50% Reduction | Afghanistan | AFG |  |  | FALSE
2020-12-28 | hospital_incidence |  |  |  | 153.65 |  |  | Additional 50% Reduction | Afghanistan | AFG |  |  | FALSE
2020-12-28 | ICU_incidence |  |  |  | 54.35 |  |  | Additional 50% Reduction | Afghanistan | AFG |  |  | FALSE
2020-12-28 | cumulative_infections |  |  |  | 6776554.22 |  |  | Additional 50% Reduction | Afghanistan | AFG |  |  | FALSE
2020-12-28 | hospital_demand |  |  |  | 1561.67 |  |  | Maintain Status Quo | Afghanistan | AFG |  |  | FALSE
2020-12-28 | ICU_demand |  |  |  | 329.82 |  |  | Maintain Status Quo | Afghanistan | AFG |  |  | FALSE
2020-12-28 | infections |  |  |  | 18531.3 |  |  | Maintain Status Quo | Afghanistan | AFG |  |  | FALSE
2020-12-28 | hospital_incidence |  |  |  | 153.65 |  |  | Maintain Status Quo | Afghanistan | AFG |  |  | FALSE
2020-12-28 | ICU_incidence |  |  |  | 54.35 |  |  | Maintain Status Quo | Afghanistan | AFG |  |  | FALSE
2020-12-28 | cumulative_infections |  |  |  | 6776554.22 |  |  | Maintain Status Quo | Afghanistan | AFG |  |  | FALSE
2020-12-28 | hospital_demand |  |  |  | 1561.67 |  |  | Relax Interventions 50% | Afghanistan | AFG |  |  | FALSE
2020-12-28 | ICU_demand |  |  |  | 329.82 |  |  | Relax Interventions 50% | Afghanistan | AFG |  |  | FALSE
2020-12-28 | infections |  |  |  | 18531.3 |  |  | Relax Interventions 50% | Afghanistan | AFG |  |  | FALSE
2020-12-28 | hospital_incidence |  |  |  | 153.65 |  |  | Relax Interventions 50% | Afghanistan | AFG |  |  | FALSE
2020-12-28 | ICU_incidence |  |  |  | 54.35 |  |  | Relax Interventions 50% | Afghanistan | AFG |  |  | FALSE
2020-12-28 | cumulative_infections |  |  |  | 6776554.22 |  |  | Relax Interventions 50% | Afghanistan | AFG |  |  | FALSE
2020-12-29 | hospital_demand |  |  |  | 1539.52 |  |  | Additional 50% Reduction | Afghanistan | AFG |  |  | FALSE
2020-12-29 | ICU_demand |  |  |  | 328.83 |  |  | Additional 50% Reduction | Afghanistan | AFG |  |  | FALSE
2020-12-29 | infections |  |  |  | 18441.61 |  |  | Additional 50% Reduction | Afghanistan | AFG |  |  | FALSE
2020-12-29 | hospital_incidence |  |  |  | 151.97 |  |  | Additional 50% Reduction | Afghanistan | AFG |  |  | FALSE
2020-12-29 | ICU_incidence |  |  |  | 53.73 |  |  | Additional 50% Reduction | Afghanistan | AFG |  |  | FALSE
2020-12-29 | cumulative_infections |  |  |  | 6794995.83 |  |  | Additional 50% Reduction | Afghanistan | AFG |  |  | FALSE
2020-12-29 | hospital_demand |  |  |  | 1539.52 |  |  | Maintain Status Quo | Afghanistan | AFG |  |  | FALSE
2020-12-29 | ICU_demand |  |  |  | 328.83 |  |  | Maintain Status Quo | Afghanistan | AFG |  |  | FALSE
2020-12-29 | infections |  |  |  | 18441.61 |  |  | Maintain Status Quo | Afghanistan | AFG |  |  | FALSE
2020-12-29 | hospital_incidence |  |  |  | 151.97 |  |  | Maintain Status Quo | Afghanistan | AFG |  |  | FALSE
2020-12-29 | ICU_incidence |  |  |  | 53.73 |  |  | Maintain Status Quo | Afghanistan | AFG |  |  | FALSE
2020-12-29 | cumulative_infections |  |  |  | 6794995.83 |  |  | Maintain Status Quo | Afghanistan | AFG |  |  | FALSE
2020-12-29 | hospital_demand |  |  |  | 1539.52 |  |  | Relax Interventions 50% | Afghanistan | AFG |  |  | FALSE
2020-12-29 | ICU_demand |  |  |  | 328.83 |  |  | Relax Interventions 50% | Afghanistan | AFG |  |  | FALSE
2020-12-29 | infections |  |  |  | 18441.61 |  |  | Relax Interventions 50% | Afghanistan | AFG |  |  | FALSE
2020-12-29 | hospital_incidence |  |  |  | 151.97 |  |  | Relax Interventions 50% | Afghanistan | AFG |  |  | FALSE
2020-12-29 | ICU_incidence |  |  |  | 53.73 |  |  | Relax Interventions 50% | Afghanistan | AFG |  |  | FALSE
2020-12-29 | cumulative_infections |  |  |  | 6794995.83 |  |  | Relax Interventions 50% | Afghanistan | AFG |  |  | FALSE
2020-12-30 | hospital_demand |  |  |  | 1518.29 |  |  | Additional 50% Reduction | Afghanistan | AFG |  |  | FALSE
2020-12-30 | ICU_demand |  |  |  | 327.95 |  |  | Additional 50% Reduction | Afghanistan | AFG |  |  | FALSE
2020-12-30 | infections |  |  |  | 18343.41 |  |  | Additional 50% Reduction | Afghanistan | AFG |  |  | FALSE
2020-12-30 | hospital_incidence |  |  |  | 150.53 |  |  | Additional 50% Reduction | Afghanistan | AFG |  |  | FALSE
2020-12-30 | ICU_incidence |  |  |  | 53.2 |  |  | Additional 50% Reduction | Afghanistan | AFG |  |  | FALSE
2020-12-30 | cumulative_infections |  |  |  | 6813339.24 |  |  | Additional 50% Reduction | Afghanistan | AFG |  |  | FALSE
2020-12-30 | hospital_demand |  |  |  | 1518.29 |  |  | Maintain Status Quo | Afghanistan | AFG |  |  | FALSE
2020-12-30 | ICU_demand |  |  |  | 327.95 |  |  | Maintain Status Quo | Afghanistan | AFG |  |  | FALSE
2020-12-30 | infections |  |  |  | 18343.41 |  |  | Maintain Status Quo | Afghanistan | AFG |  |  | FALSE
2020-12-30 | hospital_incidence |  |  |  | 150.53 |  |  | Maintain Status Quo | Afghanistan | AFG |  |  | FALSE
2020-12-30 | ICU_incidence |  |  |  | 53.2 |  |  | Maintain Status Quo | Afghanistan | AFG |  |  | FALSE
2020-12-30 | cumulative_infections |  |  |  | 6813339.24 |  |  | Maintain Status Quo | Afghanistan | AFG |  |  | FALSE
2020-12-30 | hospital_demand |  |  |  | 1518.29 |  |  | Relax Interventions 50% | Afghanistan | AFG |  |  | FALSE
2020-12-30 | ICU_demand |  |  |  | 327.95 |  |  | Relax Interventions 50% | Afghanistan | AFG |  |  | FALSE
2020-12-30 | infections |  |  |  | 18343.41 |  |  | Relax Interventions 50% | Afghanistan | AFG |  |  | FALSE
2020-12-30 | hospital_incidence |  |  |  | 150.53 |  |  | Relax Interventions 50% | Afghanistan | AFG |  |  | FALSE
2020-12-30 | ICU_incidence |  |  |  | 53.2 |  |  | Relax Interventions 50% | Afghanistan | AFG |  |  | FALSE
2020-12-30 | cumulative_infections |  |  |  | 6813339.24 |  |  | Relax Interventions 50% | Afghanistan | AFG |  |  | FALSE
2020-12-31 | hospital_demand |  |  |  | 1498.17 |  |  | Additional 50% Reduction | Afghanistan | AFG |  |  | FALSE
2020-12-31 | ICU_demand |  |  |  | 327.17 |  |  | Additional 50% Reduction | Afghanistan | AFG |  |  | FALSE
2020-12-31 | infections |  |  |  | 18239.53 |  |  | Additional 50% Reduction | Afghanistan | AFG |  |  | FALSE
2020-12-31 | hospital_incidence |  |  |  | 149.28 |  |  | Additional 50% Reduction | Afghanistan | AFG |  |  | FALSE
2020-12-31 | ICU_incidence |  |  |  | 52.75 |  |  | Additional 50% Reduction | Afghanistan | AFG |  |  | FALSE
2020-12-31 | cumulative_infections |  |  |  | 6831578.77 |  |  | Additional 50% Reduction | Afghanistan | AFG |  |  | FALSE
2020-12-31 | hospital_demand |  |  |  | 1498.17 |  |  | Maintain Status Quo | Afghanistan | AFG |  |  | FALSE
2020-12-31 | ICU_demand |  |  |  | 327.17 |  |  | Maintain Status Quo | Afghanistan | AFG |  |  | FALSE
2020-12-31 | infections |  |  |  | 18239.53 |  |  | Maintain Status Quo | Afghanistan | AFG |  |  | FALSE
2020-12-31 | hospital_incidence |  |  |  | 149.28 |  |  | Maintain Status Quo | Afghanistan | AFG |  |  | FALSE
2020-12-31 | ICU_incidence |  |  |  | 52.75 |  |  | Maintain Status Quo | Afghanistan | AFG |  |  | FALSE
2020-12-31 | cumulative_infections |  |  |  | 6831578.77 |  |  | Maintain Status Quo | Afghanistan | AFG |  |  | FALSE
2020-12-31 | hospital_demand |  |  |  | 1498.17 |  |  | Relax Interventions 50% | Afghanistan | AFG |  |  | FALSE
2020-12-31 | ICU_demand |  |  |  | 327.17 |  |  | Relax Interventions 50% | Afghanistan | AFG |  |  | FALSE
2020-12-31 | infections |  |  |  | 18239.53 |  |  | Relax Interventions 50% | Afghanistan | AFG |  |  | FALSE
2020-12-31 | hospital_incidence |  |  |  | 149.28 |  |  | Relax Interventions 50% | Afghanistan | AFG |  |  | FALSE
2020-12-31 | ICU_incidence |  |  |  | 52.75 |  |  | Relax Interventions 50% | Afghanistan | AFG |  |  | FALSE
2020-12-31 | cumulative_infections |  |  |  | 6831578.77 |  |  | Relax Interventions 50% | Afghanistan | AFG |  |  | FALSE
2021-01-01 | hospital_demand |  |  |  | 1479.24 |  |  | Additional 50% Reduction | Afghanistan | AFG |  |  | FALSE
2021-01-01 | ICU_demand |  |  |  | 326.47 |  |  | Additional 50% Reduction | Afghanistan | AFG |  |  | FALSE
2021-01-01 | infections |  |  |  | 18132.46 |  |  | Additional 50% Reduction | Afghanistan | AFG |  |  | FALSE
2021-01-01 | hospital_incidence |  |  |  | 148.16 |  |  | Additional 50% Reduction | Afghanistan | AFG |  |  | FALSE
2021-01-01 | ICU_incidence |  |  |  | 52.34 |  |  | Additional 50% Reduction | Afghanistan | AFG |  |  | FALSE
2021-01-01 | cumulative_infections |  |  |  | 6849711.24 |  |  | Additional 50% Reduction | Afghanistan | AFG |  |  | FALSE
2021-01-01 | hospital_demand |  |  |  | 1479.24 |  |  | Maintain Status Quo | Afghanistan | AFG |  |  | FALSE
2021-01-01 | ICU_demand |  |  |  | 326.47 |  |  | Maintain Status Quo | Afghanistan | AFG |  |  | FALSE
2021-01-01 | infections |  |  |  | 18132.46 |  |  | Maintain Status Quo | Afghanistan | AFG |  |  | FALSE
2021-01-01 | hospital_incidence |  |  |  | 148.16 |  |  | Maintain Status Quo | Afghanistan | AFG |  |  | FALSE
2021-01-01 | ICU_incidence |  |  |  | 52.34 |  |  | Maintain Status Quo | Afghanistan | AFG |  |  | FALSE
2021-01-01 | cumulative_infections |  |  |  | 6849711.24 |  |  | Maintain Status Quo | Afghanistan | AFG |  |  | FALSE
2021-01-01 | hospital_demand |  |  |  | 1479.24 |  |  | Relax Interventions 50% | Afghanistan | AFG |  |  | FALSE
2021-01-01 | ICU_demand |  |  |  | 326.47 |  |  | Relax Interventions 50% | Afghanistan | AFG |  |  | FALSE
2021-01-01 | infections |  |  |  | 18132.46 |  |  | Relax Interventions 50% | Afghanistan | AFG |  |  | FALSE
2021-01-01 | hospital_incidence |  |  |  | 148.16 |  |  | Relax Interventions 50% | Afghanistan | AFG |  |  | FALSE
2021-01-01 | ICU_incidence |  |  |  | 52.34 |  |  | Relax Interventions 50% | Afghanistan | AFG |  |  | FALSE
2021-01-01 | cumulative_infections |  |  |  | 6849711.24 |  |  | Relax Interventions 50% | Afghanistan | AFG |  |  | FALSE
2021-01-02 | hospital_demand |  |  |  | 1461.51 |  |  | Additional 50% Reduction | Afghanistan | AFG |  |  | FALSE
2021-01-02 | ICU_demand |  |  |  | 325.83 |  |  | Additional 50% Reduction | Afghanistan | AFG |  |  | FALSE
2021-01-02 | infections |  |  |  | 18023.88 |  |  | Additional 50% Reduction | Afghanistan | AFG |  |  | FALSE
2021-01-02 | hospital_incidence |  |  |  | 147.14 |  |  | Additional 50% Reduction | Afghanistan | AFG |  |  | FALSE
2021-01-02 | ICU_incidence |  |  |  | 51.96 |  |  | Additional 50% Reduction | Afghanistan | AFG |  |  | FALSE
2021-01-02 | cumulative_infections |  |  |  | 6867735.12 |  |  | Additional 50% Reduction | Afghanistan | AFG |  |  | FALSE
2021-01-02 | hospital_demand |  |  |  | 1461.51 |  |  | Maintain Status Quo | Afghanistan | AFG |  |  | FALSE
2021-01-02 | ICU_demand |  |  |  | 325.83 |  |  | Maintain Status Quo | Afghanistan | AFG |  |  | FALSE
2021-01-02 | infections |  |  |  | 18023.88 |  |  | Maintain Status Quo | Afghanistan | AFG |  |  | FALSE
2021-01-02 | hospital_incidence |  |  |  | 147.14 |  |  | Maintain Status Quo | Afghanistan | AFG |  |  | FALSE
2021-01-02 | ICU_incidence |  |  |  | 51.96 |  |  | Maintain Status Quo | Afghanistan | AFG |  |  | FALSE
2021-01-02 | cumulative_infections |  |  |  | 6867735.12 |  |  | Maintain Status Quo | Afghanistan | AFG |  |  | FALSE
2021-01-02 | hospital_demand |  |  |  | 1461.51 |  |  | Relax Interventions 50% | Afghanistan | AFG |  |  | FALSE
2021-01-02 | ICU_demand |  |  |  | 325.83 |  |  | Relax Interventions 50% | Afghanistan | AFG |  |  | FALSE
2021-01-02 | infections |  |  |  | 18023.88 |  |  | Relax Interventions 50% | Afghanistan | AFG |  |  | FALSE
2021-01-02 | hospital_incidence |  |  |  | 147.14 |  |  | Relax Interventions 50% | Afghanistan | AFG |  |  | FALSE
2021-01-02 | ICU_incidence |  |  |  | 51.96 |  |  | Relax Interventions 50% | Afghanistan | AFG |  |  | FALSE
2021-01-02 | cumulative_infections |  |  |  | 6867735.12 |  |  | Relax Interventions 50% | Afghanistan | AFG |  |  | FALSE
2021-01-03 | hospital_demand |  |  |  | 1444.93 |  |  | Additional 50% Reduction | Afghanistan | AFG |  |  | FALSE
2021-01-03 | ICU_demand |  |  |  | 325.24 |  |  | Additional 50% Reduction | Afghanistan | AFG |  |  | FALSE
2021-01-03 | infections |  |  |  | 17914.7 |  |  | Additional 50% Reduction | Afghanistan | AFG |  |  | FALSE
2021-01-03 | hospital_incidence |  |  |  | 146.16 |  |  | Additional 50% Reduction | Afghanistan | AFG |  |  | FALSE
2021-01-03 | ICU_incidence |  |  |  | 51.6 |  |  | Additional 50% Reduction | Afghanistan | AFG |  |  | FALSE
2021-01-03 | cumulative_infections |  |  |  | 6885649.81 |  |  | Additional 50% Reduction | Afghanistan | AFG |  |  | FALSE
2021-01-03 | hospital_demand |  |  |  | 1444.93 |  |  | Maintain Status Quo | Afghanistan | AFG |  |  | FALSE
2021-01-03 | ICU_demand |  |  |  | 325.24 |  |  | Maintain Status Quo | Afghanistan | AFG |  |  | FALSE
2021-01-03 | infections |  |  |  | 17914.7 |  |  | Maintain Status Quo | Afghanistan | AFG |  |  | FALSE
2021-01-03 | hospital_incidence |  |  |  | 146.16 |  |  | Maintain Status Quo | Afghanistan | AFG |  |  | FALSE
2021-01-03 | ICU_incidence |  |  |  | 51.6 |  |  | Maintain Status Quo | Afghanistan | AFG |  |  | FALSE
2021-01-03 | cumulative_infections |  |  |  | 6885649.81 |  |  | Maintain Status Quo | Afghanistan | AFG |  |  | FALSE
2021-01-03 | hospital_demand |  |  |  | 1444.93 |  |  | Relax Interventions 50% | Afghanistan | AFG |  |  | FALSE
2021-01-03 | ICU_demand |  |  |  | 325.24 |  |  | Relax Interventions 50% | Afghanistan | AFG |  |  | FALSE
2021-01-03 | infections |  |  |  | 17914.7 |  |  | Relax Interventions 50% | Afghanistan | AFG |  |  | FALSE
2021-01-03 | hospital_incidence |  |  |  | 146.16 |  |  | Relax Interventions 50% | Afghanistan | AFG |  |  | FALSE
2021-01-03 | ICU_incidence |  |  |  | 51.6 |  |  | Relax Interventions 50% | Afghanistan | AFG |  |  | FALSE
2021-01-03 | cumulative_infections |  |  |  | 6885649.81 |  |  | Relax Interventions 50% | Afghanistan | AFG |  |  | FALSE
2021-01-04 | hospital_demand |  |  |  | 1429.45 |  |  | Additional 50% Reduction | Afghanistan | AFG |  |  | FALSE
2021-01-04 | ICU_demand |  |  |  | 324.69 |  |  | Additional 50% Reduction | Afghanistan | AFG |  |  | FALSE
2021-01-04 | infections |  |  |  | 17805.37 |  |  | Additional 50% Reduction | Afghanistan | AFG |  |  | FALSE
2021-01-04 | hospital_incidence |  |  |  | 145.23 |  |  | Additional 50% Reduction | Afghanistan | AFG |  |  | FALSE
2021-01-04 | ICU_incidence |  |  |  | 51.26 |  |  | Additional 50% Reduction | Afghanistan | AFG |  |  | FALSE
2021-01-04 | cumulative_infections |  |  |  | 6903455.18 |  |  | Additional 50% Reduction | Afghanistan | AFG |  |  | FALSE
2021-01-04 | hospital_demand |  |  |  | 1429.45 |  |  | Maintain Status Quo | Afghanistan | AFG |  |  | FALSE
2021-01-04 | ICU_demand |  |  |  | 324.69 |  |  | Maintain Status Quo | Afghanistan | AFG |  |  | FALSE
2021-01-04 | infections |  |  |  | 17805.37 |  |  | Maintain Status Quo | Afghanistan | AFG |  |  | FALSE
2021-01-04 | hospital_incidence |  |  |  | 145.23 |  |  | Maintain Status Quo | Afghanistan | AFG |  |  | FALSE
2021-01-04 | ICU_incidence |  |  |  | 51.26 |  |  | Maintain Status Quo | Afghanistan | AFG |  |  | FALSE
2021-01-04 | cumulative_infections |  |  |  | 6903455.18 |  |  | Maintain Status Quo | Afghanistan | AFG |  |  | FALSE
2021-01-04 | hospital_demand |  |  |  | 1429.45 |  |  | Relax Interventions 50% | Afghanistan | AFG |  |  | FALSE
2021-01-04 | ICU_demand |  |  |  | 324.69 |  |  | Relax Interventions 50% | Afghanistan | AFG |  |  | FALSE
2021-01-04 | infections |  |  |  | 17805.37 |  |  | Relax Interventions 50% | Afghanistan | AFG |  |  | FALSE
2021-01-04 | hospital_incidence |  |  |  | 145.23 |  |  | Relax Interventions 50% | Afghanistan | AFG |  |  | FALSE
2021-01-04 | ICU_incidence |  |  |  | 51.26 |  |  | Relax Interventions 50% | Afghanistan | AFG |  |  | FALSE
2021-01-04 | cumulative_infections |  |  |  | 6903455.18 |  |  | Relax Interventions 50% | Afghanistan | AFG |  |  | FALSE
2021-01-05 | hospital_demand |  |  |  | 1414.98 |  |  | Additional 50% Reduction | Afghanistan | AFG |  |  | FALSE
2021-01-05 | ICU_demand |  |  |  | 324.16 |  |  | Additional 50% Reduction | Afghanistan | AFG |  |  | FALSE
2021-01-05 | infections |  |  |  | 17696.1 |  |  | Additional 50% Reduction | Afghanistan | AFG |  |  | FALSE
2021-01-05 | hospital_incidence |  |  |  | 144.32 |  |  | Additional 50% Reduction | Afghanistan | AFG |  |  | FALSE
2021-01-05 | ICU_incidence |  |  |  | 50.92 |  |  | Additional 50% Reduction | Afghanistan | AFG |  |  | FALSE
2021-01-05 | cumulative_infections |  |  |  | 6921151.28 |  |  | Additional 50% Reduction | Afghanistan | AFG |  |  | FALSE
2021-01-05 | hospital_demand |  |  |  | 1414.98 |  |  | Maintain Status Quo | Afghanistan | AFG |  |  | FALSE
2021-01-05 | ICU_demand |  |  |  | 324.16 |  |  | Maintain Status Quo | Afghanistan | AFG |  |  | FALSE
2021-01-05 | infections |  |  |  | 17696.1 |  |  | Maintain Status Quo | Afghanistan | AFG |  |  | FALSE
2021-01-05 | hospital_incidence |  |  |  | 144.32 |  |  | Maintain Status Quo | Afghanistan | AFG |  |  | FALSE
2021-01-05 | ICU_incidence |  |  |  | 50.92 |  |  | Maintain Status Quo | Afghanistan | AFG |  |  | FALSE
2021-01-05 | cumulative_infections |  |  |  | 6921151.28 |  |  | Maintain Status Quo | Afghanistan | AFG |  |  | FALSE
2021-01-05 | hospital_demand |  |  |  | 1414.98 |  |  | Relax Interventions 50% | Afghanistan | AFG |  |  | FALSE
2021-01-05 | ICU_demand |  |  |  | 324.16 |  |  | Relax Interventions 50% | Afghanistan | AFG |  |  | FALSE
2021-01-05 | infections |  |  |  | 17696.1 |  |  | Relax Interventions 50% | Afghanistan | AFG |  |  | FALSE
2021-01-05 | hospital_incidence |  |  |  | 144.32 |  |  | Relax Interventions 50% | Afghanistan | AFG |  |  | FALSE
2021-01-05 | ICU_incidence |  |  |  | 50.92 |  |  | Relax Interventions 50% | Afghanistan | AFG |  |  | FALSE
2021-01-05 | cumulative_infections |  |  |  | 6921151.28 |  |  | Relax Interventions 50% | Afghanistan | AFG |  |  | FALSE
2021-01-06 | hospital_demand |  |  |  | 1401.41 |  |  | Additional 50% Reduction | Afghanistan | AFG |  |  | FALSE
2021-01-06 | ICU_demand |  |  |  | 323.66 |  |  | Additional 50% Reduction | Afghanistan | AFG |  |  | FALSE
2021-01-06 | infections |  |  |  | 17586.95 |  |  | Additional 50% Reduction | Afghanistan | AFG |  |  | FALSE
2021-01-06 | hospital_incidence |  |  |  | 143.42 |  |  | Additional 50% Reduction | Afghanistan | AFG |  |  | FALSE
2021-01-06 | ICU_incidence |  |  |  | 50.59 |  |  | Additional 50% Reduction | Afghanistan | AFG |  |  | FALSE
2021-01-06 | cumulative_infections |  |  |  | 6938738.23 |  |  | Additional 50% Reduction | Afghanistan | AFG |  |  | FALSE
2021-01-06 | hospital_demand |  |  |  | 1401.41 |  |  | Maintain Status Quo | Afghanistan | AFG |  |  | FALSE
2021-01-06 | ICU_demand |  |  |  | 323.66 |  |  | Maintain Status Quo | Afghanistan | AFG |  |  | FALSE
2021-01-06 | infections |  |  |  | 17586.95 |  |  | Maintain Status Quo | Afghanistan | AFG |  |  | FALSE
2021-01-06 | hospital_incidence |  |  |  | 143.42 |  |  | Maintain Status Quo | Afghanistan | AFG |  |  | FALSE
2021-01-06 | ICU_incidence |  |  |  | 50.59 |  |  | Maintain Status Quo | Afghanistan | AFG |  |  | FALSE
2021-01-06 | cumulative_infections |  |  |  | 6938738.23 |  |  | Maintain Status Quo | Afghanistan | AFG |  |  | FALSE
2021-01-06 | hospital_demand |  |  |  | 1401.41 |  |  | Relax Interventions 50% | Afghanistan | AFG |  |  | FALSE
2021-01-06 | ICU_demand |  |  |  | 323.66 |  |  | Relax Interventions 50% | Afghanistan | AFG |  |  | FALSE
2021-01-06 | infections |  |  |  | 17586.95 |  |  | Relax Interventions 50% | Afghanistan | AFG |  |  | FALSE
2021-01-06 | hospital_incidence |  |  |  | 143.42 |  |  | Relax Interventions 50% | Afghanistan | AFG |  |  | FALSE
2021-01-06 | ICU_incidence |  |  |  | 50.59 |  |  | Relax Interventions 50% | Afghanistan | AFG |  |  | FALSE
2021-01-06 | cumulative_infections |  |  |  | 6938738.23 |  |  | Relax Interventions 50% | Afghanistan | AFG |  |  | FALSE
2021-01-07 | hospital_demand |  |  |  | 1388.65 |  |  | Additional 50% Reduction | Afghanistan | AFG |  |  | FALSE
2021-01-07 | ICU_demand |  |  |  | 323.17 |  |  | Additional 50% Reduction | Afghanistan | AFG |  |  | FALSE
2021-01-07 | infections |  |  |  | 17477.95 |  |  | Additional 50% Reduction | Afghanistan | AFG |  |  | FALSE
2021-01-07 | hospital_incidence |  |  |  | 142.53 |  |  | Additional 50% Reduction | Afghanistan | AFG |  |  | FALSE
2021-01-07 | ICU_incidence |  |  |  | 50.26 |  |  | Additional 50% Reduction | Afghanistan | AFG |  |  | FALSE
2021-01-07 | cumulative_infections |  |  |  | 6956216.18 |  |  | Additional 50% Reduction | Afghanistan | AFG |  |  | FALSE
2021-01-07 | hospital_demand |  |  |  | 1388.65 |  |  | Maintain Status Quo | Afghanistan | AFG |  |  | FALSE
2021-01-07 | ICU_demand |  |  |  | 323.17 |  |  | Maintain Status Quo | Afghanistan | AFG |  |  | FALSE
2021-01-07 | infections |  |  |  | 17477.95 |  |  | Maintain Status Quo | Afghanistan | AFG |  |  | FALSE
2021-01-07 | hospital_incidence |  |  |  | 142.53 |  |  | Maintain Status Quo | Afghanistan | AFG |  |  | FALSE
2021-01-07 | ICU_incidence |  |  |  | 50.26 |  |  | Maintain Status Quo | Afghanistan | AFG |  |  | FALSE
2021-01-07 | cumulative_infections |  |  |  | 6956216.18 |  |  | Maintain Status Quo | Afghanistan | AFG |  |  | FALSE
2021-01-07 | hospital_demand |  |  |  | 1388.65 |  |  | Relax Interventions 50% | Afghanistan | AFG |  |  | FALSE
2021-01-07 | ICU_demand |  |  |  | 323.17 |  |  | Relax Interventions 50% | Afghanistan | AFG |  |  | FALSE
2021-01-07 | infections |  |  |  | 17477.95 |  |  | Relax Interventions 50% | Afghanistan | AFG |  |  | FALSE
2021-01-07 | hospital_incidence |  |  |  | 142.53 |  |  | Relax Interventions 50% | Afghanistan | AFG |  |  | FALSE
2021-01-07 | ICU_incidence |  |  |  | 50.26 |  |  | Relax Interventions 50% | Afghanistan | AFG |  |  | FALSE
2021-01-07 | cumulative_infections |  |  |  | 6956216.18 |  |  | Relax Interventions 50% | Afghanistan | AFG |  |  | FALSE
2021-01-08 | hospital_demand |  |  |  | 1376.61 |  |  | Additional 50% Reduction | Afghanistan | AFG |  |  | FALSE
2021-01-08 | ICU_demand |  |  |  | 322.7 |  |  | Additional 50% Reduction | Afghanistan | AFG |  |  | FALSE
2021-01-08 | infections |  |  |  | 17278.36 |  |  | Additional 50% Reduction | Afghanistan | AFG |  |  | FALSE
2021-01-08 | hospital_incidence |  |  |  | 141.64 |  |  | Additional 50% Reduction | Afghanistan | AFG |  |  | FALSE
2021-01-08 | ICU_incidence |  |  |  | 49.94 |  |  | Additional 50% Reduction | Afghanistan | AFG |  |  | FALSE
2021-01-08 | cumulative_infections |  |  |  | 6973494.54 |  |  | Additional 50% Reduction | Afghanistan | AFG |  |  | FALSE
2021-01-08 | hospital_demand |  |  |  | 1376.61 |  |  | Maintain Status Quo | Afghanistan | AFG |  |  | FALSE
2021-01-08 | ICU_demand |  |  |  | 322.7 |  |  | Maintain Status Quo | Afghanistan | AFG |  |  | FALSE
2021-01-08 | infections |  |  |  | 17278.36 |  |  | Maintain Status Quo | Afghanistan | AFG |  |  | FALSE
2021-01-08 | hospital_incidence |  |  |  | 141.64 |  |  | Maintain Status Quo | Afghanistan | AFG |  |  | FALSE
2021-01-08 | ICU_incidence |  |  |  | 49.94 |  |  | Maintain Status Quo | Afghanistan | AFG |  |  | FALSE
2021-01-08 | cumulative_infections |  |  |  | 6973494.54 |  |  | Maintain Status Quo | Afghanistan | AFG |  |  | FALSE
2021-01-08 | hospital_demand |  |  |  | 1376.61 |  |  | Relax Interventions 50% | Afghanistan | AFG |  |  | FALSE
2021-01-08 | ICU_demand |  |  |  | 322.7 |  |  | Relax Interventions 50% | Afghanistan | AFG |  |  | FALSE
2021-01-08 | infections |  |  |  | 17278.36 |  |  | Relax Interventions 50% | Afghanistan | AFG |  |  | FALSE
2021-01-08 | hospital_incidence |  |  |  | 141.64 |  |  | Relax Interventions 50% | Afghanistan | AFG |  |  | FALSE
2021-01-08 | ICU_incidence |  |  |  | 49.94 |  |  | Relax Interventions 50% | Afghanistan | AFG |  |  | FALSE
2021-01-08 | cumulative_infections |  |  |  | 6973494.54 |  |  | Relax Interventions 50% | Afghanistan | AFG |  |  | FALSE
2021-01-09 | hospital_demand |  |  |  | 1365.14 |  |  | Additional 50% Reduction | Afghanistan | AFG |  |  | FALSE
2021-01-09 | ICU_demand |  |  |  | 322.22 |  |  | Additional 50% Reduction | Afghanistan | AFG |  |  | FALSE
2021-01-09 | infections |  |  |  | 16983.57 |  |  | Additional 50% Reduction | Afghanistan | AFG |  |  | FALSE
2021-01-09 | hospital_incidence |  |  |  | 140.65 |  |  | Additional 50% Reduction | Afghanistan | AFG |  |  | FALSE
2021-01-09 | ICU_incidence |  |  |  | 49.57 |  |  | Additional 50% Reduction | Afghanistan | AFG |  |  | FALSE
2021-01-09 | cumulative_infections |  |  |  | 6990478.11 |  |  | Additional 50% Reduction | Afghanistan | AFG |  |  | FALSE
2021-01-09 | hospital_demand |  |  |  | 1365.14 |  |  | Maintain Status Quo | Afghanistan | AFG |  |  | FALSE
2021-01-09 | ICU_demand |  |  |  | 322.22 |  |  | Maintain Status Quo | Afghanistan | AFG |  |  | FALSE
2021-01-09 | infections |  |  |  | 16983.57 |  |  | Maintain Status Quo | Afghanistan | AFG |  |  | FALSE
2021-01-09 | hospital_incidence |  |  |  | 140.65 |  |  | Maintain Status Quo | Afghanistan | AFG |  |  | FALSE
2021-01-09 | ICU_incidence |  |  |  | 49.57 |  |  | Maintain Status Quo | Afghanistan | AFG |  |  | FALSE
2021-01-09 | cumulative_infections |  |  |  | 6990478.11 |  |  | Maintain Status Quo | Afghanistan | AFG |  |  | FALSE
2021-01-09 | hospital_demand |  |  |  | 1365.14 |  |  | Relax Interventions 50% | Afghanistan | AFG |  |  | FALSE
2021-01-09 | ICU_demand |  |  |  | 322.22 |  |  | Relax Interventions 50% | Afghanistan | AFG |  |  | FALSE
2021-01-09 | infections |  |  |  | 16983.57 |  |  | Relax Interventions 50% | Afghanistan | AFG |  |  | FALSE
2021-01-09 | hospital_incidence |  |  |  | 140.65 |  |  | Relax Interventions 50% | Afghanistan | AFG |  |  | FALSE
2021-01-09 | ICU_incidence |  |  |  | 49.57 |  |  | Relax Interventions 50% | Afghanistan | AFG |  |  | FALSE
2021-01-09 | cumulative_infections |  |  |  | 6990478.11 |  |  | Relax Interventions 50% | Afghanistan | AFG |  |  | FALSE
2021-01-10 | hospital_demand |  |  |  | 1354 |  |  | Additional 50% Reduction | Afghanistan | AFG |  |  | FALSE
2021-01-10 | ICU_demand |  |  |  | 321.7 |  |  | Additional 50% Reduction | Afghanistan | AFG |  |  | FALSE
2021-01-10 | infections |  |  |  | 16665.71 |  |  | Additional 50% Reduction | Afghanistan | AFG |  |  | FALSE
2021-01-10 | hospital_incidence |  |  |  | 139.45 |  |  | Additional 50% Reduction | Afghanistan | AFG |  |  | FALSE
2021-01-10 | ICU_incidence |  |  |  | 49.13 |  |  | Additional 50% Reduction | Afghanistan | AFG |  |  | FALSE
2021-01-10 | cumulative_infections |  |  |  | 7007143.82 |  |  | Additional 50% Reduction | Afghanistan | AFG |  |  | FALSE
2021-01-10 | hospital_demand |  |  |  | 1354 |  |  | Maintain Status Quo | Afghanistan | AFG |  |  | FALSE
2021-01-10 | ICU_demand |  |  |  | 321.7 |  |  | Maintain Status Quo | Afghanistan | AFG |  |  | FALSE
2021-01-10 | infections |  |  |  | 16665.71 |  |  | Maintain Status Quo | Afghanistan | AFG |  |  | FALSE
2021-01-10 | hospital_incidence |  |  |  | 139.45 |  |  | Maintain Status Quo | Afghanistan | AFG |  |  | FALSE
2021-01-10 | ICU_incidence |  |  |  | 49.13 |  |  | Maintain Status Quo | Afghanistan | AFG |  |  | FALSE
2021-01-10 | cumulative_infections |  |  |  | 7007143.82 |  |  | Maintain Status Quo | Afghanistan | AFG |  |  | FALSE
2021-01-10 | hospital_demand |  |  |  | 1354 |  |  | Relax Interventions 50% | Afghanistan | AFG |  |  | FALSE
2021-01-10 | ICU_demand |  |  |  | 321.7 |  |  | Relax Interventions 50% | Afghanistan | AFG |  |  | FALSE
2021-01-10 | infections |  |  |  | 16665.71 |  |  | Relax Interventions 50% | Afghanistan | AFG |  |  | FALSE
2021-01-10 | hospital_incidence |  |  |  | 139.45 |  |  | Relax Interventions 50% | Afghanistan | AFG |  |  | FALSE
2021-01-10 | ICU_incidence |  |  |  | 49.13 |  |  | Relax Interventions 50% | Afghanistan | AFG |  |  | FALSE
2021-01-10 | cumulative_infections |  |  |  | 7007143.82 |  |  | Relax Interventions 50% | Afghanistan | AFG |  |  | FALSE
2021-01-11 | hospital_demand |  |  |  | 1342.89 |  |  | Additional 50% Reduction | Afghanistan | AFG |  |  | FALSE
2021-01-11 | ICU_demand |  |  |  | 321.1 |  |  | Additional 50% Reduction | Afghanistan | AFG |  |  | FALSE
2021-01-11 | infections |  |  |  | 16352.52 |  |  | Additional 50% Reduction | Afghanistan | AFG |  |  | FALSE
2021-01-11 | hospital_incidence |  |  |  | 138 |  |  | Additional 50% Reduction | Afghanistan | AFG |  |  | FALSE
2021-01-11 | ICU_incidence |  |  |  | 48.6 |  |  | Additional 50% Reduction | Afghanistan | AFG |  |  | FALSE
2021-01-11 | cumulative_infections |  |  |  | 7023496.34 |  |  | Additional 50% Reduction | Afghanistan | AFG |  |  | FALSE
2021-01-11 | hospital_demand |  |  |  | 1342.89 |  |  | Maintain Status Quo | Afghanistan | AFG |  |  | FALSE
2021-01-11 | ICU_demand |  |  |  | 321.1 |  |  | Maintain Status Quo | Afghanistan | AFG |  |  | FALSE
2021-01-11 | infections |  |  |  | 16352.52 |  |  | Maintain Status Quo | Afghanistan | AFG |  |  | FALSE
2021-01-11 | hospital_incidence |  |  |  | 138 |  |  | Maintain Status Quo | Afghanistan | AFG |  |  | FALSE
2021-01-11 | ICU_incidence |  |  |  | 48.6 |  |  | Maintain Status Quo | Afghanistan | AFG |  |  | FALSE
2021-01-11 | cumulative_infections |  |  |  | 7023496.34 |  |  | Maintain Status Quo | Afghanistan | AFG |  |  | FALSE
2021-01-11 | hospital_demand |  |  |  | 1342.89 |  |  | Relax Interventions 50% | Afghanistan | AFG |  |  | FALSE
2021-01-11 | ICU_demand |  |  |  | 321.1 |  |  | Relax Interventions 50% | Afghanistan | AFG |  |  | FALSE
2021-01-11 | infections |  |  |  | 16352.52 |  |  | Relax Interventions 50% | Afghanistan | AFG |  |  | FALSE
2021-01-11 | hospital_incidence |  |  |  | 138 |  |  | Relax Interventions 50% | Afghanistan | AFG |  |  | FALSE
2021-01-11 | ICU_incidence |  |  |  | 48.6 |  |  | Relax Interventions 50% | Afghanistan | AFG |  |  | FALSE
2021-01-11 | cumulative_infections |  |  |  | 7023496.34 |  |  | Relax Interventions 50% | Afghanistan | AFG |  |  | FALSE
2021-01-12 | hospital_demand |  |  |  | 1331.53 |  |  | Additional 50% Reduction | Afghanistan | AFG |  |  | FALSE
2021-01-12 | ICU_demand |  |  |  | 320.41 |  |  | Additional 50% Reduction | Afghanistan | AFG |  |  | FALSE
2021-01-12 | infections |  |  |  | 16051.46 |  |  | Additional 50% Reduction | Afghanistan | AFG |  |  | FALSE
2021-01-12 | hospital_incidence |  |  |  | 136.31 |  |  | Additional 50% Reduction | Afghanistan | AFG |  |  | FALSE
2021-01-12 | ICU_incidence |  |  |  | 47.98 |  |  | Additional 50% Reduction | Afghanistan | AFG |  |  | FALSE
2021-01-12 | cumulative_infections |  |  |  | 7039547.8 |  |  | Additional 50% Reduction | Afghanistan | AFG |  |  | FALSE
2021-01-12 | hospital_demand |  |  |  | 1331.53 |  |  | Maintain Status Quo | Afghanistan | AFG |  |  | FALSE
2021-01-12 | ICU_demand |  |  |  | 320.41 |  |  | Maintain Status Quo | Afghanistan | AFG |  |  | FALSE
2021-01-12 | infections |  |  |  | 16051.46 |  |  | Maintain Status Quo | Afghanistan | AFG |  |  | FALSE
2021-01-12 | hospital_incidence |  |  |  | 136.31 |  |  | Maintain Status Quo | Afghanistan | AFG |  |  | FALSE
2021-01-12 | ICU_incidence |  |  |  | 47.98 |  |  | Maintain Status Quo | Afghanistan | AFG |  |  | FALSE
2021-01-12 | cumulative_infections |  |  |  | 7039547.8 |  |  | Maintain Status Quo | Afghanistan | AFG |  |  | FALSE
2021-01-12 | hospital_demand |  |  |  | 1331.53 |  |  | Relax Interventions 50% | Afghanistan | AFG |  |  | FALSE
2021-01-12 | ICU_demand |  |  |  | 320.41 |  |  | Relax Interventions 50% | Afghanistan | AFG |  |  | FALSE
2021-01-12 | infections |  |  |  | 16051.46 |  |  | Relax Interventions 50% | Afghanistan | AFG |  |  | FALSE
2021-01-12 | hospital_incidence |  |  |  | 136.31 |  |  | Relax Interventions 50% | Afghanistan | AFG |  |  | FALSE
2021-01-12 | ICU_incidence |  |  |  | 47.98 |  |  | Relax Interventions 50% | Afghanistan | AFG |  |  | FALSE
2021-01-12 | cumulative_infections |  |  |  | 7039547.8 |  |  | Relax Interventions 50% | Afghanistan | AFG |  |  | FALSE
2021-01-13 | hospital_demand |  |  |  | 1319.68 |  |  | Additional 50% Reduction | Afghanistan | AFG |  |  | FALSE
2021-01-13 | ICU_demand |  |  |  | 319.64 |  |  | Additional 50% Reduction | Afghanistan | AFG |  |  | FALSE
2021-01-13 | infections |  |  |  | 15762.27 |  |  | Additional 50% Reduction | Afghanistan | AFG |  |  | FALSE
2021-01-13 | hospital_incidence |  |  |  | 134.44 |  |  | Additional 50% Reduction | Afghanistan | AFG |  |  | FALSE
2021-01-13 | ICU_incidence |  |  |  | 47.29 |  |  | Additional 50% Reduction | Afghanistan | AFG |  |  | FALSE
2021-01-13 | cumulative_infections |  |  |  | 7055310.07 |  |  | Additional 50% Reduction | Afghanistan | AFG |  |  | FALSE
2021-01-13 | hospital_demand |  |  |  | 1319.68 |  |  | Maintain Status Quo | Afghanistan | AFG |  |  | FALSE
2021-01-13 | ICU_demand |  |  |  | 319.64 |  |  | Maintain Status Quo | Afghanistan | AFG |  |  | FALSE
2021-01-13 | infections |  |  |  | 15762.27 |  |  | Maintain Status Quo | Afghanistan | AFG |  |  | FALSE
2021-01-13 | hospital_incidence |  |  |  | 134.44 |  |  | Maintain Status Quo | Afghanistan | AFG |  |  | FALSE
2021-01-13 | ICU_incidence |  |  |  | 47.29 |  |  | Maintain Status Quo | Afghanistan | AFG |  |  | FALSE
2021-01-13 | cumulative_infections |  |  |  | 7055310.07 |  |  | Maintain Status Quo | Afghanistan | AFG |  |  | FALSE
2021-01-13 | hospital_demand |  |  |  | 1319.68 |  |  | Relax Interventions 50% | Afghanistan | AFG |  |  | FALSE
2021-01-13 | ICU_demand |  |  |  | 319.64 |  |  | Relax Interventions 50% | Afghanistan | AFG |  |  | FALSE
2021-01-13 | infections |  |  |  | 15762.27 |  |  | Relax Interventions 50% | Afghanistan | AFG |  |  | FALSE
2021-01-13 | hospital_incidence |  |  |  | 134.44 |  |  | Relax Interventions 50% | Afghanistan | AFG |  |  | FALSE
2021-01-13 | ICU_incidence |  |  |  | 47.29 |  |  | Relax Interventions 50% | Afghanistan | AFG |  |  | FALSE
2021-01-13 | cumulative_infections |  |  |  | 7055310.07 |  |  | Relax Interventions 50% | Afghanistan | AFG |  |  | FALSE
2021-01-14 | hospital_demand |  |  |  | 1307.19 |  |  | Additional 50% Reduction | Afghanistan | AFG |  |  | FALSE
2021-01-14 | ICU_demand |  |  |  | 318.79 |  |  | Additional 50% Reduction | Afghanistan | AFG |  |  | FALSE
2021-01-14 | infections |  |  |  | 15482.73 |  |  | Additional 50% Reduction | Afghanistan | AFG |  |  | FALSE
2021-01-14 | hospital_incidence |  |  |  | 132.44 |  |  | Additional 50% Reduction | Afghanistan | AFG |  |  | FALSE
2021-01-14 | ICU_incidence |  |  |  | 46.56 |  |  | Additional 50% Reduction | Afghanistan | AFG |  |  | FALSE
2021-01-14 | cumulative_infections |  |  |  | 7070792.8 |  |  | Additional 50% Reduction | Afghanistan | AFG |  |  | FALSE
2021-01-14 | hospital_demand |  |  |  | 1307.19 |  |  | Maintain Status Quo | Afghanistan | AFG |  |  | FALSE
2021-01-14 | ICU_demand |  |  |  | 318.79 |  |  | Maintain Status Quo | Afghanistan | AFG |  |  | FALSE
2021-01-14 | infections |  |  |  | 15482.73 |  |  | Maintain Status Quo | Afghanistan | AFG |  |  | FALSE
2021-01-14 | hospital_incidence |  |  |  | 132.44 |  |  | Maintain Status Quo | Afghanistan | AFG |  |  | FALSE
2021-01-14 | ICU_incidence |  |  |  | 46.56 |  |  | Maintain Status Quo | Afghanistan | AFG |  |  | FALSE
2021-01-14 | cumulative_infections |  |  |  | 7070792.8 |  |  | Maintain Status Quo | Afghanistan | AFG |  |  | FALSE
2021-01-14 | hospital_demand |  |  |  | 1307.19 |  |  | Relax Interventions 50% | Afghanistan | AFG |  |  | FALSE
2021-01-14 | ICU_demand |  |  |  | 318.79 |  |  | Relax Interventions 50% | Afghanistan | AFG |  |  | FALSE
2021-01-14 | infections |  |  |  | 15482.73 |  |  | Relax Interventions 50% | Afghanistan | AFG |  |  | FALSE
2021-01-14 | hospital_incidence |  |  |  | 132.44 |  |  | Relax Interventions 50% | Afghanistan | AFG |  |  | FALSE
2021-01-14 | ICU_incidence |  |  |  | 46.56 |  |  | Relax Interventions 50% | Afghanistan | AFG |  |  | FALSE
2021-01-14 | cumulative_infections |  |  |  | 7070792.8 |  |  | Relax Interventions 50% | Afghanistan | AFG |  |  | FALSE
2021-01-15 | hospital_demand |  |  |  | 1294.01 |  |  | Additional 50% Reduction | Afghanistan | AFG |  |  | FALSE
2021-01-15 | ICU_demand |  |  |  | 317.89 |  |  | Additional 50% Reduction | Afghanistan | AFG |  |  | FALSE
2021-01-15 | infections |  |  |  | 15210.71 |  |  | Additional 50% Reduction | Afghanistan | AFG |  |  | FALSE
2021-01-15 | hospital_incidence |  |  |  | 130.37 |  |  | Additional 50% Reduction | Afghanistan | AFG |  |  | FALSE
2021-01-15 | ICU_incidence |  |  |  | 45.8 |  |  | Additional 50% Reduction | Afghanistan | AFG |  |  | FALSE
2021-01-15 | cumulative_infections |  |  |  | 7086003.51 |  |  | Additional 50% Reduction | Afghanistan | AFG |  |  | FALSE
2021-01-15 | hospital_demand |  |  |  | 1294.01 |  |  | Maintain Status Quo | Afghanistan | AFG |  |  | FALSE
2021-01-15 | ICU_demand |  |  |  | 317.89 |  |  | Maintain Status Quo | Afghanistan | AFG |  |  | FALSE
2021-01-15 | infections |  |  |  | 15210.71 |  |  | Maintain Status Quo | Afghanistan | AFG |  |  | FALSE
2021-01-15 | hospital_incidence |  |  |  | 130.37 |  |  | Maintain Status Quo | Afghanistan | AFG |  |  | FALSE
2021-01-15 | ICU_incidence |  |  |  | 45.8 |  |  | Maintain Status Quo | Afghanistan | AFG |  |  | FALSE
2021-01-15 | cumulative_infections |  |  |  | 7086003.51 |  |  | Maintain Status Quo | Afghanistan | AFG |  |  | FALSE
2021-01-15 | hospital_demand |  |  |  | 1294.01 |  |  | Relax Interventions 50% | Afghanistan | AFG |  |  | FALSE
2021-01-15 | ICU_demand |  |  |  | 317.89 |  |  | Relax Interventions 50% | Afghanistan | AFG |  |  | FALSE
2021-01-15 | infections |  |  |  | 15210.71 |  |  | Relax Interventions 50% | Afghanistan | AFG |  |  | FALSE
2021-01-15 | hospital_incidence |  |  |  | 130.37 |  |  | Relax Interventions 50% | Afghanistan | AFG |  |  | FALSE
2021-01-15 | ICU_incidence |  |  |  | 45.8 |  |  | Relax Interventions 50% | Afghanistan | AFG |  |  | FALSE
2021-01-15 | cumulative_infections |  |  |  | 7086003.51 |  |  | Relax Interventions 50% | Afghanistan | AFG |  |  | FALSE
2021-01-16 | hospital_demand |  |  |  | 1280.1 |  |  | Additional 50% Reduction | Afghanistan | AFG |  |  | FALSE
2021-01-16 | ICU_demand |  |  |  | 316.95 |  |  | Additional 50% Reduction | Afghanistan | AFG |  |  | FALSE
2021-01-16 | infections |  |  |  | 14944.74 |  |  | Additional 50% Reduction | Afghanistan | AFG |  |  | FALSE
2021-01-16 | hospital_incidence |  |  |  | 128.25 |  |  | Additional 50% Reduction | Afghanistan | AFG |  |  | FALSE
2021-01-16 | ICU_incidence |  |  |  | 45.02 |  |  | Additional 50% Reduction | Afghanistan | AFG |  |  | FALSE
2021-01-16 | cumulative_infections |  |  |  | 7100948.25 |  |  | Additional 50% Reduction | Afghanistan | AFG |  |  | FALSE
2021-01-16 | hospital_demand |  |  |  | 1280.1 |  |  | Maintain Status Quo | Afghanistan | AFG |  |  | FALSE
2021-01-16 | ICU_demand |  |  |  | 316.95 |  |  | Maintain Status Quo | Afghanistan | AFG |  |  | FALSE
2021-01-16 | infections |  |  |  | 14944.74 |  |  | Maintain Status Quo | Afghanistan | AFG |  |  | FALSE
2021-01-16 | hospital_incidence |  |  |  | 128.25 |  |  | Maintain Status Quo | Afghanistan | AFG |  |  | FALSE
2021-01-16 | ICU_incidence |  |  |  | 45.02 |  |  | Maintain Status Quo | Afghanistan | AFG |  |  | FALSE
2021-01-16 | cumulative_infections |  |  |  | 7100948.25 |  |  | Maintain Status Quo | Afghanistan | AFG |  |  | FALSE
2021-01-16 | hospital_demand |  |  |  | 1280.1 |  |  | Relax Interventions 50% | Afghanistan | AFG |  |  | FALSE
2021-01-16 | ICU_demand |  |  |  | 316.95 |  |  | Relax Interventions 50% | Afghanistan | AFG |  |  | FALSE
2021-01-16 | infections |  |  |  | 14944.74 |  |  | Relax Interventions 50% | Afghanistan | AFG |  |  | FALSE
2021-01-16 | hospital_incidence |  |  |  | 128.25 |  |  | Relax Interventions 50% | Afghanistan | AFG |  |  | FALSE
2021-01-16 | ICU_incidence |  |  |  | 45.02 |  |  | Relax Interventions 50% | Afghanistan | AFG |  |  | FALSE
2021-01-16 | cumulative_infections |  |  |  | 7100948.25 |  |  | Relax Interventions 50% | Afghanistan | AFG |  |  | FALSE
2021-01-17 | hospital_demand |  |  |  | 1265.51 |  |  | Additional 50% Reduction | Afghanistan | AFG |  |  | FALSE
2021-01-17 | ICU_demand |  |  |  | 315.99 |  |  | Additional 50% Reduction | Afghanistan | AFG |  |  | FALSE
2021-01-17 | infections |  |  |  | 14683.98 |  |  | Additional 50% Reduction | Afghanistan | AFG |  |  | FALSE
2021-01-17 | hospital_incidence |  |  |  | 126.12 |  |  | Additional 50% Reduction | Afghanistan | AFG |  |  | FALSE
2021-01-17 | ICU_incidence |  |  |  | 44.24 |  |  | Additional 50% Reduction | Afghanistan | AFG |  |  | FALSE
2021-01-17 | cumulative_infections |  |  |  | 7115632.24 |  |  | Additional 50% Reduction | Afghanistan | AFG |  |  | FALSE
2021-01-17 | hospital_demand |  |  |  | 1265.51 |  |  | Maintain Status Quo | Afghanistan | AFG |  |  | FALSE
2021-01-17 | ICU_demand |  |  |  | 315.99 |  |  | Maintain Status Quo | Afghanistan | AFG |  |  | FALSE
2021-01-17 | infections |  |  |  | 14683.98 |  |  | Maintain Status Quo | Afghanistan | AFG |  |  | FALSE
2021-01-17 | hospital_incidence |  |  |  | 126.12 |  |  | Maintain Status Quo | Afghanistan | AFG |  |  | FALSE
2021-01-17 | ICU_incidence |  |  |  | 44.24 |  |  | Maintain Status Quo | Afghanistan | AFG |  |  | FALSE
2021-01-17 | cumulative_infections |  |  |  | 7115632.24 |  |  | Maintain Status Quo | Afghanistan | AFG |  |  | FALSE
2021-01-17 | hospital_demand |  |  |  | 1265.51 |  |  | Relax Interventions 50% | Afghanistan | AFG |  |  | FALSE
2021-01-17 | ICU_demand |  |  |  | 315.99 |  |  | Relax Interventions 50% | Afghanistan | AFG |  |  | FALSE
2021-01-17 | infections |  |  |  | 14683.98 |  |  | Relax Interventions 50% | Afghanistan | AFG |  |  | FALSE
2021-01-17 | hospital_incidence |  |  |  | 126.12 |  |  | Relax Interventions 50% | Afghanistan | AFG |  |  | FALSE
2021-01-17 | ICU_incidence |  |  |  | 44.24 |  |  | Relax Interventions 50% | Afghanistan | AFG |  |  | FALSE
2021-01-17 | cumulative_infections |  |  |  | 7115632.24 |  |  | Relax Interventions 50% | Afghanistan | AFG |  |  | FALSE
2021-01-18 | hospital_demand |  |  |  | 1250.3 |  |  | Additional 50% Reduction | Afghanistan | AFG |  |  | FALSE
2021-01-18 | ICU_demand |  |  |  | 315.02 |  |  | Additional 50% Reduction | Afghanistan | AFG |  |  | FALSE
2021-01-18 | infections |  |  |  | 14427.97 |  |  | Additional 50% Reduction | Afghanistan | AFG |  |  | FALSE
2021-01-18 | hospital_incidence |  |  |  | 123.99 |  |  | Additional 50% Reduction | Afghanistan | AFG |  |  | FALSE
2021-01-18 | ICU_incidence |  |  |  | 43.46 |  |  | Additional 50% Reduction | Afghanistan | AFG |  |  | FALSE
2021-01-18 | cumulative_infections |  |  |  | 7130060.21 |  |  | Additional 50% Reduction | Afghanistan | AFG |  |  | FALSE
2021-01-18 | hospital_demand |  |  |  | 1250.3 |  |  | Maintain Status Quo | Afghanistan | AFG |  |  | FALSE
2021-01-18 | ICU_demand |  |  |  | 315.02 |  |  | Maintain Status Quo | Afghanistan | AFG |  |  | FALSE
2021-01-18 | infections |  |  |  | 14427.97 |  |  | Maintain Status Quo | Afghanistan | AFG |  |  | FALSE
2021-01-18 | hospital_incidence |  |  |  | 123.99 |  |  | Maintain Status Quo | Afghanistan | AFG |  |  | FALSE
2021-01-18 | ICU_incidence |  |  |  | 43.46 |  |  | Maintain Status Quo | Afghanistan | AFG |  |  | FALSE
2021-01-18 | cumulative_infections |  |  |  | 7130060.21 |  |  | Maintain Status Quo | Afghanistan | AFG |  |  | FALSE
2021-01-18 | hospital_demand |  |  |  | 1250.3 |  |  | Relax Interventions 50% | Afghanistan | AFG |  |  | FALSE
2021-01-18 | ICU_demand |  |  |  | 315.02 |  |  | Relax Interventions 50% | Afghanistan | AFG |  |  | FALSE
2021-01-18 | infections |  |  |  | 14427.97 |  |  | Relax Interventions 50% | Afghanistan | AFG |  |  | FALSE
2021-01-18 | hospital_incidence |  |  |  | 123.99 |  |  | Relax Interventions 50% | Afghanistan | AFG |  |  | FALSE
2021-01-18 | ICU_incidence |  |  |  | 43.46 |  |  | Relax Interventions 50% | Afghanistan | AFG |  |  | FALSE
2021-01-18 | cumulative_infections |  |  |  | 7130060.21 |  |  | Relax Interventions 50% | Afghanistan | AFG |  |  | FALSE
2021-01-19 | hospital_demand |  |  |  | 1234.54 |  |  | Additional 50% Reduction | Afghanistan | AFG |  |  | FALSE
2021-01-19 | ICU_demand |  |  |  | 314.04 |  |  | Additional 50% Reduction | Afghanistan | AFG |  |  | FALSE
2021-01-19 | infections |  |  |  | 14176.47 |  |  | Additional 50% Reduction | Afghanistan | AFG |  |  | FALSE
2021-01-19 | hospital_incidence |  |  |  | 121.88 |  |  | Additional 50% Reduction | Afghanistan | AFG |  |  | FALSE
2021-01-19 | ICU_incidence |  |  |  | 42.69 |  |  | Additional 50% Reduction | Afghanistan | AFG |  |  | FALSE
2021-01-19 | cumulative_infections |  |  |  | 7144236.68 |  |  | Additional 50% Reduction | Afghanistan | AFG |  |  | FALSE
2021-01-19 | hospital_demand |  |  |  | 1234.54 |  |  | Maintain Status Quo | Afghanistan | AFG |  |  | FALSE
2021-01-19 | ICU_demand |  |  |  | 314.04 |  |  | Maintain Status Quo | Afghanistan | AFG |  |  | FALSE
2021-01-19 | infections |  |  |  | 14176.47 |  |  | Maintain Status Quo | Afghanistan | AFG |  |  | FALSE
2021-01-19 | hospital_incidence |  |  |  | 121.88 |  |  | Maintain Status Quo | Afghanistan | AFG |  |  | FALSE
2021-01-19 | ICU_incidence |  |  |  | 42.69 |  |  | Maintain Status Quo | Afghanistan | AFG |  |  | FALSE
2021-01-19 | cumulative_infections |  |  |  | 7144236.68 |  |  | Maintain Status Quo | Afghanistan | AFG |  |  | FALSE
2021-01-19 | hospital_demand |  |  |  | 1234.54 |  |  | Relax Interventions 50% | Afghanistan | AFG |  |  | FALSE
2021-01-19 | ICU_demand |  |  |  | 314.04 |  |  | Relax Interventions 50% | Afghanistan | AFG |  |  | FALSE
2021-01-19 | infections |  |  |  | 14176.47 |  |  | Relax Interventions 50% | Afghanistan | AFG |  |  | FALSE
2021-01-19 | hospital_incidence |  |  |  | 121.88 |  |  | Relax Interventions 50% | Afghanistan | AFG |  |  | FALSE
2021-01-19 | ICU_incidence |  |  |  | 42.69 |  |  | Relax Interventions 50% | Afghanistan | AFG |  |  | FALSE
2021-01-19 | cumulative_infections |  |  |  | 7144236.68 |  |  | Relax Interventions 50% | Afghanistan | AFG |  |  | FALSE
2021-01-20 | hospital_demand |  |  |  | 1218.33 |  |  | Additional 50% Reduction | Afghanistan | AFG |  |  | FALSE
2021-01-20 | ICU_demand |  |  |  | 313.06 |  |  | Additional 50% Reduction | Afghanistan | AFG |  |  | FALSE
2021-01-20 | infections |  |  |  | 13929.37 |  |  | Additional 50% Reduction | Afghanistan | AFG |  |  | FALSE
2021-01-20 | hospital_incidence |  |  |  | 119.79 |  |  | Additional 50% Reduction | Afghanistan | AFG |  |  | FALSE
2021-01-20 | ICU_incidence |  |  |  | 41.93 |  |  | Additional 50% Reduction | Afghanistan | AFG |  |  | FALSE
2021-01-20 | cumulative_infections |  |  |  | 7158166.05 |  |  | Additional 50% Reduction | Afghanistan | AFG |  |  | FALSE
2021-01-20 | hospital_demand |  |  |  | 1218.33 |  |  | Maintain Status Quo | Afghanistan | AFG |  |  | FALSE
2021-01-20 | ICU_demand |  |  |  | 313.06 |  |  | Maintain Status Quo | Afghanistan | AFG |  |  | FALSE
2021-01-20 | infections |  |  |  | 13929.37 |  |  | Maintain Status Quo | Afghanistan | AFG |  |  | FALSE
2021-01-20 | hospital_incidence |  |  |  | 119.79 |  |  | Maintain Status Quo | Afghanistan | AFG |  |  | FALSE
2021-01-20 | ICU_incidence |  |  |  | 41.93 |  |  | Maintain Status Quo | Afghanistan | AFG |  |  | FALSE
2021-01-20 | cumulative_infections |  |  |  | 7158166.05 |  |  | Maintain Status Quo | Afghanistan | AFG |  |  | FALSE
2021-01-20 | hospital_demand |  |  |  | 1218.33 |  |  | Relax Interventions 50% | Afghanistan | AFG |  |  | FALSE
2021-01-20 | ICU_demand |  |  |  | 313.06 |  |  | Relax Interventions 50% | Afghanistan | AFG |  |  | FALSE
2021-01-20 | infections |  |  |  | 13929.37 |  |  | Relax Interventions 50% | Afghanistan | AFG |  |  | FALSE
2021-01-20 | hospital_incidence |  |  |  | 119.79 |  |  | Relax Interventions 50% | Afghanistan | AFG |  |  | FALSE
2021-01-20 | ICU_incidence |  |  |  | 41.93 |  |  | Relax Interventions 50% | Afghanistan | AFG |  |  | FALSE
2021-01-20 | cumulative_infections |  |  |  | 7158166.05 |  |  | Relax Interventions 50% | Afghanistan | AFG |  |  | FALSE
2021-01-21 | hospital_demand |  |  |  | 1201.73 |  |  | Additional 50% Reduction | Afghanistan | AFG |  |  | FALSE
2021-01-21 | ICU_demand |  |  |  | 312.08 |  |  | Additional 50% Reduction | Afghanistan | AFG |  |  | FALSE
2021-01-21 | infections |  |  |  | 13686.61 |  |  | Additional 50% Reduction | Afghanistan | AFG |  |  | FALSE
2021-01-21 | hospital_incidence |  |  |  | 117.74 |  |  | Additional 50% Reduction | Afghanistan | AFG |  |  | FALSE
2021-01-21 | ICU_incidence |  |  |  | 41.18 |  |  | Additional 50% Reduction | Afghanistan | AFG |  |  | FALSE
2021-01-21 | cumulative_infections |  |  |  | 7171852.65 |  |  | Additional 50% Reduction | Afghanistan | AFG |  |  | FALSE
2021-01-21 | hospital_demand |  |  |  | 1201.73 |  |  | Maintain Status Quo | Afghanistan | AFG |  |  | FALSE
2021-01-21 | ICU_demand |  |  |  | 312.08 |  |  | Maintain Status Quo | Afghanistan | AFG |  |  | FALSE
2021-01-21 | infections |  |  |  | 13686.61 |  |  | Maintain Status Quo | Afghanistan | AFG |  |  | FALSE
2021-01-21 | hospital_incidence |  |  |  | 117.74 |  |  | Maintain Status Quo | Afghanistan | AFG |  |  | FALSE
2021-01-21 | ICU_incidence |  |  |  | 41.18 |  |  | Maintain Status Quo | Afghanistan | AFG |  |  | FALSE
2021-01-21 | cumulative_infections |  |  |  | 7171852.65 |  |  | Maintain Status Quo | Afghanistan | AFG |  |  | FALSE
2021-01-21 | hospital_demand |  |  |  | 1201.73 |  |  | Relax Interventions 50% | Afghanistan | AFG |  |  | FALSE
2021-01-21 | ICU_demand |  |  |  | 312.08 |  |  | Relax Interventions 50% | Afghanistan | AFG |  |  | FALSE
2021-01-21 | infections |  |  |  | 13686.61 |  |  | Relax Interventions 50% | Afghanistan | AFG |  |  | FALSE
2021-01-21 | hospital_incidence |  |  |  | 117.74 |  |  | Relax Interventions 50% | Afghanistan | AFG |  |  | FALSE
2021-01-21 | ICU_incidence |  |  |  | 41.18 |  |  | Relax Interventions 50% | Afghanistan | AFG |  |  | FALSE
2021-01-21 | cumulative_infections |  |  |  | 7171852.65 |  |  | Relax Interventions 50% | Afghanistan | AFG |  |  | FALSE
2021-01-22 | hospital_demand |  |  |  | 1184.84 |  |  | Additional 50% Reduction | Afghanistan | AFG |  |  | FALSE
2021-01-22 | ICU_demand |  |  |  | 311.11 |  |  | Additional 50% Reduction | Afghanistan | AFG |  |  | FALSE
2021-01-22 | infections |  |  |  | 13469.44 |  |  | Additional 50% Reduction | Afghanistan | AFG |  |  | FALSE
2021-01-22 | hospital_incidence |  |  |  | 115.71 |  |  | Additional 50% Reduction | Afghanistan | AFG |  |  | FALSE
2021-01-22 | ICU_incidence |  |  |  | 40.44 |  |  | Additional 50% Reduction | Afghanistan | AFG |  |  | FALSE
2021-01-22 | cumulative_infections |  |  |  | 7185322.09 |  |  | Additional 50% Reduction | Afghanistan | AFG |  |  | FALSE
2021-01-22 | hospital_demand |  |  |  | 1184.84 |  |  | Maintain Status Quo | Afghanistan | AFG |  |  | FALSE
2021-01-22 | ICU_demand |  |  |  | 311.11 |  |  | Maintain Status Quo | Afghanistan | AFG |  |  | FALSE
2021-01-22 | infections |  |  |  | 13469.44 |  |  | Maintain Status Quo | Afghanistan | AFG |  |  | FALSE
2021-01-22 | hospital_incidence |  |  |  | 115.71 |  |  | Maintain Status Quo | Afghanistan | AFG |  |  | FALSE
2021-01-22 | ICU_incidence |  |  |  | 40.44 |  |  | Maintain Status Quo | Afghanistan | AFG |  |  | FALSE
2021-01-22 | cumulative_infections |  |  |  | 7185322.09 |  |  | Maintain Status Quo | Afghanistan | AFG |  |  | FALSE
2021-01-22 | hospital_demand |  |  |  | 1184.84 |  |  | Relax Interventions 50% | Afghanistan | AFG |  |  | FALSE
2021-01-22 | ICU_demand |  |  |  | 311.11 |  |  | Relax Interventions 50% | Afghanistan | AFG |  |  | FALSE
2021-01-22 | infections |  |  |  | 13469.44 |  |  | Relax Interventions 50% | Afghanistan | AFG |  |  | FALSE
2021-01-22 | hospital_incidence |  |  |  | 115.71 |  |  | Relax Interventions 50% | Afghanistan | AFG |  |  | FALSE
2021-01-22 | ICU_incidence |  |  |  | 40.44 |  |  | Relax Interventions 50% | Afghanistan | AFG |  |  | FALSE
2021-01-22 | cumulative_infections |  |  |  | 7185322.09 |  |  | Relax Interventions 50% | Afghanistan | AFG |  |  | FALSE
2021-01-23 | hospital_demand |  |  |  | 1167.75 |  |  | Additional 50% Reduction | Afghanistan | AFG |  |  | FALSE
2021-01-23 | ICU_demand |  |  |  | 310.15 |  |  | Additional 50% Reduction | Afghanistan | AFG |  |  | FALSE
2021-01-23 | infections |  |  |  | 13278.44 |  |  | Additional 50% Reduction | Afghanistan | AFG |  |  | FALSE
2021-01-23 | hospital_incidence |  |  |  | 113.74 |  |  | Additional 50% Reduction | Afghanistan | AFG |  |  | FALSE
2021-01-23 | ICU_incidence |  |  |  | 39.72 |  |  | Additional 50% Reduction | Afghanistan | AFG |  |  | FALSE
2021-01-23 | cumulative_infections |  |  |  | 7198600.53 |  |  | Additional 50% Reduction | Afghanistan | AFG |  |  | FALSE
2021-01-23 | hospital_demand |  |  |  | 1167.75 |  |  | Maintain Status Quo | Afghanistan | AFG |  |  | FALSE
2021-01-23 | ICU_demand |  |  |  | 310.15 |  |  | Maintain Status Quo | Afghanistan | AFG |  |  | FALSE
2021-01-23 | infections |  |  |  | 13278.44 |  |  | Maintain Status Quo | Afghanistan | AFG |  |  | FALSE
2021-01-23 | hospital_incidence |  |  |  | 113.74 |  |  | Maintain Status Quo | Afghanistan | AFG |  |  | FALSE
2021-01-23 | ICU_incidence |  |  |  | 39.72 |  |  | Maintain Status Quo | Afghanistan | AFG |  |  | FALSE
2021-01-23 | cumulative_infections |  |  |  | 7198600.53 |  |  | Maintain Status Quo | Afghanistan | AFG |  |  | FALSE
2021-01-23 | hospital_demand |  |  |  | 1167.75 |  |  | Relax Interventions 50% | Afghanistan | AFG |  |  | FALSE
2021-01-23 | ICU_demand |  |  |  | 310.15 |  |  | Relax Interventions 50% | Afghanistan | AFG |  |  | FALSE
2021-01-23 | infections |  |  |  | 13278.44 |  |  | Relax Interventions 50% | Afghanistan | AFG |  |  | FALSE
2021-01-23 | hospital_incidence |  |  |  | 113.74 |  |  | Relax Interventions 50% | Afghanistan | AFG |  |  | FALSE
2021-01-23 | ICU_incidence |  |  |  | 39.72 |  |  | Relax Interventions 50% | Afghanistan | AFG |  |  | FALSE
2021-01-23 | cumulative_infections |  |  |  | 7198600.53 |  |  | Relax Interventions 50% | Afghanistan | AFG |  |  | FALSE
2021-01-24 | hospital_demand |  |  |  | 1150.57 |  |  | Additional 50% Reduction | Afghanistan | AFG |  |  | FALSE
2021-01-24 | ICU_demand |  |  |  | 309.21 |  |  | Additional 50% Reduction | Afghanistan | AFG |  |  | FALSE
2021-01-24 | infections |  |  |  | 13096.58 |  |  | Additional 50% Reduction | Afghanistan | AFG |  |  | FALSE
2021-01-24 | hospital_incidence |  |  |  | 111.86 |  |  | Additional 50% Reduction | Afghanistan | AFG |  |  | FALSE
2021-01-24 | ICU_incidence |  |  |  | 39.02 |  |  | Additional 50% Reduction | Afghanistan | AFG |  |  | FALSE
2021-01-24 | cumulative_infections |  |  |  | 7211697.11 |  |  | Additional 50% Reduction | Afghanistan | AFG |  |  | FALSE
2021-01-24 | hospital_demand |  |  |  | 1150.57 |  |  | Maintain Status Quo | Afghanistan | AFG |  |  | FALSE
2021-01-24 | ICU_demand |  |  |  | 309.21 |  |  | Maintain Status Quo | Afghanistan | AFG |  |  | FALSE
2021-01-24 | infections |  |  |  | 13096.58 |  |  | Maintain Status Quo | Afghanistan | AFG |  |  | FALSE
2021-01-24 | hospital_incidence |  |  |  | 111.86 |  |  | Maintain Status Quo | Afghanistan | AFG |  |  | FALSE
2021-01-24 | ICU_incidence |  |  |  | 39.02 |  |  | Maintain Status Quo | Afghanistan | AFG |  |  | FALSE
2021-01-24 | cumulative_infections |  |  |  | 7211697.11 |  |  | Maintain Status Quo | Afghanistan | AFG |  |  | FALSE
2021-01-24 | hospital_demand |  |  |  | 1150.57 |  |  | Relax Interventions 50% | Afghanistan | AFG |  |  | FALSE
2021-01-24 | ICU_demand |  |  |  | 309.21 |  |  | Relax Interventions 50% | Afghanistan | AFG |  |  | FALSE
2021-01-24 | infections |  |  |  | 13096.58 |  |  | Relax Interventions 50% | Afghanistan | AFG |  |  | FALSE
2021-01-24 | hospital_incidence |  |  |  | 111.86 |  |  | Relax Interventions 50% | Afghanistan | AFG |  |  | FALSE
2021-01-24 | ICU_incidence |  |  |  | 39.02 |  |  | Relax Interventions 50% | Afghanistan | AFG |  |  | FALSE
2021-01-24 | cumulative_infections |  |  |  | 7211697.11 |  |  | Relax Interventions 50% | Afghanistan | AFG |  |  | FALSE
2021-01-25 | hospital_demand |  |  |  | 1133.4 |  |  | Additional 50% Reduction | Afghanistan | AFG |  |  | FALSE
2021-01-25 | ICU_demand |  |  |  | 308.3 |  |  | Additional 50% Reduction | Afghanistan | AFG |  |  | FALSE
2021-01-25 | infections |  |  |  | 12917.41 |  |  | Additional 50% Reduction | Afghanistan | AFG |  |  | FALSE
2021-01-25 | hospital_incidence |  |  |  | 110.07 |  |  | Additional 50% Reduction | Afghanistan | AFG |  |  | FALSE
2021-01-25 | ICU_incidence |  |  |  | 38.36 |  |  | Additional 50% Reduction | Afghanistan | AFG |  |  | FALSE
2021-01-25 | cumulative_infections |  |  |  | 7224614.51 |  |  | Additional 50% Reduction | Afghanistan | AFG |  |  | FALSE
2021-01-25 | hospital_demand |  |  |  | 1133.4 |  |  | Maintain Status Quo | Afghanistan | AFG |  |  | FALSE
2021-01-25 | ICU_demand |  |  |  | 308.3 |  |  | Maintain Status Quo | Afghanistan | AFG |  |  | FALSE
2021-01-25 | infections |  |  |  | 12917.41 |  |  | Maintain Status Quo | Afghanistan | AFG |  |  | FALSE
2021-01-25 | hospital_incidence |  |  |  | 110.07 |  |  | Maintain Status Quo | Afghanistan | AFG |  |  | FALSE
2021-01-25 | ICU_incidence |  |  |  | 38.36 |  |  | Maintain Status Quo | Afghanistan | AFG |  |  | FALSE
2021-01-25 | cumulative_infections |  |  |  | 7224614.51 |  |  | Maintain Status Quo | Afghanistan | AFG |  |  | FALSE
2021-01-25 | hospital_demand |  |  |  | 1133.4 |  |  | Relax Interventions 50% | Afghanistan | AFG |  |  | FALSE
2021-01-25 | ICU_demand |  |  |  | 308.3 |  |  | Relax Interventions 50% | Afghanistan | AFG |  |  | FALSE
2021-01-25 | infections |  |  |  | 12917.41 |  |  | Relax Interventions 50% | Afghanistan | AFG |  |  | FALSE
2021-01-25 | hospital_incidence |  |  |  | 110.07 |  |  | Relax Interventions 50% | Afghanistan | AFG |  |  | FALSE
2021-01-25 | ICU_incidence |  |  |  | 38.36 |  |  | Relax Interventions 50% | Afghanistan | AFG |  |  | FALSE
2021-01-25 | cumulative_infections |  |  |  | 7224614.51 |  |  | Relax Interventions 50% | Afghanistan | AFG |  |  | FALSE
2021-01-26 | hospital_demand |  |  |  | 1116.38 |  |  | Additional 50% Reduction | Afghanistan | AFG |  |  | FALSE
2021-01-26 | ICU_demand |  |  |  | 307.39 |  |  | Additional 50% Reduction | Afghanistan | AFG |  |  | FALSE
2021-01-26 | infections |  |  |  | 12739.2 |  |  | Additional 50% Reduction | Afghanistan | AFG |  |  | FALSE
2021-01-26 | hospital_incidence |  |  |  | 108.38 |  |  | Additional 50% Reduction | Afghanistan | AFG |  |  | FALSE
2021-01-26 | ICU_incidence |  |  |  | 37.73 |  |  | Additional 50% Reduction | Afghanistan | AFG |  |  | FALSE
2021-01-26 | cumulative_infections |  |  |  | 7237353.72 |  |  | Additional 50% Reduction | Afghanistan | AFG |  |  | FALSE
2021-01-26 | hospital_demand |  |  |  | 1116.38 |  |  | Maintain Status Quo | Afghanistan | AFG |  |  | FALSE
2021-01-26 | ICU_demand |  |  |  | 307.39 |  |  | Maintain Status Quo | Afghanistan | AFG |  |  | FALSE
2021-01-26 | infections |  |  |  | 12739.2 |  |  | Maintain Status Quo | Afghanistan | AFG |  |  | FALSE
2021-01-26 | hospital_incidence |  |  |  | 108.38 |  |  | Maintain Status Quo | Afghanistan | AFG |  |  | FALSE
2021-01-26 | ICU_incidence |  |  |  | 37.73 |  |  | Maintain Status Quo | Afghanistan | AFG |  |  | FALSE
2021-01-26 | cumulative_infections |  |  |  | 7237353.72 |  |  | Maintain Status Quo | Afghanistan | AFG |  |  | FALSE
2021-01-26 | hospital_demand |  |  |  | 1116.38 |  |  | Relax Interventions 50% | Afghanistan | AFG |  |  | FALSE
2021-01-26 | ICU_demand |  |  |  | 307.39 |  |  | Relax Interventions 50% | Afghanistan | AFG |  |  | FALSE
2021-01-26 | infections |  |  |  | 12739.2 |  |  | Relax Interventions 50% | Afghanistan | AFG |  |  | FALSE
2021-01-26 | hospital_incidence |  |  |  | 108.38 |  |  | Relax Interventions 50% | Afghanistan | AFG |  |  | FALSE
2021-01-26 | ICU_incidence |  |  |  | 37.73 |  |  | Relax Interventions 50% | Afghanistan | AFG |  |  | FALSE
2021-01-26 | cumulative_infections |  |  |  | 7237353.72 |  |  | Relax Interventions 50% | Afghanistan | AFG |  |  | FALSE
2021-01-27 | hospital_demand |  |  |  | 1099.58 |  |  | Additional 50% Reduction | Afghanistan | AFG |  |  | FALSE
2021-01-27 | ICU_demand |  |  |  | 306.46 |  |  | Additional 50% Reduction | Afghanistan | AFG |  |  | FALSE
2021-01-27 | infections |  |  |  | 12562.05 |  |  | Additional 50% Reduction | Afghanistan | AFG |  |  | FALSE
2021-01-27 | hospital_incidence |  |  |  | 106.76 |  |  | Additional 50% Reduction | Afghanistan | AFG |  |  | FALSE
2021-01-27 | ICU_incidence |  |  |  | 37.12 |  |  | Additional 50% Reduction | Afghanistan | AFG |  |  | FALSE
2021-01-27 | cumulative_infections |  |  |  | 7249915.77 |  |  | Additional 50% Reduction | Afghanistan | AFG |  |  | FALSE
2021-01-27 | hospital_demand |  |  |  | 1099.58 |  |  | Maintain Status Quo | Afghanistan | AFG |  |  | FALSE
2021-01-27 | ICU_demand |  |  |  | 306.46 |  |  | Maintain Status Quo | Afghanistan | AFG |  |  | FALSE
2021-01-27 | infections |  |  |  | 12562.05 |  |  | Maintain Status Quo | Afghanistan | AFG |  |  | FALSE
2021-01-27 | hospital_incidence |  |  |  | 106.76 |  |  | Maintain Status Quo | Afghanistan | AFG |  |  | FALSE
2021-01-27 | ICU_incidence |  |  |  | 37.12 |  |  | Maintain Status Quo | Afghanistan | AFG |  |  | FALSE
2021-01-27 | cumulative_infections |  |  |  | 7249915.77 |  |  | Maintain Status Quo | Afghanistan | AFG |  |  | FALSE
2021-01-27 | hospital_demand |  |  |  | 1099.58 |  |  | Relax Interventions 50% | Afghanistan | AFG |  |  | FALSE
2021-01-27 | ICU_demand |  |  |  | 306.46 |  |  | Relax Interventions 50% | Afghanistan | AFG |  |  | FALSE
2021-01-27 | infections |  |  |  | 12562.05 |  |  | Relax Interventions 50% | Afghanistan | AFG |  |  | FALSE
2021-01-27 | hospital_incidence |  |  |  | 106.76 |  |  | Relax Interventions 50% | Afghanistan | AFG |  |  | FALSE
2021-01-27 | ICU_incidence |  |  |  | 37.12 |  |  | Relax Interventions 50% | Afghanistan | AFG |  |  | FALSE
2021-01-27 | cumulative_infections |  |  |  | 7249915.77 |  |  | Relax Interventions 50% | Afghanistan | AFG |  |  | FALSE
2021-01-28 | hospital_demand |  |  |  | 1083.07 |  |  | Additional 50% Reduction | Afghanistan | AFG |  |  | FALSE
2021-01-28 | ICU_demand |  |  |  | 305.51 |  |  | Additional 50% Reduction | Afghanistan | AFG |  |  | FALSE
2021-01-28 | infections |  |  |  | 12386.45 |  |  | Additional 50% Reduction | Afghanistan | AFG |  |  | FALSE
2021-01-28 | hospital_incidence |  |  |  | 105.2 |  |  | Additional 50% Reduction | Afghanistan | AFG |  |  | FALSE
2021-01-28 | ICU_incidence |  |  |  | 36.53 |  |  | Additional 50% Reduction | Afghanistan | AFG |  |  | FALSE
2021-01-28 | cumulative_infections |  |  |  | 7262302.22 |  |  | Additional 50% Reduction | Afghanistan | AFG |  |  | FALSE
2021-01-28 | hospital_demand |  |  |  | 1083.07 |  |  | Maintain Status Quo | Afghanistan | AFG |  |  | FALSE
2021-01-28 | ICU_demand |  |  |  | 305.51 |  |  | Maintain Status Quo | Afghanistan | AFG |  |  | FALSE
2021-01-28 | infections |  |  |  | 12386.45 |  |  | Maintain Status Quo | Afghanistan | AFG |  |  | FALSE
2021-01-28 | hospital_incidence |  |  |  | 105.2 |  |  | Maintain Status Quo | Afghanistan | AFG |  |  | FALSE
2021-01-28 | ICU_incidence |  |  |  | 36.53 |  |  | Maintain Status Quo | Afghanistan | AFG |  |  | FALSE
2021-01-28 | cumulative_infections |  |  |  | 7262302.22 |  |  | Maintain Status Quo | Afghanistan | AFG |  |  | FALSE
2021-01-28 | hospital_demand |  |  |  | 1083.07 |  |  | Relax Interventions 50% | Afghanistan | AFG |  |  | FALSE
2021-01-28 | ICU_demand |  |  |  | 305.51 |  |  | Relax Interventions 50% | Afghanistan | AFG |  |  | FALSE
2021-01-28 | infections |  |  |  | 12386.45 |  |  | Relax Interventions 50% | Afghanistan | AFG |  |  | FALSE
2021-01-28 | hospital_incidence |  |  |  | 105.2 |  |  | Relax Interventions 50% | Afghanistan | AFG |  |  | FALSE
2021-01-28 | ICU_incidence |  |  |  | 36.53 |  |  | Relax Interventions 50% | Afghanistan | AFG |  |  | FALSE
2021-01-28 | cumulative_infections |  |  |  | 7262302.22 |  |  | Relax Interventions 50% | Afghanistan | AFG |  |  | FALSE
2021-01-29 | hospital_demand |  |  |  | 1066.88 |  |  | Additional 50% Reduction | Afghanistan | AFG |  |  | FALSE
2021-01-29 | ICU_demand |  |  |  | 304.55 |  |  | Additional 50% Reduction | Afghanistan | AFG |  |  | FALSE
2021-01-29 | infections |  |  |  | 12212.88 |  |  | Additional 50% Reduction | Afghanistan | AFG |  |  | FALSE
2021-01-29 | hospital_incidence |  |  |  | 103.7 |  |  | Additional 50% Reduction | Afghanistan | AFG |  |  | FALSE
2021-01-29 | ICU_incidence |  |  |  | 35.96 |  |  | Additional 50% Reduction | Afghanistan | AFG |  |  | FALSE
2021-01-29 | cumulative_infections |  |  |  | 7274515.1 |  |  | Additional 50% Reduction | Afghanistan | AFG |  |  | FALSE
2021-01-29 | hospital_demand |  |  |  | 1066.88 |  |  | Maintain Status Quo | Afghanistan | AFG |  |  | FALSE
2021-01-29 | ICU_demand |  |  |  | 304.55 |  |  | Maintain Status Quo | Afghanistan | AFG |  |  | FALSE
2021-01-29 | infections |  |  |  | 12212.88 |  |  | Maintain Status Quo | Afghanistan | AFG |  |  | FALSE
2021-01-29 | hospital_incidence |  |  |  | 103.7 |  |  | Maintain Status Quo | Afghanistan | AFG |  |  | FALSE
2021-01-29 | ICU_incidence |  |  |  | 35.96 |  |  | Maintain Status Quo | Afghanistan | AFG |  |  | FALSE
2021-01-29 | cumulative_infections |  |  |  | 7274515.1 |  |  | Maintain Status Quo | Afghanistan | AFG |  |  | FALSE
2021-01-29 | hospital_demand |  |  |  | 1066.88 |  |  | Relax Interventions 50% | Afghanistan | AFG |  |  | FALSE
2021-01-29 | ICU_demand |  |  |  | 304.55 |  |  | Relax Interventions 50% | Afghanistan | AFG |  |  | FALSE
2021-01-29 | infections |  |  |  | 12212.88 |  |  | Relax Interventions 50% | Afghanistan | AFG |  |  | FALSE
2021-01-29 | hospital_incidence |  |  |  | 103.7 |  |  | Relax Interventions 50% | Afghanistan | AFG |  |  | FALSE
2021-01-29 | ICU_incidence |  |  |  | 35.96 |  |  | Relax Interventions 50% | Afghanistan | AFG |  |  | FALSE
2021-01-29 | cumulative_infections |  |  |  | 7274515.1 |  |  | Relax Interventions 50% | Afghanistan | AFG |  |  | FALSE
2021-01-30 | hospital_demand |  |  |  | 1051.05 |  |  | Additional 50% Reduction | Afghanistan | AFG |  |  | FALSE
2021-01-30 | ICU_demand |  |  |  | 303.55 |  |  | Additional 50% Reduction | Afghanistan | AFG |  |  | FALSE
2021-01-30 | infections |  |  |  | 12041.63 |  |  | Additional 50% Reduction | Afghanistan | AFG |  |  | FALSE
2021-01-30 | hospital_incidence |  |  |  | 102.23 |  |  | Additional 50% Reduction | Afghanistan | AFG |  |  | FALSE
2021-01-30 | ICU_incidence |  |  |  | 35.4 |  |  | Additional 50% Reduction | Afghanistan | AFG |  |  | FALSE
2021-01-30 | cumulative_infections |  |  |  | 7286556.74 |  |  | Additional 50% Reduction | Afghanistan | AFG |  |  | FALSE
2021-01-30 | hospital_demand |  |  |  | 1051.05 |  |  | Maintain Status Quo | Afghanistan | AFG |  |  | FALSE
2021-01-30 | ICU_demand |  |  |  | 303.55 |  |  | Maintain Status Quo | Afghanistan | AFG |  |  | FALSE
2021-01-30 | infections |  |  |  | 12041.63 |  |  | Maintain Status Quo | Afghanistan | AFG |  |  | FALSE
2021-01-30 | hospital_incidence |  |  |  | 102.23 |  |  | Maintain Status Quo | Afghanistan | AFG |  |  | FALSE
2021-01-30 | ICU_incidence |  |  |  | 35.4 |  |  | Maintain Status Quo | Afghanistan | AFG |  |  | FALSE
2021-01-30 | cumulative_infections |  |  |  | 7286556.74 |  |  | Maintain Status Quo | Afghanistan | AFG |  |  | FALSE
2021-01-30 | hospital_demand |  |  |  | 1051.05 |  |  | Relax Interventions 50% | Afghanistan | AFG |  |  | FALSE
2021-01-30 | ICU_demand |  |  |  | 303.55 |  |  | Relax Interventions 50% | Afghanistan | AFG |  |  | FALSE
2021-01-30 | infections |  |  |  | 12041.63 |  |  | Relax Interventions 50% | Afghanistan | AFG |  |  | FALSE
2021-01-30 | hospital_incidence |  |  |  | 102.23 |  |  | Relax Interventions 50% | Afghanistan | AFG |  |  | FALSE
2021-01-30 | ICU_incidence |  |  |  | 35.4 |  |  | Relax Interventions 50% | Afghanistan | AFG |  |  | FALSE
2021-01-30 | cumulative_infections |  |  |  | 7286556.74 |  |  | Relax Interventions 50% | Afghanistan | AFG |  |  | FALSE
2021-01-31 | hospital_demand |  |  |  | 1035.59 |  |  | Additional 50% Reduction | Afghanistan | AFG |  |  | FALSE
2021-01-31 | ICU_demand |  |  |  | 302.54 |  |  | Additional 50% Reduction | Afghanistan | AFG |  |  | FALSE
2021-01-31 | infections |  |  |  | 11872.87 |  |  | Additional 50% Reduction | Afghanistan | AFG |  |  | FALSE
2021-01-31 | hospital_incidence |  |  |  | 100.8 |  |  | Additional 50% Reduction | Afghanistan | AFG |  |  | FALSE
2021-01-31 | ICU_incidence |  |  |  | 34.86 |  |  | Additional 50% Reduction | Afghanistan | AFG |  |  | FALSE
2021-01-31 | cumulative_infections |  |  |  | 7298429.6 |  |  | Additional 50% Reduction | Afghanistan | AFG |  |  | FALSE
2021-01-31 | hospital_demand |  |  |  | 1035.59 |  |  | Maintain Status Quo | Afghanistan | AFG |  |  | FALSE
2021-01-31 | ICU_demand |  |  |  | 302.54 |  |  | Maintain Status Quo | Afghanistan | AFG |  |  | FALSE
2021-01-31 | infections |  |  |  | 11872.87 |  |  | Maintain Status Quo | Afghanistan | AFG |  |  | FALSE
2021-01-31 | hospital_incidence |  |  |  | 100.8 |  |  | Maintain Status Quo | Afghanistan | AFG |  |  | FALSE
2021-01-31 | ICU_incidence |  |  |  | 34.86 |  |  | Maintain Status Quo | Afghanistan | AFG |  |  | FALSE
2021-01-31 | cumulative_infections |  |  |  | 7298429.6 |  |  | Maintain Status Quo | Afghanistan | AFG |  |  | FALSE
2021-01-31 | hospital_demand |  |  |  | 1035.59 |  |  | Relax Interventions 50% | Afghanistan | AFG |  |  | FALSE
2021-01-31 | ICU_demand |  |  |  | 302.54 |  |  | Relax Interventions 50% | Afghanistan | AFG |  |  | FALSE
2021-01-31 | infections |  |  |  | 11872.87 |  |  | Relax Interventions 50% | Afghanistan | AFG |  |  | FALSE
2021-01-31 | hospital_incidence |  |  |  | 100.8 |  |  | Relax Interventions 50% | Afghanistan | AFG |  |  | FALSE
2021-01-31 | ICU_incidence |  |  |  | 34.86 |  |  | Relax Interventions 50% | Afghanistan | AFG |  |  | FALSE
2021-01-31 | cumulative_infections |  |  |  | 7298429.6 |  |  | Relax Interventions 50% | Afghanistan | AFG |  |  | FALSE
2021-02-01 | hospital_demand |  |  |  | 1020.48 |  |  | Additional 50% Reduction | Afghanistan | AFG |  |  | FALSE
2021-02-01 | ICU_demand |  |  |  | 301.5 |  |  | Additional 50% Reduction | Afghanistan | AFG |  |  | FALSE
2021-02-01 | infections |  |  |  | 11706.64 |  |  | Additional 50% Reduction | Afghanistan | AFG |  |  | FALSE
2021-02-01 | hospital_incidence |  |  |  | 99.4 |  |  | Additional 50% Reduction | Afghanistan | AFG |  |  | FALSE
2021-02-01 | ICU_incidence |  |  |  | 34.33 |  |  | Additional 50% Reduction | Afghanistan | AFG |  |  | FALSE
2021-02-01 | cumulative_infections |  |  |  | 7310136.25 |  |  | Additional 50% Reduction | Afghanistan | AFG |  |  | FALSE
2021-02-01 | hospital_demand |  |  |  | 1020.48 |  |  | Maintain Status Quo | Afghanistan | AFG |  |  | FALSE
2021-02-01 | ICU_demand |  |  |  | 301.5 |  |  | Maintain Status Quo | Afghanistan | AFG |  |  | FALSE
2021-02-01 | infections |  |  |  | 11706.64 |  |  | Maintain Status Quo | Afghanistan | AFG |  |  | FALSE
2021-02-01 | hospital_incidence |  |  |  | 99.4 |  |  | Maintain Status Quo | Afghanistan | AFG |  |  | FALSE
2021-02-01 | ICU_incidence |  |  |  | 34.33 |  |  | Maintain Status Quo | Afghanistan | AFG |  |  | FALSE
2021-02-01 | cumulative_infections |  |  |  | 7310136.25 |  |  | Maintain Status Quo | Afghanistan | AFG |  |  | FALSE
2021-02-01 | hospital_demand |  |  |  | 1020.48 |  |  | Relax Interventions 50% | Afghanistan | AFG |  |  | FALSE
2021-02-01 | ICU_demand |  |  |  | 301.5 |  |  | Relax Interventions 50% | Afghanistan | AFG |  |  | FALSE
2021-02-01 | infections |  |  |  | 11706.64 |  |  | Relax Interventions 50% | Afghanistan | AFG |  |  | FALSE
2021-02-01 | hospital_incidence |  |  |  | 99.4 |  |  | Relax Interventions 50% | Afghanistan | AFG |  |  | FALSE
2021-02-01 | ICU_incidence |  |  |  | 34.33 |  |  | Relax Interventions 50% | Afghanistan | AFG |  |  | FALSE
2021-02-01 | cumulative_infections |  |  |  | 7310136.25 |  |  | Relax Interventions 50% | Afghanistan | AFG |  |  | FALSE
2021-02-02 | hospital_demand |  |  |  | 1005.72 |  |  | Additional 50% Reduction | Afghanistan | AFG |  |  | FALSE
2021-02-02 | ICU_demand |  |  |  | 300.43 |  |  | Additional 50% Reduction | Afghanistan | AFG |  |  | FALSE
2021-02-02 | infections |  |  |  | 11542.97 |  |  | Additional 50% Reduction | Afghanistan | AFG |  |  | FALSE
2021-02-02 | hospital_incidence |  |  |  | 98.02 |  |  | Additional 50% Reduction | Afghanistan | AFG |  |  | FALSE
2021-02-02 | ICU_incidence |  |  |  | 33.8 |  |  | Additional 50% Reduction | Afghanistan | AFG |  |  | FALSE
2021-02-02 | cumulative_infections |  |  |  | 7321679.21 |  |  | Additional 50% Reduction | Afghanistan | AFG |  |  | FALSE
2021-02-02 | hospital_demand |  |  |  | 1005.72 |  |  | Maintain Status Quo | Afghanistan | AFG |  |  | FALSE
2021-02-02 | ICU_demand |  |  |  | 300.43 |  |  | Maintain Status Quo | Afghanistan | AFG |  |  | FALSE
2021-02-02 | infections |  |  |  | 11542.97 |  |  | Maintain Status Quo | Afghanistan | AFG |  |  | FALSE
2021-02-02 | hospital_incidence |  |  |  | 98.02 |  |  | Maintain Status Quo | Afghanistan | AFG |  |  | FALSE
2021-02-02 | ICU_incidence |  |  |  | 33.8 |  |  | Maintain Status Quo | Afghanistan | AFG |  |  | FALSE
2021-02-02 | cumulative_infections |  |  |  | 7321679.21 |  |  | Maintain Status Quo | Afghanistan | AFG |  |  | FALSE
2021-02-02 | hospital_demand |  |  |  | 1005.72 |  |  | Relax Interventions 50% | Afghanistan | AFG |  |  | FALSE
2021-02-02 | ICU_demand |  |  |  | 300.43 |  |  | Relax Interventions 50% | Afghanistan | AFG |  |  | FALSE
2021-02-02 | infections |  |  |  | 11542.97 |  |  | Relax Interventions 50% | Afghanistan | AFG |  |  | FALSE
2021-02-02 | hospital_incidence |  |  |  | 98.02 |  |  | Relax Interventions 50% | Afghanistan | AFG |  |  | FALSE
2021-02-02 | ICU_incidence |  |  |  | 33.8 |  |  | Relax Interventions 50% | Afghanistan | AFG |  |  | FALSE
2021-02-02 | cumulative_infections |  |  |  | 7321679.21 |  |  | Relax Interventions 50% | Afghanistan | AFG |  |  | FALSE
2021-02-03 | hospital_demand |  |  |  | 991.3 |  |  | Additional 50% Reduction | Afghanistan | AFG |  |  | FALSE
2021-02-03 | ICU_demand |  |  |  | 299.32 |  |  | Additional 50% Reduction | Afghanistan | AFG |  |  | FALSE
2021-02-03 | infections |  |  |  | 11381.82 |  |  | Additional 50% Reduction | Afghanistan | AFG |  |  | FALSE
2021-02-03 | hospital_incidence |  |  |  | 96.67 |  |  | Additional 50% Reduction | Afghanistan | AFG |  |  | FALSE
2021-02-03 | ICU_incidence |  |  |  | 33.29 |  |  | Additional 50% Reduction | Afghanistan | AFG |  |  | FALSE
2021-02-03 | cumulative_infections |  |  |  | 7333061.03 |  |  | Additional 50% Reduction | Afghanistan | AFG |  |  | FALSE
2021-02-03 | hospital_demand |  |  |  | 991.3 |  |  | Maintain Status Quo | Afghanistan | AFG |  |  | FALSE
2021-02-03 | ICU_demand |  |  |  | 299.32 |  |  | Maintain Status Quo | Afghanistan | AFG |  |  | FALSE
2021-02-03 | infections |  |  |  | 11381.82 |  |  | Maintain Status Quo | Afghanistan | AFG |  |  | FALSE
2021-02-03 | hospital_incidence |  |  |  | 96.67 |  |  | Maintain Status Quo | Afghanistan | AFG |  |  | FALSE
2021-02-03 | ICU_incidence |  |  |  | 33.29 |  |  | Maintain Status Quo | Afghanistan | AFG |  |  | FALSE
2021-02-03 | cumulative_infections |  |  |  | 7333061.03 |  |  | Maintain Status Quo | Afghanistan | AFG |  |  | FALSE
2021-02-03 | hospital_demand |  |  |  | 991.3 |  |  | Relax Interventions 50% | Afghanistan | AFG |  |  | FALSE
2021-02-03 | ICU_demand |  |  |  | 299.32 |  |  | Relax Interventions 50% | Afghanistan | AFG |  |  | FALSE
2021-02-03 | infections |  |  |  | 11381.82 |  |  | Relax Interventions 50% | Afghanistan | AFG |  |  | FALSE
2021-02-03 | hospital_incidence |  |  |  | 96.67 |  |  | Relax Interventions 50% | Afghanistan | AFG |  |  | FALSE
2021-02-03 | ICU_incidence |  |  |  | 33.29 |  |  | Relax Interventions 50% | Afghanistan | AFG |  |  | FALSE
2021-02-03 | cumulative_infections |  |  |  | 7333061.03 |  |  | Relax Interventions 50% | Afghanistan | AFG |  |  | FALSE
2021-02-04 | hospital_demand |  |  |  | 977.21 |  |  | Additional 50% Reduction | Afghanistan | AFG |  |  | FALSE
2021-02-04 | ICU_demand |  |  |  | 298.17 |  |  | Additional 50% Reduction | Afghanistan | AFG |  |  | FALSE
2021-02-04 | infections |  |  |  | 11223.16 |  |  | Additional 50% Reduction | Afghanistan | AFG |  |  | FALSE
2021-02-04 | hospital_incidence |  |  |  | 95.34 |  |  | Additional 50% Reduction | Afghanistan | AFG |  |  | FALSE
2021-02-04 | ICU_incidence |  |  |  | 32.79 |  |  | Additional 50% Reduction | Afghanistan | AFG |  |  | FALSE
2021-02-04 | cumulative_infections |  |  |  | 7344284.19 |  |  | Additional 50% Reduction | Afghanistan | AFG |  |  | FALSE
2021-02-04 | hospital_demand |  |  |  | 977.21 |  |  | Maintain Status Quo | Afghanistan | AFG |  |  | FALSE
2021-02-04 | ICU_demand |  |  |  | 298.17 |  |  | Maintain Status Quo | Afghanistan | AFG |  |  | FALSE
2021-02-04 | infections |  |  |  | 11223.16 |  |  | Maintain Status Quo | Afghanistan | AFG |  |  | FALSE
2021-02-04 | hospital_incidence |  |  |  | 95.34 |  |  | Maintain Status Quo | Afghanistan | AFG |  |  | FALSE
2021-02-04 | ICU_incidence |  |  |  | 32.79 |  |  | Maintain Status Quo | Afghanistan | AFG |  |  | FALSE
2021-02-04 | cumulative_infections |  |  |  | 7344284.19 |  |  | Maintain Status Quo | Afghanistan | AFG |  |  | FALSE
2021-02-04 | hospital_demand |  |  |  | 977.21 |  |  | Relax Interventions 50% | Afghanistan | AFG |  |  | FALSE
2021-02-04 | ICU_demand |  |  |  | 298.17 |  |  | Relax Interventions 50% | Afghanistan | AFG |  |  | FALSE
2021-02-04 | infections |  |  |  | 11223.16 |  |  | Relax Interventions 50% | Afghanistan | AFG |  |  | FALSE
2021-02-04 | hospital_incidence |  |  |  | 95.34 |  |  | Relax Interventions 50% | Afghanistan | AFG |  |  | FALSE
2021-02-04 | ICU_incidence |  |  |  | 32.79 |  |  | Relax Interventions 50% | Afghanistan | AFG |  |  | FALSE
2021-02-04 | cumulative_infections |  |  |  | 7344284.19 |  |  | Relax Interventions 50% | Afghanistan | AFG |  |  | FALSE
2021-02-05 | hospital_demand |  |  |  | 963.42 |  |  | Additional 50% Reduction | Afghanistan | AFG |  |  | FALSE
2021-02-05 | ICU_demand |  |  |  | 296.99 |  |  | Additional 50% Reduction | Afghanistan | AFG |  |  | FALSE
2021-02-05 | infections |  |  |  | 10930.43 |  |  | Additional 50% Reduction | Afghanistan | AFG |  |  | FALSE
2021-02-05 | hospital_incidence |  |  |  | 94.02 |  |  | Additional 50% Reduction | Afghanistan | AFG |  |  | FALSE
2021-02-05 | ICU_incidence |  |  |  | 32.28 |  |  | Additional 50% Reduction | Afghanistan | AFG |  |  | FALSE
2021-02-05 | cumulative_infections |  |  |  | 7355214.62 |  |  | Additional 50% Reduction | Afghanistan | AFG |  |  | FALSE
2021-02-05 | hospital_demand |  |  |  | 963.42 |  |  | Maintain Status Quo | Afghanistan | AFG |  |  | FALSE
2021-02-05 | ICU_demand |  |  |  | 296.99 |  |  | Maintain Status Quo | Afghanistan | AFG |  |  | FALSE
2021-02-05 | infections |  |  |  | 10930.43 |  |  | Maintain Status Quo | Afghanistan | AFG |  |  | FALSE
2021-02-05 | hospital_incidence |  |  |  | 94.02 |  |  | Maintain Status Quo | Afghanistan | AFG |  |  | FALSE
2021-02-05 | ICU_incidence |  |  |  | 32.28 |  |  | Maintain Status Quo | Afghanistan | AFG |  |  | FALSE
2021-02-05 | cumulative_infections |  |  |  | 7355214.62 |  |  | Maintain Status Quo | Afghanistan | AFG |  |  | FALSE
2021-02-05 | hospital_demand |  |  |  | 963.42 |  |  | Relax Interventions 50% | Afghanistan | AFG |  |  | FALSE
2021-02-05 | ICU_demand |  |  |  | 296.99 |  |  | Relax Interventions 50% | Afghanistan | AFG |  |  | FALSE
2021-02-05 | infections |  |  |  | 10930.43 |  |  | Relax Interventions 50% | Afghanistan | AFG |  |  | FALSE
2021-02-05 | hospital_incidence |  |  |  | 94.02 |  |  | Relax Interventions 50% | Afghanistan | AFG |  |  | FALSE
2021-02-05 | ICU_incidence |  |  |  | 32.28 |  |  | Relax Interventions 50% | Afghanistan | AFG |  |  | FALSE
2021-02-05 | cumulative_infections |  |  |  | 7355214.62 |  |  | Relax Interventions 50% | Afghanistan | AFG |  |  | FALSE
2021-02-06 | hospital_demand |  |  |  | 949.85 |  |  | Additional 50% Reduction | Afghanistan | AFG |  |  | FALSE
2021-02-06 | ICU_demand |  |  |  | 295.75 |  |  | Additional 50% Reduction | Afghanistan | AFG |  |  | FALSE
2021-02-06 | infections |  |  |  | 10498.41 |  |  | Additional 50% Reduction | Afghanistan | AFG |  |  | FALSE
2021-02-06 | hospital_incidence |  |  |  | 92.56 |  |  | Additional 50% Reduction | Afghanistan | AFG |  |  | FALSE
2021-02-06 | ICU_incidence |  |  |  | 31.73 |  |  | Additional 50% Reduction | Afghanistan | AFG |  |  | FALSE
2021-02-06 | cumulative_infections |  |  |  | 7365713.03 |  |  | Additional 50% Reduction | Afghanistan | AFG |  |  | FALSE
2021-02-06 | hospital_demand |  |  |  | 949.85 |  |  | Maintain Status Quo | Afghanistan | AFG |  |  | FALSE
2021-02-06 | ICU_demand |  |  |  | 295.75 |  |  | Maintain Status Quo | Afghanistan | AFG |  |  | FALSE
2021-02-06 | infections |  |  |  | 10498.41 |  |  | Maintain Status Quo | Afghanistan | AFG |  |  | FALSE
2021-02-06 | hospital_incidence |  |  |  | 92.56 |  |  | Maintain Status Quo | Afghanistan | AFG |  |  | FALSE
2021-02-06 | ICU_incidence |  |  |  | 31.73 |  |  | Maintain Status Quo | Afghanistan | AFG |  |  | FALSE
2021-02-06 | cumulative_infections |  |  |  | 7365713.03 |  |  | Maintain Status Quo | Afghanistan | AFG |  |  | FALSE
2021-02-06 | hospital_demand |  |  |  | 949.85 |  |  | Relax Interventions 50% | Afghanistan | AFG |  |  | FALSE
2021-02-06 | ICU_demand |  |  |  | 295.75 |  |  | Relax Interventions 50% | Afghanistan | AFG |  |  | FALSE
2021-02-06 | infections |  |  |  | 10498.41 |  |  | Relax Interventions 50% | Afghanistan | AFG |  |  | FALSE
2021-02-06 | hospital_incidence |  |  |  | 92.56 |  |  | Relax Interventions 50% | Afghanistan | AFG |  |  | FALSE
2021-02-06 | ICU_incidence |  |  |  | 31.73 |  |  | Relax Interventions 50% | Afghanistan | AFG |  |  | FALSE
2021-02-06 | cumulative_infections |  |  |  | 7365713.03 |  |  | Relax Interventions 50% | Afghanistan | AFG |  |  | FALSE
2021-02-07 | hospital_demand |  |  |  | 936.26 |  |  | Additional 50% Reduction | Afghanistan | AFG |  |  | FALSE
2021-02-07 | ICU_demand |  |  |  | 294.39 |  |  | Additional 50% Reduction | Afghanistan | AFG |  |  | FALSE
2021-02-07 | infections |  |  |  | 10039.61 |  |  | Additional 50% Reduction | Afghanistan | AFG |  |  | FALSE
2021-02-07 | hospital_incidence |  |  |  | 90.82 |  |  | Additional 50% Reduction | Afghanistan | AFG |  |  | FALSE
2021-02-07 | ICU_incidence |  |  |  | 31.05 |  |  | Additional 50% Reduction | Afghanistan | AFG |  |  | FALSE
2021-02-07 | cumulative_infections |  |  |  | 7375752.65 |  |  | Additional 50% Reduction | Afghanistan | AFG |  |  | FALSE
2021-02-07 | hospital_demand |  |  |  | 936.26 |  |  | Maintain Status Quo | Afghanistan | AFG |  |  | FALSE
2021-02-07 | ICU_demand |  |  |  | 294.39 |  |  | Maintain Status Quo | Afghanistan | AFG |  |  | FALSE
2021-02-07 | infections |  |  |  | 10039.61 |  |  | Maintain Status Quo | Afghanistan | AFG |  |  | FALSE
2021-02-07 | hospital_incidence |  |  |  | 90.82 |  |  | Maintain Status Quo | Afghanistan | AFG |  |  | FALSE
2021-02-07 | ICU_incidence |  |  |  | 31.05 |  |  | Maintain Status Quo | Afghanistan | AFG |  |  | FALSE
2021-02-07 | cumulative_infections |  |  |  | 7375752.65 |  |  | Maintain Status Quo | Afghanistan | AFG |  |  | FALSE
2021-02-07 | hospital_demand |  |  |  | 936.26 |  |  | Relax Interventions 50% | Afghanistan | AFG |  |  | FALSE
2021-02-07 | ICU_demand |  |  |  | 294.39 |  |  | Relax Interventions 50% | Afghanistan | AFG |  |  | FALSE
2021-02-07 | infections |  |  |  | 10039.61 |  |  | Relax Interventions 50% | Afghanistan | AFG |  |  | FALSE
2021-02-07 | hospital_incidence |  |  |  | 90.82 |  |  | Relax Interventions 50% | Afghanistan | AFG |  |  | FALSE
2021-02-07 | ICU_incidence |  |  |  | 31.05 |  |  | Relax Interventions 50% | Afghanistan | AFG |  |  | FALSE
2021-02-07 | cumulative_infections |  |  |  | 7375752.65 |  |  | Relax Interventions 50% | Afghanistan | AFG |  |  | FALSE
2021-02-08 | hospital_demand |  |  |  | 922.29 |  |  | Additional 50% Reduction | Afghanistan | AFG |  |  | FALSE
2021-02-08 | ICU_demand |  |  |  | 292.8 |  |  | Additional 50% Reduction | Afghanistan | AFG |  |  | FALSE
2021-02-08 | infections |  |  |  | 9598.96 |  |  | Additional 50% Reduction | Afghanistan | AFG |  |  | FALSE
2021-02-08 | hospital_incidence |  |  |  | 88.72 |  |  | Additional 50% Reduction | Afghanistan | AFG |  |  | FALSE
2021-02-08 | ICU_incidence |  |  |  | 30.23 |  |  | Additional 50% Reduction | Afghanistan | AFG |  |  | FALSE
2021-02-08 | cumulative_infections |  |  |  | 7385351.61 |  |  | Additional 50% Reduction | Afghanistan | AFG |  |  | FALSE
2021-02-08 | hospital_demand |  |  |  | 922.29 |  |  | Maintain Status Quo | Afghanistan | AFG |  |  | FALSE
2021-02-08 | ICU_demand |  |  |  | 292.8 |  |  | Maintain Status Quo | Afghanistan | AFG |  |  | FALSE
2021-02-08 | infections |  |  |  | 9598.96 |  |  | Maintain Status Quo | Afghanistan | AFG |  |  | FALSE
2021-02-08 | hospital_incidence |  |  |  | 88.72 |  |  | Maintain Status Quo | Afghanistan | AFG |  |  | FALSE
2021-02-08 | ICU_incidence |  |  |  | 30.23 |  |  | Maintain Status Quo | Afghanistan | AFG |  |  | FALSE
2021-02-08 | cumulative_infections |  |  |  | 7385351.61 |  |  | Maintain Status Quo | Afghanistan | AFG |  |  | FALSE
2021-02-08 | hospital_demand |  |  |  | 922.29 |  |  | Relax Interventions 50% | Afghanistan | AFG |  |  | FALSE
2021-02-08 | ICU_demand |  |  |  | 292.8 |  |  | Relax Interventions 50% | Afghanistan | AFG |  |  | FALSE
2021-02-08 | infections |  |  |  | 9598.96 |  |  | Relax Interventions 50% | Afghanistan | AFG |  |  | FALSE
2021-02-08 | hospital_incidence |  |  |  | 88.72 |  |  | Relax Interventions 50% | Afghanistan | AFG |  |  | FALSE
2021-02-08 | ICU_incidence |  |  |  | 30.23 |  |  | Relax Interventions 50% | Afghanistan | AFG |  |  | FALSE
2021-02-08 | cumulative_infections |  |  |  | 7385351.61 |  |  | Relax Interventions 50% | Afghanistan | AFG |  |  | FALSE
2021-02-09 | hospital_demand |  |  |  | 907.62 |  |  | Additional 50% Reduction | Afghanistan | AFG |  |  | FALSE
2021-02-09 | ICU_demand |  |  |  | 290.91 |  |  | Additional 50% Reduction | Afghanistan | AFG |  |  | FALSE
2021-02-09 | infections |  |  |  | 9189.54 |  |  | Additional 50% Reduction | Afghanistan | AFG |  |  | FALSE
2021-02-09 | hospital_incidence |  |  |  | 86.32 |  |  | Additional 50% Reduction | Afghanistan | AFG |  |  | FALSE
2021-02-09 | ICU_incidence |  |  |  | 29.29 |  |  | Additional 50% Reduction | Afghanistan | AFG |  |  | FALSE
2021-02-09 | cumulative_infections |  |  |  | 7394541.15 |  |  | Additional 50% Reduction | Afghanistan | AFG |  |  | FALSE
2021-02-09 | hospital_demand |  |  |  | 907.62 |  |  | Maintain Status Quo | Afghanistan | AFG |  |  | FALSE
2021-02-09 | ICU_demand |  |  |  | 290.91 |  |  | Maintain Status Quo | Afghanistan | AFG |  |  | FALSE
2021-02-09 | infections |  |  |  | 9189.54 |  |  | Maintain Status Quo | Afghanistan | AFG |  |  | FALSE
2021-02-09 | hospital_incidence |  |  |  | 86.32 |  |  | Maintain Status Quo | Afghanistan | AFG |  |  | FALSE
2021-02-09 | ICU_incidence |  |  |  | 29.29 |  |  | Maintain Status Quo | Afghanistan | AFG |  |  | FALSE
2021-02-09 | cumulative_infections |  |  |  | 7394541.15 |  |  | Maintain Status Quo | Afghanistan | AFG |  |  | FALSE
2021-02-09 | hospital_demand |  |  |  | 907.62 |  |  | Relax Interventions 50% | Afghanistan | AFG |  |  | FALSE
2021-02-09 | ICU_demand |  |  |  | 290.91 |  |  | Relax Interventions 50% | Afghanistan | AFG |  |  | FALSE
2021-02-09 | infections |  |  |  | 9189.54 |  |  | Relax Interventions 50% | Afghanistan | AFG |  |  | FALSE
2021-02-09 | hospital_incidence |  |  |  | 86.32 |  |  | Relax Interventions 50% | Afghanistan | AFG |  |  | FALSE
2021-02-09 | ICU_incidence |  |  |  | 29.29 |  |  | Relax Interventions 50% | Afghanistan | AFG |  |  | FALSE
2021-02-09 | cumulative_infections |  |  |  | 7394541.15 |  |  | Relax Interventions 50% | Afghanistan | AFG |  |  | FALSE
2021-02-10 | hospital_demand |  |  |  | 892.01 |  |  | Additional 50% Reduction | Afghanistan | AFG |  |  | FALSE
2021-02-10 | ICU_demand |  |  |  | 288.61 |  |  | Additional 50% Reduction | Afghanistan | AFG |  |  | FALSE
2021-02-10 | infections |  |  |  | 8811.51 |  |  | Additional 50% Reduction | Afghanistan | AFG |  |  | FALSE
2021-02-10 | hospital_incidence |  |  |  | 83.7 |  |  | Additional 50% Reduction | Afghanistan | AFG |  |  | FALSE
2021-02-10 | ICU_incidence |  |  |  | 28.25 |  |  | Additional 50% Reduction | Afghanistan | AFG |  |  | FALSE
2021-02-10 | cumulative_infections |  |  |  | 7403352.66 |  |  | Additional 50% Reduction | Afghanistan | AFG |  |  | FALSE
2021-02-10 | hospital_demand |  |  |  | 892.01 |  |  | Maintain Status Quo | Afghanistan | AFG |  |  | FALSE
2021-02-10 | ICU_demand |  |  |  | 288.61 |  |  | Maintain Status Quo | Afghanistan | AFG |  |  | FALSE
2021-02-10 | infections |  |  |  | 8811.51 |  |  | Maintain Status Quo | Afghanistan | AFG |  |  | FALSE
2021-02-10 | hospital_incidence |  |  |  | 83.7 |  |  | Maintain Status Quo | Afghanistan | AFG |  |  | FALSE
2021-02-10 | ICU_incidence |  |  |  | 28.25 |  |  | Maintain Status Quo | Afghanistan | AFG |  |  | FALSE
2021-02-10 | cumulative_infections |  |  |  | 7403352.66 |  |  | Maintain Status Quo | Afghanistan | AFG |  |  | FALSE
2021-02-10 | hospital_demand |  |  |  | 892.01 |  |  | Relax Interventions 50% | Afghanistan | AFG |  |  | FALSE
2021-02-10 | ICU_demand |  |  |  | 288.61 |  |  | Relax Interventions 50% | Afghanistan | AFG |  |  | FALSE
2021-02-10 | infections |  |  |  | 8811.51 |  |  | Relax Interventions 50% | Afghanistan | AFG |  |  | FALSE
2021-02-10 | hospital_incidence |  |  |  | 83.7 |  |  | Relax Interventions 50% | Afghanistan | AFG |  |  | FALSE
2021-02-10 | ICU_incidence |  |  |  | 28.25 |  |  | Relax Interventions 50% | Afghanistan | AFG |  |  | FALSE
2021-02-10 | cumulative_infections |  |  |  | 7403352.66 |  |  | Relax Interventions 50% | Afghanistan | AFG |  |  | FALSE
2021-02-11 | hospital_demand |  |  |  | 875.34 |  |  | Additional 50% Reduction | Afghanistan | AFG |  |  | FALSE
2021-02-11 | ICU_demand |  |  |  | 285.85 |  |  | Additional 50% Reduction | Afghanistan | AFG |  |  | FALSE
2021-02-11 | infections |  |  |  | 8461.02 |  |  | Additional 50% Reduction | Afghanistan | AFG |  |  | FALSE
2021-02-11 | hospital_incidence |  |  |  | 80.95 |  |  | Additional 50% Reduction | Afghanistan | AFG |  |  | FALSE
2021-02-11 | ICU_incidence |  |  |  | 27.16 |  |  | Additional 50% Reduction | Afghanistan | AFG |  |  | FALSE
2021-02-11 | cumulative_infections |  |  |  | 7411813.68 |  |  | Additional 50% Reduction | Afghanistan | AFG |  |  | FALSE
2021-02-11 | hospital_demand |  |  |  | 875.34 |  |  | Maintain Status Quo | Afghanistan | AFG |  |  | FALSE
2021-02-11 | ICU_demand |  |  |  | 285.85 |  |  | Maintain Status Quo | Afghanistan | AFG |  |  | FALSE
2021-02-11 | infections |  |  |  | 8461.02 |  |  | Maintain Status Quo | Afghanistan | AFG |  |  | FALSE
2021-02-11 | hospital_incidence |  |  |  | 80.95 |  |  | Maintain Status Quo | Afghanistan | AFG |  |  | FALSE
2021-02-11 | ICU_incidence |  |  |  | 27.16 |  |  | Maintain Status Quo | Afghanistan | AFG |  |  | FALSE
2021-02-11 | cumulative_infections |  |  |  | 7411813.68 |  |  | Maintain Status Quo | Afghanistan | AFG |  |  | FALSE
2021-02-11 | hospital_demand |  |  |  | 875.34 |  |  | Relax Interventions 50% | Afghanistan | AFG |  |  | FALSE
2021-02-11 | ICU_demand |  |  |  | 285.85 |  |  | Relax Interventions 50% | Afghanistan | AFG |  |  | FALSE
2021-02-11 | infections |  |  |  | 8461.02 |  |  | Relax Interventions 50% | Afghanistan | AFG |  |  | FALSE
2021-02-11 | hospital_incidence |  |  |  | 80.95 |  |  | Relax Interventions 50% | Afghanistan | AFG |  |  | FALSE
2021-02-11 | ICU_incidence |  |  |  | 27.16 |  |  | Relax Interventions 50% | Afghanistan | AFG |  |  | FALSE
2021-02-11 | cumulative_infections |  |  |  | 7411813.68 |  |  | Relax Interventions 50% | Afghanistan | AFG |  |  | FALSE
2021-02-12 | hospital_demand |  |  |  | 857.6 |  |  | Additional 50% Reduction | Afghanistan | AFG |  |  | FALSE
2021-02-12 | ICU_demand |  |  |  | 282.61 |  |  | Additional 50% Reduction | Afghanistan | AFG |  |  | FALSE
2021-02-12 | infections |  |  |  | 8133.84 |  |  | Additional 50% Reduction | Afghanistan | AFG |  |  | FALSE
2021-02-12 | hospital_incidence |  |  |  | 78.15 |  |  | Additional 50% Reduction | Afghanistan | AFG |  |  | FALSE
2021-02-12 | ICU_incidence |  |  |  | 26.06 |  |  | Additional 50% Reduction | Afghanistan | AFG |  |  | FALSE
2021-02-12 | cumulative_infections |  |  |  | 7419947.52 |  |  | Additional 50% Reduction | Afghanistan | AFG |  |  | FALSE
2021-02-12 | hospital_demand |  |  |  | 857.6 |  |  | Maintain Status Quo | Afghanistan | AFG |  |  | FALSE
2021-02-12 | ICU_demand |  |  |  | 282.61 |  |  | Maintain Status Quo | Afghanistan | AFG |  |  | FALSE
2021-02-12 | infections |  |  |  | 8133.84 |  |  | Maintain Status Quo | Afghanistan | AFG |  |  | FALSE
2021-02-12 | hospital_incidence |  |  |  | 78.15 |  |  | Maintain Status Quo | Afghanistan | AFG |  |  | FALSE
2021-02-12 | ICU_incidence |  |  |  | 26.06 |  |  | Maintain Status Quo | Afghanistan | AFG |  |  | FALSE
2021-02-12 | cumulative_infections |  |  |  | 7419947.52 |  |  | Maintain Status Quo | Afghanistan | AFG |  |  | FALSE
2021-02-12 | hospital_demand |  |  |  | 857.6 |  |  | Relax Interventions 50% | Afghanistan | AFG |  |  | FALSE
2021-02-12 | ICU_demand |  |  |  | 282.61 |  |  | Relax Interventions 50% | Afghanistan | AFG |  |  | FALSE
2021-02-12 | infections |  |  |  | 8133.84 |  |  | Relax Interventions 50% | Afghanistan | AFG |  |  | FALSE
2021-02-12 | hospital_incidence |  |  |  | 78.15 |  |  | Relax Interventions 50% | Afghanistan | AFG |  |  | FALSE
2021-02-12 | ICU_incidence |  |  |  | 26.06 |  |  | Relax Interventions 50% | Afghanistan | AFG |  |  | FALSE
2021-02-12 | cumulative_infections |  |  |  | 7419947.52 |  |  | Relax Interventions 50% | Afghanistan | AFG |  |  | FALSE
2021-02-13 | hospital_demand |  |  |  | 838.87 |  |  | Additional 50% Reduction | Afghanistan | AFG |  |  | FALSE
2021-02-13 | ICU_demand |  |  |  | 278.91 |  |  | Additional 50% Reduction | Afghanistan | AFG |  |  | FALSE
2021-02-13 | infections |  |  |  | 7826.52 |  |  | Additional 50% Reduction | Afghanistan | AFG |  |  | FALSE
2021-02-13 | hospital_incidence |  |  |  | 75.36 |  |  | Additional 50% Reduction | Afghanistan | AFG |  |  | FALSE
2021-02-13 | ICU_incidence |  |  |  | 24.97 |  |  | Additional 50% Reduction | Afghanistan | AFG |  |  | FALSE
2021-02-13 | cumulative_infections |  |  |  | 7427774.04 |  |  | Additional 50% Reduction | Afghanistan | AFG |  |  | FALSE
2021-02-13 | hospital_demand |  |  |  | 838.87 |  |  | Maintain Status Quo | Afghanistan | AFG |  |  | FALSE
2021-02-13 | ICU_demand |  |  |  | 278.91 |  |  | Maintain Status Quo | Afghanistan | AFG |  |  | FALSE
2021-02-13 | infections |  |  |  | 7826.52 |  |  | Maintain Status Quo | Afghanistan | AFG |  |  | FALSE
2021-02-13 | hospital_incidence |  |  |  | 75.36 |  |  | Maintain Status Quo | Afghanistan | AFG |  |  | FALSE
2021-02-13 | ICU_incidence |  |  |  | 24.97 |  |  | Maintain Status Quo | Afghanistan | AFG |  |  | FALSE
2021-02-13 | cumulative_infections |  |  |  | 7427774.04 |  |  | Maintain Status Quo | Afghanistan | AFG |  |  | FALSE
2021-02-13 | hospital_demand |  |  |  | 838.87 |  |  | Relax Interventions 50% | Afghanistan | AFG |  |  | FALSE
2021-02-13 | ICU_demand |  |  |  | 278.91 |  |  | Relax Interventions 50% | Afghanistan | AFG |  |  | FALSE
2021-02-13 | infections |  |  |  | 7826.52 |  |  | Relax Interventions 50% | Afghanistan | AFG |  |  | FALSE
2021-02-13 | hospital_incidence |  |  |  | 75.36 |  |  | Relax Interventions 50% | Afghanistan | AFG |  |  | FALSE
2021-02-13 | ICU_incidence |  |  |  | 24.97 |  |  | Relax Interventions 50% | Afghanistan | AFG |  |  | FALSE
2021-02-13 | cumulative_infections |  |  |  | 7427774.04 |  |  | Relax Interventions 50% | Afghanistan | AFG |  |  | FALSE
2021-02-14 | hospital_demand |  |  |  | 819.28 |  |  | Additional 50% Reduction | Afghanistan | AFG |  |  | FALSE
2021-02-14 | ICU_demand |  |  |  | 274.77 |  |  | Additional 50% Reduction | Afghanistan | AFG |  |  | FALSE
2021-02-14 | infections |  |  |  | 7536.5 |  |  | Additional 50% Reduction | Afghanistan | AFG |  |  | FALSE
2021-02-14 | hospital_incidence |  |  |  | 72.64 |  |  | Additional 50% Reduction | Afghanistan | AFG |  |  | FALSE
2021-02-14 | ICU_incidence |  |  |  | 23.91 |  |  | Additional 50% Reduction | Afghanistan | AFG |  |  | FALSE
2021-02-14 | cumulative_infections |  |  |  | 7435310.54 |  |  | Additional 50% Reduction | Afghanistan | AFG |  |  | FALSE
2021-02-14 | hospital_demand |  |  |  | 819.28 |  |  | Maintain Status Quo | Afghanistan | AFG |  |  | FALSE
2021-02-14 | ICU_demand |  |  |  | 274.77 |  |  | Maintain Status Quo | Afghanistan | AFG |  |  | FALSE
2021-02-14 | infections |  |  |  | 7536.5 |  |  | Maintain Status Quo | Afghanistan | AFG |  |  | FALSE
2021-02-14 | hospital_incidence |  |  |  | 72.64 |  |  | Maintain Status Quo | Afghanistan | AFG |  |  | FALSE
2021-02-14 | ICU_incidence |  |  |  | 23.91 |  |  | Maintain Status Quo | Afghanistan | AFG |  |  | FALSE
2021-02-14 | cumulative_infections |  |  |  | 7435310.54 |  |  | Maintain Status Quo | Afghanistan | AFG |  |  | FALSE
2021-02-14 | hospital_demand |  |  |  | 819.28 |  |  | Relax Interventions 50% | Afghanistan | AFG |  |  | FALSE
2021-02-14 | ICU_demand |  |  |  | 274.77 |  |  | Relax Interventions 50% | Afghanistan | AFG |  |  | FALSE
2021-02-14 | infections |  |  |  | 7536.5 |  |  | Relax Interventions 50% | Afghanistan | AFG |  |  | FALSE
2021-02-14 | hospital_incidence |  |  |  | 72.64 |  |  | Relax Interventions 50% | Afghanistan | AFG |  |  | FALSE
2021-02-14 | ICU_incidence |  |  |  | 23.91 |  |  | Relax Interventions 50% | Afghanistan | AFG |  |  | FALSE
2021-02-14 | cumulative_infections |  |  |  | 7435310.54 |  |  | Relax Interventions 50% | Afghanistan | AFG |  |  | FALSE
2021-02-15 | hospital_demand |  |  |  | 798.99 |  |  | Additional 50% Reduction | Afghanistan | AFG |  |  | FALSE
2021-02-15 | ICU_demand |  |  |  | 270.25 |  |  | Additional 50% Reduction | Afghanistan | AFG |  |  | FALSE
2021-02-15 | infections |  |  |  | 7261.91 |  |  | Additional 50% Reduction | Afghanistan | AFG |  |  | FALSE
2021-02-15 | hospital_incidence |  |  |  | 69.99 |  |  | Additional 50% Reduction | Afghanistan | AFG |  |  | FALSE
2021-02-15 | ICU_incidence |  |  |  | 22.89 |  |  | Additional 50% Reduction | Afghanistan | AFG |  |  | FALSE
2021-02-15 | cumulative_infections |  |  |  | 7442572.46 |  |  | Additional 50% Reduction | Afghanistan | AFG |  |  | FALSE
2021-02-15 | hospital_demand |  |  |  | 798.99 |  |  | Maintain Status Quo | Afghanistan | AFG |  |  | FALSE
2021-02-15 | ICU_demand |  |  |  | 270.25 |  |  | Maintain Status Quo | Afghanistan | AFG |  |  | FALSE
2021-02-15 | infections |  |  |  | 7261.91 |  |  | Maintain Status Quo | Afghanistan | AFG |  |  | FALSE
2021-02-15 | hospital_incidence |  |  |  | 69.99 |  |  | Maintain Status Quo | Afghanistan | AFG |  |  | FALSE
2021-02-15 | ICU_incidence |  |  |  | 22.89 |  |  | Maintain Status Quo | Afghanistan | AFG |  |  | FALSE
2021-02-15 | cumulative_infections |  |  |  | 7442572.46 |  |  | Maintain Status Quo | Afghanistan | AFG |  |  | FALSE
2021-02-15 | hospital_demand |  |  |  | 798.99 |  |  | Relax Interventions 50% | Afghanistan | AFG |  |  | FALSE
2021-02-15 | ICU_demand |  |  |  | 270.25 |  |  | Relax Interventions 50% | Afghanistan | AFG |  |  | FALSE
2021-02-15 | infections |  |  |  | 7261.91 |  |  | Relax Interventions 50% | Afghanistan | AFG |  |  | FALSE
2021-02-15 | hospital_incidence |  |  |  | 69.99 |  |  | Relax Interventions 50% | Afghanistan | AFG |  |  | FALSE
2021-02-15 | ICU_incidence |  |  |  | 22.89 |  |  | Relax Interventions 50% | Afghanistan | AFG |  |  | FALSE
2021-02-15 | cumulative_infections |  |  |  | 7442572.46 |  |  | Relax Interventions 50% | Afghanistan | AFG |  |  | FALSE
2021-02-16 | hospital_demand |  |  |  | 778.2 |  |  | Additional 50% Reduction | Afghanistan | AFG |  |  | FALSE
2021-02-16 | ICU_demand |  |  |  | 265.44 |  |  | Additional 50% Reduction | Afghanistan | AFG |  |  | FALSE
2021-02-16 | infections |  |  |  | 7001.38 |  |  | Additional 50% Reduction | Afghanistan | AFG |  |  | FALSE
2021-02-16 | hospital_incidence |  |  |  | 67.44 |  |  | Additional 50% Reduction | Afghanistan | AFG |  |  | FALSE
2021-02-16 | ICU_incidence |  |  |  | 21.91 |  |  | Additional 50% Reduction | Afghanistan | AFG |  |  | FALSE
2021-02-16 | cumulative_infections |  |  |  | 7449573.83 |  |  | Additional 50% Reduction | Afghanistan | AFG |  |  | FALSE
2021-02-16 | hospital_demand |  |  |  | 778.2 |  |  | Maintain Status Quo | Afghanistan | AFG |  |  | FALSE
2021-02-16 | ICU_demand |  |  |  | 265.44 |  |  | Maintain Status Quo | Afghanistan | AFG |  |  | FALSE
2021-02-16 | infections |  |  |  | 7001.38 |  |  | Maintain Status Quo | Afghanistan | AFG |  |  | FALSE
2021-02-16 | hospital_incidence |  |  |  | 67.44 |  |  | Maintain Status Quo | Afghanistan | AFG |  |  | FALSE
2021-02-16 | ICU_incidence |  |  |  | 21.91 |  |  | Maintain Status Quo | Afghanistan | AFG |  |  | FALSE
2021-02-16 | cumulative_infections |  |  |  | 7449573.83 |  |  | Maintain Status Quo | Afghanistan | AFG |  |  | FALSE
2021-02-16 | hospital_demand |  |  |  | 778.2 |  |  | Relax Interventions 50% | Afghanistan | AFG |  |  | FALSE
2021-02-16 | ICU_demand |  |  |  | 265.44 |  |  | Relax Interventions 50% | Afghanistan | AFG |  |  | FALSE
2021-02-16 | infections |  |  |  | 7001.38 |  |  | Relax Interventions 50% | Afghanistan | AFG |  |  | FALSE
2021-02-16 | hospital_incidence |  |  |  | 67.44 |  |  | Relax Interventions 50% | Afghanistan | AFG |  |  | FALSE
2021-02-16 | ICU_incidence |  |  |  | 21.91 |  |  | Relax Interventions 50% | Afghanistan | AFG |  |  | FALSE
2021-02-16 | cumulative_infections |  |  |  | 7449573.83 |  |  | Relax Interventions 50% | Afghanistan | AFG |  |  | FALSE
2021-02-17 | hospital_demand |  |  |  | 757.08 |  |  | Additional 50% Reduction | Afghanistan | AFG |  |  | FALSE
2021-02-17 | ICU_demand |  |  |  | 260.4 |  |  | Additional 50% Reduction | Afghanistan | AFG |  |  | FALSE
2021-02-17 | infections |  |  |  | 6753.81 |  |  | Additional 50% Reduction | Afghanistan | AFG |  |  | FALSE
2021-02-17 | hospital_incidence |  |  |  | 65 |  |  | Additional 50% Reduction | Afghanistan | AFG |  |  | FALSE
2021-02-17 | ICU_incidence |  |  |  | 20.99 |  |  | Additional 50% Reduction | Afghanistan | AFG |  |  | FALSE
2021-02-17 | cumulative_infections |  |  |  | 7456327.64 |  |  | Additional 50% Reduction | Afghanistan | AFG |  |  | FALSE
2021-02-17 | hospital_demand |  |  |  | 757.08 |  |  | Maintain Status Quo | Afghanistan | AFG |  |  | FALSE
2021-02-17 | ICU_demand |  |  |  | 260.4 |  |  | Maintain Status Quo | Afghanistan | AFG |  |  | FALSE
2021-02-17 | infections |  |  |  | 6753.81 |  |  | Maintain Status Quo | Afghanistan | AFG |  |  | FALSE
2021-02-17 | hospital_incidence |  |  |  | 65 |  |  | Maintain Status Quo | Afghanistan | AFG |  |  | FALSE
2021-02-17 | ICU_incidence |  |  |  | 20.99 |  |  | Maintain Status Quo | Afghanistan | AFG |  |  | FALSE
2021-02-17 | cumulative_infections |  |  |  | 7456327.64 |  |  | Maintain Status Quo | Afghanistan | AFG |  |  | FALSE
2021-02-17 | hospital_demand |  |  |  | 757.08 |  |  | Relax Interventions 50% | Afghanistan | AFG |  |  | FALSE
2021-02-17 | ICU_demand |  |  |  | 260.4 |  |  | Relax Interventions 50% | Afghanistan | AFG |  |  | FALSE
2021-02-17 | infections |  |  |  | 6753.81 |  |  | Relax Interventions 50% | Afghanistan | AFG |  |  | FALSE
2021-02-17 | hospital_incidence |  |  |  | 65 |  |  | Relax Interventions 50% | Afghanistan | AFG |  |  | FALSE
2021-02-17 | ICU_incidence |  |  |  | 20.99 |  |  | Relax Interventions 50% | Afghanistan | AFG |  |  | FALSE
2021-02-17 | cumulative_infections |  |  |  | 7456327.64 |  |  | Relax Interventions 50% | Afghanistan | AFG |  |  | FALSE
2021-02-18 | hospital_demand |  |  |  | 735.79 |  |  | Additional 50% Reduction | Afghanistan | AFG |  |  | FALSE
2021-02-18 | ICU_demand |  |  |  | 255.21 |  |  | Additional 50% Reduction | Afghanistan | AFG |  |  | FALSE
2021-02-18 | infections |  |  |  | 6518.29 |  |  | Additional 50% Reduction | Afghanistan | AFG |  |  | FALSE
2021-02-18 | hospital_incidence |  |  |  | 62.67 |  |  | Additional 50% Reduction | Afghanistan | AFG |  |  | FALSE
2021-02-18 | ICU_incidence |  |  |  | 20.11 |  |  | Additional 50% Reduction | Afghanistan | AFG |  |  | FALSE
2021-02-18 | cumulative_infections |  |  |  | 7462845.93 |  |  | Additional 50% Reduction | Afghanistan | AFG |  |  | FALSE
2021-02-18 | hospital_demand |  |  |  | 735.79 |  |  | Maintain Status Quo | Afghanistan | AFG |  |  | FALSE
2021-02-18 | ICU_demand |  |  |  | 255.21 |  |  | Maintain Status Quo | Afghanistan | AFG |  |  | FALSE
2021-02-18 | infections |  |  |  | 6518.29 |  |  | Maintain Status Quo | Afghanistan | AFG |  |  | FALSE
2021-02-18 | hospital_incidence |  |  |  | 62.67 |  |  | Maintain Status Quo | Afghanistan | AFG |  |  | FALSE
2021-02-18 | ICU_incidence |  |  |  | 20.11 |  |  | Maintain Status Quo | Afghanistan | AFG |  |  | FALSE
2021-02-18 | cumulative_infections |  |  |  | 7462845.93 |  |  | Maintain Status Quo | Afghanistan | AFG |  |  | FALSE
2021-02-18 | hospital_demand |  |  |  | 735.79 |  |  | Relax Interventions 50% | Afghanistan | AFG |  |  | FALSE
2021-02-18 | ICU_demand |  |  |  | 255.21 |  |  | Relax Interventions 50% | Afghanistan | AFG |  |  | FALSE
2021-02-18 | infections |  |  |  | 6518.29 |  |  | Relax Interventions 50% | Afghanistan | AFG |  |  | FALSE
2021-02-18 | hospital_incidence |  |  |  | 62.67 |  |  | Relax Interventions 50% | Afghanistan | AFG |  |  | FALSE
2021-02-18 | ICU_incidence |  |  |  | 20.11 |  |  | Relax Interventions 50% | Afghanistan | AFG |  |  | FALSE
2021-02-18 | cumulative_infections |  |  |  | 7462845.93 |  |  | Relax Interventions 50% | Afghanistan | AFG |  |  | FALSE
2021-02-19 | hospital_demand |  |  |  | 714.49 |  |  | Additional 50% Reduction | Afghanistan | AFG |  |  | FALSE
2021-02-19 | ICU_demand |  |  |  | 249.92 |  |  | Additional 50% Reduction | Afghanistan | AFG |  |  | FALSE
2021-02-19 | infections |  |  |  | 6509.16 |  |  | Additional 50% Reduction | Afghanistan | AFG |  |  | FALSE
2021-02-19 | hospital_incidence |  |  |  | 60.47 |  |  | Additional 50% Reduction | Afghanistan | AFG |  |  | FALSE
2021-02-19 | ICU_incidence |  |  |  | 19.29 |  |  | Additional 50% Reduction | Afghanistan | AFG |  |  | FALSE
2021-02-19 | cumulative_infections |  |  |  | 7469355.09 |  |  | Additional 50% Reduction | Afghanistan | AFG |  |  | FALSE
2021-02-19 | hospital_demand |  |  |  | 714.49 |  |  | Maintain Status Quo | Afghanistan | AFG |  |  | FALSE
2021-02-19 | ICU_demand |  |  |  | 249.92 |  |  | Maintain Status Quo | Afghanistan | AFG |  |  | FALSE
2021-02-19 | infections |  |  |  | 6509.16 |  |  | Maintain Status Quo | Afghanistan | AFG |  |  | FALSE
2021-02-19 | hospital_incidence |  |  |  | 60.47 |  |  | Maintain Status Quo | Afghanistan | AFG |  |  | FALSE
2021-02-19 | ICU_incidence |  |  |  | 19.29 |  |  | Maintain Status Quo | Afghanistan | AFG |  |  | FALSE
2021-02-19 | cumulative_infections |  |  |  | 7469355.09 |  |  | Maintain Status Quo | Afghanistan | AFG |  |  | FALSE
2021-02-19 | hospital_demand |  |  |  | 714.49 |  |  | Relax Interventions 50% | Afghanistan | AFG |  |  | FALSE
2021-02-19 | ICU_demand |  |  |  | 249.92 |  |  | Relax Interventions 50% | Afghanistan | AFG |  |  | FALSE
2021-02-19 | infections |  |  |  | 6509.16 |  |  | Relax Interventions 50% | Afghanistan | AFG |  |  | FALSE
2021-02-19 | hospital_incidence |  |  |  | 60.47 |  |  | Relax Interventions 50% | Afghanistan | AFG |  |  | FALSE
2021-02-19 | ICU_incidence |  |  |  | 19.29 |  |  | Relax Interventions 50% | Afghanistan | AFG |  |  | FALSE
2021-02-19 | cumulative_infections |  |  |  | 7469355.09 |  |  | Relax Interventions 50% | Afghanistan | AFG |  |  | FALSE
2021-02-20 | hospital_demand |  |  |  | 693.44 |  |  | Additional 50% Reduction | Afghanistan | AFG |  |  | FALSE
2021-02-20 | ICU_demand |  |  |  | 244.64 |  |  | Additional 50% Reduction | Afghanistan | AFG |  |  | FALSE
2021-02-20 | infections |  |  |  | 6728.29 |  |  | Additional 50% Reduction | Afghanistan | AFG |  |  | FALSE
2021-02-20 | hospital_incidence |  |  |  | 58.62 |  |  | Additional 50% Reduction | Afghanistan | AFG |  |  | FALSE
2021-02-20 | ICU_incidence |  |  |  | 18.6 |  |  | Additional 50% Reduction | Afghanistan | AFG |  |  | FALSE
2021-02-20 | cumulative_infections |  |  |  | 7476083.38 |  |  | Additional 50% Reduction | Afghanistan | AFG |  |  | FALSE
2021-02-20 | hospital_demand |  |  |  | 693.44 |  |  | Maintain Status Quo | Afghanistan | AFG |  |  | FALSE
2021-02-20 | ICU_demand |  |  |  | 244.64 |  |  | Maintain Status Quo | Afghanistan | AFG |  |  | FALSE
2021-02-20 | infections |  |  |  | 6728.29 |  |  | Maintain Status Quo | Afghanistan | AFG |  |  | FALSE
2021-02-20 | hospital_incidence |  |  |  | 58.62 |  |  | Maintain Status Quo | Afghanistan | AFG |  |  | FALSE
2021-02-20 | ICU_incidence |  |  |  | 18.6 |  |  | Maintain Status Quo | Afghanistan | AFG |  |  | FALSE
2021-02-20 | cumulative_infections |  |  |  | 7476083.38 |  |  | Maintain Status Quo | Afghanistan | AFG |  |  | FALSE
2021-02-20 | hospital_demand |  |  |  | 693.44 |  |  | Relax Interventions 50% | Afghanistan | AFG |  |  | FALSE
2021-02-20 | ICU_demand |  |  |  | 244.64 |  |  | Relax Interventions 50% | Afghanistan | AFG |  |  | FALSE
2021-02-20 | infections |  |  |  | 6728.29 |  |  | Relax Interventions 50% | Afghanistan | AFG |  |  | FALSE
2021-02-20 | hospital_incidence |  |  |  | 58.62 |  |  | Relax Interventions 50% | Afghanistan | AFG |  |  | FALSE
2021-02-20 | ICU_incidence |  |  |  | 18.6 |  |  | Relax Interventions 50% | Afghanistan | AFG |  |  | FALSE
2021-02-20 | cumulative_infections |  |  |  | 7476083.38 |  |  | Relax Interventions 50% | Afghanistan | AFG |  |  | FALSE
2021-02-21 | hospital_demand |  |  |  | 673.13 |  |  | Additional 50% Reduction | Afghanistan | AFG |  |  | FALSE
2021-02-21 | ICU_demand |  |  |  | 239.52 |  |  | Additional 50% Reduction | Afghanistan | AFG |  |  | FALSE
2021-02-21 | infections |  |  |  | 7003.78 |  |  | Additional 50% Reduction | Afghanistan | AFG |  |  | FALSE
2021-02-21 | hospital_incidence |  |  |  | 57.36 |  |  | Additional 50% Reduction | Afghanistan | AFG |  |  | FALSE
2021-02-21 | ICU_incidence |  |  |  | 18.14 |  |  | Additional 50% Reduction | Afghanistan | AFG |  |  | FALSE
2021-02-21 | cumulative_infections |  |  |  | 7483087.16 |  |  | Additional 50% Reduction | Afghanistan | AFG |  |  | FALSE
2021-02-21 | hospital_demand |  |  |  | 673.13 |  |  | Maintain Status Quo | Afghanistan | AFG |  |  | FALSE
2021-02-21 | ICU_demand |  |  |  | 239.52 |  |  | Maintain Status Quo | Afghanistan | AFG |  |  | FALSE
2021-02-21 | infections |  |  |  | 7003.78 |  |  | Maintain Status Quo | Afghanistan | AFG |  |  | FALSE
2021-02-21 | hospital_incidence |  |  |  | 57.36 |  |  | Maintain Status Quo | Afghanistan | AFG |  |  | FALSE
2021-02-21 | ICU_incidence |  |  |  | 18.14 |  |  | Maintain Status Quo | Afghanistan | AFG |  |  | FALSE
2021-02-21 | cumulative_infections |  |  |  | 7483087.16 |  |  | Maintain Status Quo | Afghanistan | AFG |  |  | FALSE
2021-02-21 | hospital_demand |  |  |  | 673.13 |  |  | Relax Interventions 50% | Afghanistan | AFG |  |  | FALSE
2021-02-21 | ICU_demand |  |  |  | 239.52 |  |  | Relax Interventions 50% | Afghanistan | AFG |  |  | FALSE
2021-02-21 | infections |  |  |  | 7003.78 |  |  | Relax Interventions 50% | Afghanistan | AFG |  |  | FALSE
2021-02-21 | hospital_incidence |  |  |  | 57.36 |  |  | Relax Interventions 50% | Afghanistan | AFG |  |  | FALSE
2021-02-21 | ICU_incidence |  |  |  | 18.14 |  |  | Relax Interventions 50% | Afghanistan | AFG |  |  | FALSE
2021-02-21 | cumulative_infections |  |  |  | 7483087.16 |  |  | Relax Interventions 50% | Afghanistan | AFG |  |  | FALSE
2021-02-22 | hospital_demand |  |  |  | 654.17 |  |  | Additional 50% Reduction | Afghanistan | AFG |  |  | FALSE
2021-02-22 | ICU_demand |  |  |  | 234.75 |  |  | Additional 50% Reduction | Afghanistan | AFG |  |  | FALSE
2021-02-22 | infections |  |  |  | 7277.4 |  |  | Additional 50% Reduction | Afghanistan | AFG |  |  | FALSE
2021-02-22 | hospital_incidence |  |  |  | 56.79 |  |  | Additional 50% Reduction | Afghanistan | AFG |  |  | FALSE
2021-02-22 | ICU_incidence |  |  |  | 17.94 |  |  | Additional 50% Reduction | Afghanistan | AFG |  |  | FALSE
2021-02-22 | cumulative_infections |  |  |  | 7490364.56 |  |  | Additional 50% Reduction | Afghanistan | AFG |  |  | FALSE
2021-02-22 | hospital_demand |  |  |  | 654.17 |  |  | Maintain Status Quo | Afghanistan | AFG |  |  | FALSE
2021-02-22 | ICU_demand |  |  |  | 234.75 |  |  | Maintain Status Quo | Afghanistan | AFG |  |  | FALSE
2021-02-22 | infections |  |  |  | 7277.4 |  |  | Maintain Status Quo | Afghanistan | AFG |  |  | FALSE
2021-02-22 | hospital_incidence |  |  |  | 56.79 |  |  | Maintain Status Quo | Afghanistan | AFG |  |  | FALSE
2021-02-22 | ICU_incidence |  |  |  | 17.94 |  |  | Maintain Status Quo | Afghanistan | AFG |  |  | FALSE
2021-02-22 | cumulative_infections |  |  |  | 7490364.56 |  |  | Maintain Status Quo | Afghanistan | AFG |  |  | FALSE
2021-02-22 | hospital_demand |  |  |  | 654.17 |  |  | Relax Interventions 50% | Afghanistan | AFG |  |  | FALSE
2021-02-22 | ICU_demand |  |  |  | 234.75 |  |  | Relax Interventions 50% | Afghanistan | AFG |  |  | FALSE
2021-02-22 | infections |  |  |  | 7277.4 |  |  | Relax Interventions 50% | Afghanistan | AFG |  |  | FALSE
2021-02-22 | hospital_incidence |  |  |  | 56.79 |  |  | Relax Interventions 50% | Afghanistan | AFG |  |  | FALSE
2021-02-22 | ICU_incidence |  |  |  | 17.94 |  |  | Relax Interventions 50% | Afghanistan | AFG |  |  | FALSE
2021-02-22 | cumulative_infections |  |  |  | 7490364.56 |  |  | Relax Interventions 50% | Afghanistan | AFG |  |  | FALSE
2021-02-23 | hospital_demand |  |  |  | 637.17 |  |  | Additional 50% Reduction | Afghanistan | AFG |  |  | FALSE
2021-02-23 | ICU_demand |  |  |  | 230.48 |  |  | Additional 50% Reduction | Afghanistan | AFG |  |  | FALSE
2021-02-23 | infections |  |  |  | 7539.29 |  |  | Additional 50% Reduction | Afghanistan | AFG |  |  | FALSE
2021-02-23 | hospital_incidence |  |  |  | 56.84 |  |  | Additional 50% Reduction | Afghanistan | AFG |  |  | FALSE
2021-02-23 | ICU_incidence |  |  |  | 17.98 |  |  | Additional 50% Reduction | Afghanistan | AFG |  |  | FALSE
2021-02-23 | cumulative_infections |  |  |  | 7497903.85 |  |  | Additional 50% Reduction | Afghanistan | AFG |  |  | FALSE
2021-02-23 | hospital_demand |  |  |  | 637.17 |  |  | Maintain Status Quo | Afghanistan | AFG |  |  | FALSE
2021-02-23 | ICU_demand |  |  |  | 230.48 |  |  | Maintain Status Quo | Afghanistan | AFG |  |  | FALSE
2021-02-23 | infections |  |  |  | 7539.29 |  |  | Maintain Status Quo | Afghanistan | AFG |  |  | FALSE
2021-02-23 | hospital_incidence |  |  |  | 56.84 |  |  | Maintain Status Quo | Afghanistan | AFG |  |  | FALSE
2021-02-23 | ICU_incidence |  |  |  | 17.98 |  |  | Maintain Status Quo | Afghanistan | AFG |  |  | FALSE
2021-02-23 | cumulative_infections |  |  |  | 7497903.85 |  |  | Maintain Status Quo | Afghanistan | AFG |  |  | FALSE
2021-02-23 | hospital_demand |  |  |  | 637.17 |  |  | Relax Interventions 50% | Afghanistan | AFG |  |  | FALSE
2021-02-23 | ICU_demand |  |  |  | 230.48 |  |  | Relax Interventions 50% | Afghanistan | AFG |  |  | FALSE
2021-02-23 | infections |  |  |  | 7539.29 |  |  | Relax Interventions 50% | Afghanistan | AFG |  |  | FALSE
2021-02-23 | hospital_incidence |  |  |  | 56.84 |  |  | Relax Interventions 50% | Afghanistan | AFG |  |  | FALSE
2021-02-23 | ICU_incidence |  |  |  | 17.98 |  |  | Relax Interventions 50% | Afghanistan | AFG |  |  | FALSE
2021-02-23 | cumulative_infections |  |  |  | 7497903.85 |  |  | Relax Interventions 50% | Afghanistan | AFG |  |  | FALSE
2021-02-24 | hospital_demand |  |  |  | 622.58 |  |  | Additional 50% Reduction | Afghanistan | AFG |  |  | FALSE
2021-02-24 | ICU_demand |  |  |  | 226.8 |  |  | Additional 50% Reduction | Afghanistan | AFG |  |  | FALSE
2021-02-24 | infections |  |  |  | 7795.32 |  |  | Additional 50% Reduction | Afghanistan | AFG |  |  | FALSE
2021-02-24 | hospital_incidence |  |  |  | 57.41 |  |  | Additional 50% Reduction | Afghanistan | AFG |  |  | FALSE
2021-02-24 | ICU_incidence |  |  |  | 18.21 |  |  | Additional 50% Reduction | Afghanistan | AFG |  |  | FALSE
2021-02-24 | cumulative_infections |  |  |  | 7505699.17 |  |  | Additional 50% Reduction | Afghanistan | AFG |  |  | FALSE
2021-02-24 | hospital_demand |  |  |  | 622.58 |  |  | Maintain Status Quo | Afghanistan | AFG |  |  | FALSE
2021-02-24 | ICU_demand |  |  |  | 226.8 |  |  | Maintain Status Quo | Afghanistan | AFG |  |  | FALSE
2021-02-24 | infections |  |  |  | 7795.32 |  |  | Maintain Status Quo | Afghanistan | AFG |  |  | FALSE
2021-02-24 | hospital_incidence |  |  |  | 57.41 |  |  | Maintain Status Quo | Afghanistan | AFG |  |  | FALSE
2021-02-24 | ICU_incidence |  |  |  | 18.21 |  |  | Maintain Status Quo | Afghanistan | AFG |  |  | FALSE
2021-02-24 | cumulative_infections |  |  |  | 7505699.17 |  |  | Maintain Status Quo | Afghanistan | AFG |  |  | FALSE
2021-02-24 | hospital_demand |  |  |  | 622.58 |  |  | Relax Interventions 50% | Afghanistan | AFG |  |  | FALSE
2021-02-24 | ICU_demand |  |  |  | 226.8 |  |  | Relax Interventions 50% | Afghanistan | AFG |  |  | FALSE
2021-02-24 | infections |  |  |  | 7795.32 |  |  | Relax Interventions 50% | Afghanistan | AFG |  |  | FALSE
2021-02-24 | hospital_incidence |  |  |  | 57.41 |  |  | Relax Interventions 50% | Afghanistan | AFG |  |  | FALSE
2021-02-24 | ICU_incidence |  |  |  | 18.21 |  |  | Relax Interventions 50% | Afghanistan | AFG |  |  | FALSE
2021-02-24 | cumulative_infections |  |  |  | 7505699.17 |  |  | Relax Interventions 50% | Afghanistan | AFG |  |  | FALSE
2021-02-25 | hospital_demand |  |  |  | 610.68 |  |  | Additional 50% Reduction | Afghanistan | AFG |  |  | FALSE
2021-02-25 | ICU_demand |  |  |  | 223.77 |  |  | Additional 50% Reduction | Afghanistan | AFG |  |  | FALSE
2021-02-25 | infections |  |  |  | 8053.61 |  |  | Additional 50% Reduction | Afghanistan | AFG |  |  | FALSE
2021-02-25 | hospital_incidence |  |  |  | 58.37 |  |  | Additional 50% Reduction | Afghanistan | AFG |  |  | FALSE
2021-02-25 | ICU_incidence |  |  |  | 18.59 |  |  | Additional 50% Reduction | Afghanistan | AFG |  |  | FALSE
2021-02-25 | cumulative_infections |  |  |  | 7513752.78 |  |  | Additional 50% Reduction | Afghanistan | AFG |  |  | FALSE
2021-02-25 | hospital_demand |  |  |  | 610.68 |  |  | Maintain Status Quo | Afghanistan | AFG |  |  | FALSE
2021-02-25 | ICU_demand |  |  |  | 223.77 |  |  | Maintain Status Quo | Afghanistan | AFG |  |  | FALSE
2021-02-25 | infections |  |  |  | 8053.61 |  |  | Maintain Status Quo | Afghanistan | AFG |  |  | FALSE
2021-02-25 | hospital_incidence |  |  |  | 58.37 |  |  | Maintain Status Quo | Afghanistan | AFG |  |  | FALSE
2021-02-25 | ICU_incidence |  |  |  | 18.59 |  |  | Maintain Status Quo | Afghanistan | AFG |  |  | FALSE
2021-02-25 | cumulative_infections |  |  |  | 7513752.78 |  |  | Maintain Status Quo | Afghanistan | AFG |  |  | FALSE
2021-02-25 | hospital_demand |  |  |  | 610.68 |  |  | Relax Interventions 50% | Afghanistan | AFG |  |  | FALSE
2021-02-25 | ICU_demand |  |  |  | 223.77 |  |  | Relax Interventions 50% | Afghanistan | AFG |  |  | FALSE
2021-02-25 | infections |  |  |  | 8053.61 |  |  | Relax Interventions 50% | Afghanistan | AFG |  |  | FALSE
2021-02-25 | hospital_incidence |  |  |  | 58.37 |  |  | Relax Interventions 50% | Afghanistan | AFG |  |  | FALSE
2021-02-25 | ICU_incidence |  |  |  | 18.59 |  |  | Relax Interventions 50% | Afghanistan | AFG |  |  | FALSE
2021-02-25 | cumulative_infections |  |  |  | 7513752.78 |  |  | Relax Interventions 50% | Afghanistan | AFG |  |  | FALSE
2021-02-26 | hospital_demand |  |  |  | 601.59 |  |  | Additional 50% Reduction | Afghanistan | AFG |  |  | FALSE
2021-02-26 | ICU_demand |  |  |  | 221.43 |  |  | Additional 50% Reduction | Afghanistan | AFG |  |  | FALSE
2021-02-26 | infections |  |  |  | 8320.45 |  |  | Additional 50% Reduction | Afghanistan | AFG |  |  | FALSE
2021-02-26 | hospital_incidence |  |  |  | 59.64 |  |  | Additional 50% Reduction | Afghanistan | AFG |  |  | FALSE
2021-02-26 | ICU_incidence |  |  |  | 19.08 |  |  | Additional 50% Reduction | Afghanistan | AFG |  |  | FALSE
2021-02-26 | cumulative_infections |  |  |  | 7522073.23 |  |  | Additional 50% Reduction | Afghanistan | AFG |  |  | FALSE
2021-02-26 | hospital_demand |  |  |  | 601.59 |  |  | Maintain Status Quo | Afghanistan | AFG |  |  | FALSE
2021-02-26 | ICU_demand |  |  |  | 221.43 |  |  | Maintain Status Quo | Afghanistan | AFG |  |  | FALSE
2021-02-26 | infections |  |  |  | 8320.45 |  |  | Maintain Status Quo | Afghanistan | AFG |  |  | FALSE
2021-02-26 | hospital_incidence |  |  |  | 59.64 |  |  | Maintain Status Quo | Afghanistan | AFG |  |  | FALSE
2021-02-26 | ICU_incidence |  |  |  | 19.08 |  |  | Maintain Status Quo | Afghanistan | AFG |  |  | FALSE
2021-02-26 | cumulative_infections |  |  |  | 7522073.23 |  |  | Maintain Status Quo | Afghanistan | AFG |  |  | FALSE
2021-02-26 | hospital_demand |  |  |  | 601.59 |  |  | Relax Interventions 50% | Afghanistan | AFG |  |  | FALSE
2021-02-26 | ICU_demand |  |  |  | 221.43 |  |  | Relax Interventions 50% | Afghanistan | AFG |  |  | FALSE
2021-02-26 | infections |  |  |  | 8320.45 |  |  | Relax Interventions 50% | Afghanistan | AFG |  |  | FALSE
2021-02-26 | hospital_incidence |  |  |  | 59.64 |  |  | Relax Interventions 50% | Afghanistan | AFG |  |  | FALSE
2021-02-26 | ICU_incidence |  |  |  | 19.08 |  |  | Relax Interventions 50% | Afghanistan | AFG |  |  | FALSE
2021-02-26 | cumulative_infections |  |  |  | 7522073.23 |  |  | Relax Interventions 50% | Afghanistan | AFG |  |  | FALSE
2021-02-27 | hospital_demand |  |  |  | 595.32 |  |  | Additional 50% Reduction | Afghanistan | AFG |  |  | FALSE
2021-02-27 | ICU_demand |  |  |  | 219.77 |  |  | Additional 50% Reduction | Afghanistan | AFG |  |  | FALSE
2021-02-27 | infections |  |  |  | 8599.92 |  |  | Additional 50% Reduction | Afghanistan | AFG |  |  | FALSE
2021-02-27 | hospital_incidence |  |  |  | 61.13 |  |  | Additional 50% Reduction | Afghanistan | AFG |  |  | FALSE
2021-02-27 | ICU_incidence |  |  |  | 19.67 |  |  | Additional 50% Reduction | Afghanistan | AFG |  |  | FALSE
2021-02-27 | cumulative_infections |  |  |  | 7530673.14 |  |  | Additional 50% Reduction | Afghanistan | AFG |  |  | FALSE
2021-02-27 | hospital_demand |  |  |  | 595.32 |  |  | Maintain Status Quo | Afghanistan | AFG |  |  | FALSE
2021-02-27 | ICU_demand |  |  |  | 219.77 |  |  | Maintain Status Quo | Afghanistan | AFG |  |  | FALSE
2021-02-27 | infections |  |  |  | 8599.92 |  |  | Maintain Status Quo | Afghanistan | AFG |  |  | FALSE
2021-02-27 | hospital_incidence |  |  |  | 61.13 |  |  | Maintain Status Quo | Afghanistan | AFG |  |  | FALSE
2021-02-27 | ICU_incidence |  |  |  | 19.67 |  |  | Maintain Status Quo | Afghanistan | AFG |  |  | FALSE
2021-02-27 | cumulative_infections |  |  |  | 7530673.14 |  |  | Maintain Status Quo | Afghanistan | AFG |  |  | FALSE
2021-02-27 | hospital_demand |  |  |  | 595.32 |  |  | Relax Interventions 50% | Afghanistan | AFG |  |  | FALSE
2021-02-27 | ICU_demand |  |  |  | 219.77 |  |  | Relax Interventions 50% | Afghanistan | AFG |  |  | FALSE
2021-02-27 | infections |  |  |  | 8599.92 |  |  | Relax Interventions 50% | Afghanistan | AFG |  |  | FALSE
2021-02-27 | hospital_incidence |  |  |  | 61.13 |  |  | Relax Interventions 50% | Afghanistan | AFG |  |  | FALSE
2021-02-27 | ICU_incidence |  |  |  | 19.67 |  |  | Relax Interventions 50% | Afghanistan | AFG |  |  | FALSE
2021-02-27 | cumulative_infections |  |  |  | 7530673.14 |  |  | Relax Interventions 50% | Afghanistan | AFG |  |  | FALSE
2021-02-28 | hospital_demand |  |  |  | 591.8 |  |  | Additional 50% Reduction | Afghanistan | AFG |  |  | FALSE
2021-02-28 | ICU_demand |  |  |  | 218.81 |  |  | Additional 50% Reduction | Afghanistan | AFG |  |  | FALSE
2021-02-28 | infections |  |  |  | 8894.59 |  |  | Additional 50% Reduction | Afghanistan | AFG |  |  | FALSE
2021-02-28 | hospital_incidence |  |  |  | 62.8 |  |  | Additional 50% Reduction | Afghanistan | AFG |  |  | FALSE
2021-02-28 | ICU_incidence |  |  |  | 20.32 |  |  | Additional 50% Reduction | Afghanistan | AFG |  |  | FALSE
2021-02-28 | cumulative_infections |  |  |  | 7539567.73 |  |  | Additional 50% Reduction | Afghanistan | AFG |  |  | FALSE
2021-02-28 | hospital_demand |  |  |  | 591.8 |  |  | Maintain Status Quo | Afghanistan | AFG |  |  | FALSE
2021-02-28 | ICU_demand |  |  |  | 218.81 |  |  | Maintain Status Quo | Afghanistan | AFG |  |  | FALSE
2021-02-28 | infections |  |  |  | 8894.59 |  |  | Maintain Status Quo | Afghanistan | AFG |  |  | FALSE
2021-02-28 | hospital_incidence |  |  |  | 62.8 |  |  | Maintain Status Quo | Afghanistan | AFG |  |  | FALSE
2021-02-28 | ICU_incidence |  |  |  | 20.32 |  |  | Maintain Status Quo | Afghanistan | AFG |  |  | FALSE
2021-02-28 | cumulative_infections |  |  |  | 7539567.73 |  |  | Maintain Status Quo | Afghanistan | AFG |  |  | FALSE
2021-02-28 | hospital_demand |  |  |  | 591.8 |  |  | Relax Interventions 50% | Afghanistan | AFG |  |  | FALSE
2021-02-28 | ICU_demand |  |  |  | 218.81 |  |  | Relax Interventions 50% | Afghanistan | AFG |  |  | FALSE
2021-02-28 | infections |  |  |  | 8894.59 |  |  | Relax Interventions 50% | Afghanistan | AFG |  |  | FALSE
2021-02-28 | hospital_incidence |  |  |  | 62.8 |  |  | Relax Interventions 50% | Afghanistan | AFG |  |  | FALSE
2021-02-28 | ICU_incidence |  |  |  | 20.32 |  |  | Relax Interventions 50% | Afghanistan | AFG |  |  | FALSE
2021-02-28 | cumulative_infections |  |  |  | 7539567.73 |  |  | Relax Interventions 50% | Afghanistan | AFG |  |  | FALSE
2021-03-01 | hospital_demand |  |  |  | 590.93 |  |  | Additional 50% Reduction | Afghanistan | AFG |  |  | FALSE
2021-03-01 | ICU_demand |  |  |  | 218.53 |  |  | Additional 50% Reduction | Afghanistan | AFG |  |  | FALSE
2021-03-01 | infections |  |  |  | 9206.22 |  |  | Additional 50% Reduction | Afghanistan | AFG |  |  | FALSE
2021-03-01 | hospital_incidence |  |  |  | 64.63 |  |  | Additional 50% Reduction | Afghanistan | AFG |  |  | FALSE
2021-03-01 | ICU_incidence |  |  |  | 21.05 |  |  | Additional 50% Reduction | Afghanistan | AFG |  |  | FALSE
2021-03-01 | cumulative_infections |  |  |  | 7548773.95 |  |  | Additional 50% Reduction | Afghanistan | AFG |  |  | FALSE
2021-03-01 | hospital_demand |  |  |  | 590.93 |  |  | Maintain Status Quo | Afghanistan | AFG |  |  | FALSE
2021-03-01 | ICU_demand |  |  |  | 218.53 |  |  | Maintain Status Quo | Afghanistan | AFG |  |  | FALSE
2021-03-01 | infections |  |  |  | 9206.22 |  |  | Maintain Status Quo | Afghanistan | AFG |  |  | FALSE
2021-03-01 | hospital_incidence |  |  |  | 64.63 |  |  | Maintain Status Quo | Afghanistan | AFG |  |  | FALSE
2021-03-01 | ICU_incidence |  |  |  | 21.05 |  |  | Maintain Status Quo | Afghanistan | AFG |  |  | FALSE
2021-03-01 | cumulative_infections |  |  |  | 7548773.95 |  |  | Maintain Status Quo | Afghanistan | AFG |  |  | FALSE
2021-03-01 | hospital_demand |  |  |  | 590.93 |  |  | Relax Interventions 50% | Afghanistan | AFG |  |  | FALSE
2021-03-01 | ICU_demand |  |  |  | 218.53 |  |  | Relax Interventions 50% | Afghanistan | AFG |  |  | FALSE
2021-03-01 | infections |  |  |  | 9206.22 |  |  | Relax Interventions 50% | Afghanistan | AFG |  |  | FALSE
2021-03-01 | hospital_incidence |  |  |  | 64.63 |  |  | Relax Interventions 50% | Afghanistan | AFG |  |  | FALSE
2021-03-01 | ICU_incidence |  |  |  | 21.05 |  |  | Relax Interventions 50% | Afghanistan | AFG |  |  | FALSE
2021-03-01 | cumulative_infections |  |  |  | 7548773.95 |  |  | Relax Interventions 50% | Afghanistan | AFG |  |  | FALSE
2021-03-02 | hospital_demand |  |  |  | 592.55 |  |  | Additional 50% Reduction | Afghanistan | AFG |  |  | FALSE
2021-03-02 | ICU_demand |  |  |  | 218.92 |  |  | Additional 50% Reduction | Afghanistan | AFG |  |  | FALSE
2021-03-02 | infections |  |  |  | 9536.26 |  |  | Additional 50% Reduction | Afghanistan | AFG |  |  | FALSE
2021-03-02 | hospital_incidence |  |  |  | 66.59 |  |  | Additional 50% Reduction | Afghanistan | AFG |  |  | FALSE
2021-03-02 | ICU_incidence |  |  |  | 21.83 |  |  | Additional 50% Reduction | Afghanistan | AFG |  |  | FALSE
2021-03-02 | cumulative_infections |  |  |  | 7558310.21 |  |  | Additional 50% Reduction | Afghanistan | AFG |  |  | FALSE
2021-03-02 | hospital_demand |  |  |  | 592.55 |  |  | Maintain Status Quo | Afghanistan | AFG |  |  | FALSE
2021-03-02 | ICU_demand |  |  |  | 218.92 |  |  | Maintain Status Quo | Afghanistan | AFG |  |  | FALSE
2021-03-02 | infections |  |  |  | 9536.26 |  |  | Maintain Status Quo | Afghanistan | AFG |  |  | FALSE
2021-03-02 | hospital_incidence |  |  |  | 66.59 |  |  | Maintain Status Quo | Afghanistan | AFG |  |  | FALSE
2021-03-02 | ICU_incidence |  |  |  | 21.83 |  |  | Maintain Status Quo | Afghanistan | AFG |  |  | FALSE
2021-03-02 | cumulative_infections |  |  |  | 7558310.21 |  |  | Maintain Status Quo | Afghanistan | AFG |  |  | FALSE
2021-03-02 | hospital_demand |  |  |  | 592.55 |  |  | Relax Interventions 50% | Afghanistan | AFG |  |  | FALSE
2021-03-02 | ICU_demand |  |  |  | 218.92 |  |  | Relax Interventions 50% | Afghanistan | AFG |  |  | FALSE
2021-03-02 | infections |  |  |  | 9536.26 |  |  | Relax Interventions 50% | Afghanistan | AFG |  |  | FALSE
2021-03-02 | hospital_incidence |  |  |  | 66.59 |  |  | Relax Interventions 50% | Afghanistan | AFG |  |  | FALSE
2021-03-02 | ICU_incidence |  |  |  | 21.83 |  |  | Relax Interventions 50% | Afghanistan | AFG |  |  | FALSE
2021-03-02 | cumulative_infections |  |  |  | 7558310.21 |  |  | Relax Interventions 50% | Afghanistan | AFG |  |  | FALSE
2021-03-03 | hospital_demand |  |  |  | 596.51 |  |  | Additional 50% Reduction | Afghanistan | AFG |  |  | FALSE
2021-03-03 | ICU_demand |  |  |  | 219.98 |  |  | Additional 50% Reduction | Afghanistan | AFG |  |  | FALSE
2021-03-03 | infections |  |  |  | 9886.11 |  |  | Additional 50% Reduction | Afghanistan | AFG |  |  | FALSE
2021-03-03 | hospital_incidence |  |  |  | 68.69 |  |  | Additional 50% Reduction | Afghanistan | AFG |  |  | FALSE
2021-03-03 | ICU_incidence |  |  |  | 22.68 |  |  | Additional 50% Reduction | Afghanistan | AFG |  |  | FALSE
2021-03-03 | cumulative_infections |  |  |  | 7568196.32 |  |  | Additional 50% Reduction | Afghanistan | AFG |  |  | FALSE
2021-03-03 | hospital_demand |  |  |  | 596.51 |  |  | Maintain Status Quo | Afghanistan | AFG |  |  | FALSE
2021-03-03 | ICU_demand |  |  |  | 219.98 |  |  | Maintain Status Quo | Afghanistan | AFG |  |  | FALSE
2021-03-03 | infections |  |  |  | 9886.11 |  |  | Maintain Status Quo | Afghanistan | AFG |  |  | FALSE
2021-03-03 | hospital_incidence |  |  |  | 68.69 |  |  | Maintain Status Quo | Afghanistan | AFG |  |  | FALSE
2021-03-03 | ICU_incidence |  |  |  | 22.68 |  |  | Maintain Status Quo | Afghanistan | AFG |  |  | FALSE
2021-03-03 | cumulative_infections |  |  |  | 7568196.32 |  |  | Maintain Status Quo | Afghanistan | AFG |  |  | FALSE
2021-03-03 | hospital_demand |  |  |  | 596.51 |  |  | Relax Interventions 50% | Afghanistan | AFG |  |  | FALSE
2021-03-03 | ICU_demand |  |  |  | 219.98 |  |  | Relax Interventions 50% | Afghanistan | AFG |  |  | FALSE
2021-03-03 | infections |  |  |  | 9886.11 |  |  | Relax Interventions 50% | Afghanistan | AFG |  |  | FALSE
2021-03-03 | hospital_incidence |  |  |  | 68.69 |  |  | Relax Interventions 50% | Afghanistan | AFG |  |  | FALSE
2021-03-03 | ICU_incidence |  |  |  | 22.68 |  |  | Relax Interventions 50% | Afghanistan | AFG |  |  | FALSE
2021-03-03 | cumulative_infections |  |  |  | 7568196.32 |  |  | Relax Interventions 50% | Afghanistan | AFG |  |  | FALSE
2021-03-04 | hospital_demand |  |  |  | 602.69 |  |  | Additional 50% Reduction | Afghanistan | AFG |  |  | FALSE
2021-03-04 | ICU_demand |  |  |  | 221.7 |  |  | Additional 50% Reduction | Afghanistan | AFG |  |  | FALSE
2021-03-04 | infections |  |  |  | 10257.25 |  |  | Additional 50% Reduction | Afghanistan | AFG |  |  | FALSE
2021-03-04 | hospital_incidence |  |  |  | 70.91 |  |  | Additional 50% Reduction | Afghanistan | AFG |  |  | FALSE
2021-03-04 | ICU_incidence |  |  |  | 23.58 |  |  | Additional 50% Reduction | Afghanistan | AFG |  |  | FALSE
2021-03-04 | cumulative_infections |  |  |  | 7578453.58 |  |  | Additional 50% Reduction | Afghanistan | AFG |  |  | FALSE
2021-03-04 | hospital_demand |  |  |  | 602.69 |  |  | Maintain Status Quo | Afghanistan | AFG |  |  | FALSE
2021-03-04 | ICU_demand |  |  |  | 221.7 |  |  | Maintain Status Quo | Afghanistan | AFG |  |  | FALSE
2021-03-04 | infections |  |  |  | 10257.25 |  |  | Maintain Status Quo | Afghanistan | AFG |  |  | FALSE
2021-03-04 | hospital_incidence |  |  |  | 70.91 |  |  | Maintain Status Quo | Afghanistan | AFG |  |  | FALSE
2021-03-04 | ICU_incidence |  |  |  | 23.58 |  |  | Maintain Status Quo | Afghanistan | AFG |  |  | FALSE
2021-03-04 | cumulative_infections |  |  |  | 7578453.58 |  |  | Maintain Status Quo | Afghanistan | AFG |  |  | FALSE
2021-03-04 | hospital_demand |  |  |  | 602.69 |  |  | Relax Interventions 50% | Afghanistan | AFG |  |  | FALSE
2021-03-04 | ICU_demand |  |  |  | 221.7 |  |  | Relax Interventions 50% | Afghanistan | AFG |  |  | FALSE
2021-03-04 | infections |  |  |  | 10257.25 |  |  | Relax Interventions 50% | Afghanistan | AFG |  |  | FALSE
2021-03-04 | hospital_incidence |  |  |  | 70.91 |  |  | Relax Interventions 50% | Afghanistan | AFG |  |  | FALSE
2021-03-04 | ICU_incidence |  |  |  | 23.58 |  |  | Relax Interventions 50% | Afghanistan | AFG |  |  | FALSE
2021-03-04 | cumulative_infections |  |  |  | 7578453.58 |  |  | Relax Interventions 50% | Afghanistan | AFG |  |  | FALSE
2021-03-05 | hospital_demand |  |  |  | 610.94 |  |  | Additional 50% Reduction | Afghanistan | AFG |  |  | FALSE
2021-03-05 | ICU_demand |  |  |  | 224.08 |  |  | Additional 50% Reduction | Afghanistan | AFG |  |  | FALSE
2021-03-05 | infections |  |  |  | 10660.99 |  |  | Additional 50% Reduction | Afghanistan | AFG |  |  | FALSE
2021-03-05 | hospital_incidence |  |  |  | 73.28 |  |  | Additional 50% Reduction | Afghanistan | AFG |  |  | FALSE
2021-03-05 | ICU_incidence |  |  |  | 24.55 |  |  | Additional 50% Reduction | Afghanistan | AFG |  |  | FALSE
2021-03-05 | cumulative_infections |  |  |  | 7589114.57 |  |  | Additional 50% Reduction | Afghanistan | AFG |  |  | FALSE
2021-03-05 | hospital_demand |  |  |  | 610.94 |  |  | Maintain Status Quo | Afghanistan | AFG |  |  | FALSE
2021-03-05 | ICU_demand |  |  |  | 224.08 |  |  | Maintain Status Quo | Afghanistan | AFG |  |  | FALSE
2021-03-05 | infections |  |  |  | 10660.99 |  |  | Maintain Status Quo | Afghanistan | AFG |  |  | FALSE
2021-03-05 | hospital_incidence |  |  |  | 73.28 |  |  | Maintain Status Quo | Afghanistan | AFG |  |  | FALSE
2021-03-05 | ICU_incidence |  |  |  | 24.55 |  |  | Maintain Status Quo | Afghanistan | AFG |  |  | FALSE
2021-03-05 | cumulative_infections |  |  |  | 7589114.57 |  |  | Maintain Status Quo | Afghanistan | AFG |  |  | FALSE
2021-03-05 | hospital_demand |  |  |  | 610.94 |  |  | Relax Interventions 50% | Afghanistan | AFG |  |  | FALSE
2021-03-05 | ICU_demand |  |  |  | 224.08 |  |  | Relax Interventions 50% | Afghanistan | AFG |  |  | FALSE
2021-03-05 | infections |  |  |  | 10660.99 |  |  | Relax Interventions 50% | Afghanistan | AFG |  |  | FALSE
2021-03-05 | hospital_incidence |  |  |  | 73.28 |  |  | Relax Interventions 50% | Afghanistan | AFG |  |  | FALSE
2021-03-05 | ICU_incidence |  |  |  | 24.55 |  |  | Relax Interventions 50% | Afghanistan | AFG |  |  | FALSE
2021-03-05 | cumulative_infections |  |  |  | 7589114.57 |  |  | Relax Interventions 50% | Afghanistan | AFG |  |  | FALSE
2021-03-06 | hospital_demand |  |  |  | 621.17 |  |  | Additional 50% Reduction | Afghanistan | AFG |  |  | FALSE
2021-03-06 | ICU_demand |  |  |  | 227.11 |  |  | Additional 50% Reduction | Afghanistan | AFG |  |  | FALSE
2021-03-06 | infections |  |  |  | 11095.89 |  |  | Additional 50% Reduction | Afghanistan | AFG |  |  | FALSE
2021-03-06 | hospital_incidence |  |  |  | 75.8 |  |  | Additional 50% Reduction | Afghanistan | AFG |  |  | FALSE
2021-03-06 | ICU_incidence |  |  |  | 25.58 |  |  | Additional 50% Reduction | Afghanistan | AFG |  |  | FALSE
2021-03-06 | cumulative_infections |  |  |  | 7600210.45 |  |  | Additional 50% Reduction | Afghanistan | AFG |  |  | FALSE
2021-03-06 | hospital_demand |  |  |  | 621.17 |  |  | Maintain Status Quo | Afghanistan | AFG |  |  | FALSE
2021-03-06 | ICU_demand |  |  |  | 227.11 |  |  | Maintain Status Quo | Afghanistan | AFG |  |  | FALSE
2021-03-06 | infections |  |  |  | 11095.89 |  |  | Maintain Status Quo | Afghanistan | AFG |  |  | FALSE
2021-03-06 | hospital_incidence |  |  |  | 75.8 |  |  | Maintain Status Quo | Afghanistan | AFG |  |  | FALSE
2021-03-06 | ICU_incidence |  |  |  | 25.58 |  |  | Maintain Status Quo | Afghanistan | AFG |  |  | FALSE
2021-03-06 | cumulative_infections |  |  |  | 7600210.45 |  |  | Maintain Status Quo | Afghanistan | AFG |  |  | FALSE
2021-03-06 | hospital_demand |  |  |  | 621.17 |  |  | Relax Interventions 50% | Afghanistan | AFG |  |  | FALSE
2021-03-06 | ICU_demand |  |  |  | 227.11 |  |  | Relax Interventions 50% | Afghanistan | AFG |  |  | FALSE
2021-03-06 | infections |  |  |  | 11095.89 |  |  | Relax Interventions 50% | Afghanistan | AFG |  |  | FALSE
2021-03-06 | hospital_incidence |  |  |  | 75.8 |  |  | Relax Interventions 50% | Afghanistan | AFG |  |  | FALSE
2021-03-06 | ICU_incidence |  |  |  | 25.58 |  |  | Relax Interventions 50% | Afghanistan | AFG |  |  | FALSE
2021-03-06 | cumulative_infections |  |  |  | 7600210.45 |  |  | Relax Interventions 50% | Afghanistan | AFG |  |  | FALSE
2021-03-07 | hospital_demand |  |  |  | 633.3 |  |  | Additional 50% Reduction | Afghanistan | AFG |  |  | FALSE
2021-03-07 | ICU_demand |  |  |  | 230.78 |  |  | Additional 50% Reduction | Afghanistan | AFG |  |  | FALSE
2021-03-07 | infections |  |  |  | 11552.26 |  |  | Additional 50% Reduction | Afghanistan | AFG |  |  | FALSE
2021-03-07 | hospital_incidence |  |  |  | 78.51 |  |  | Additional 50% Reduction | Afghanistan | AFG |  |  | FALSE
2021-03-07 | ICU_incidence |  |  |  | 26.66 |  |  | Additional 50% Reduction | Afghanistan | AFG |  |  | FALSE
2021-03-07 | cumulative_infections |  |  |  | 7611762.71 |  |  | Additional 50% Reduction | Afghanistan | AFG |  |  | FALSE
2021-03-07 | hospital_demand |  |  |  | 633.3 |  |  | Maintain Status Quo | Afghanistan | AFG |  |  | FALSE
2021-03-07 | ICU_demand |  |  |  | 230.78 |  |  | Maintain Status Quo | Afghanistan | AFG |  |  | FALSE
2021-03-07 | infections |  |  |  | 11552.26 |  |  | Maintain Status Quo | Afghanistan | AFG |  |  | FALSE
2021-03-07 | hospital_incidence |  |  |  | 78.51 |  |  | Maintain Status Quo | Afghanistan | AFG |  |  | FALSE
2021-03-07 | ICU_incidence |  |  |  | 26.66 |  |  | Maintain Status Quo | Afghanistan | AFG |  |  | FALSE
2021-03-07 | cumulative_infections |  |  |  | 7611762.71 |  |  | Maintain Status Quo | Afghanistan | AFG |  |  | FALSE
2021-03-07 | hospital_demand |  |  |  | 633.3 |  |  | Relax Interventions 50% | Afghanistan | AFG |  |  | FALSE
2021-03-07 | ICU_demand |  |  |  | 230.78 |  |  | Relax Interventions 50% | Afghanistan | AFG |  |  | FALSE
2021-03-07 | infections |  |  |  | 11552.26 |  |  | Relax Interventions 50% | Afghanistan | AFG |  |  | FALSE
2021-03-07 | hospital_incidence |  |  |  | 78.51 |  |  | Relax Interventions 50% | Afghanistan | AFG |  |  | FALSE
2021-03-07 | ICU_incidence |  |  |  | 26.66 |  |  | Relax Interventions 50% | Afghanistan | AFG |  |  | FALSE
2021-03-07 | cumulative_infections |  |  |  | 7611762.71 |  |  | Relax Interventions 50% | Afghanistan | AFG |  |  | FALSE
2021-03-08 | hospital_demand |  |  |  | 647.3 |  |  | Additional 50% Reduction | Afghanistan | AFG |  |  | FALSE
2021-03-08 | ICU_demand |  |  |  | 235.04 |  |  | Additional 50% Reduction | Afghanistan | AFG |  |  | FALSE
2021-03-08 | infections |  |  |  | 12027.14 |  |  | Additional 50% Reduction | Afghanistan | AFG |  |  | FALSE
2021-03-08 | hospital_incidence |  |  |  | 81.4 |  |  | Additional 50% Reduction | Afghanistan | AFG |  |  | FALSE
2021-03-08 | ICU_incidence |  |  |  | 27.8 |  |  | Additional 50% Reduction | Afghanistan | AFG |  |  | FALSE
2021-03-08 | cumulative_infections |  |  |  | 7623789.85 |  |  | Additional 50% Reduction | Afghanistan | AFG |  |  | FALSE
2021-03-08 | hospital_demand |  |  |  | 647.3 |  |  | Maintain Status Quo | Afghanistan | AFG |  |  | FALSE
2021-03-08 | ICU_demand |  |  |  | 235.04 |  |  | Maintain Status Quo | Afghanistan | AFG |  |  | FALSE
2021-03-08 | infections |  |  |  | 12027.14 |  |  | Maintain Status Quo | Afghanistan | AFG |  |  | FALSE
2021-03-08 | hospital_incidence |  |  |  | 81.4 |  |  | Maintain Status Quo | Afghanistan | AFG |  |  | FALSE
2021-03-08 | ICU_incidence |  |  |  | 27.8 |  |  | Maintain Status Quo | Afghanistan | AFG |  |  | FALSE
2021-03-08 | cumulative_infections |  |  |  | 7623789.85 |  |  | Maintain Status Quo | Afghanistan | AFG |  |  | FALSE
2021-03-08 | hospital_demand |  |  |  | 647.3 |  |  | Relax Interventions 50% | Afghanistan | AFG |  |  | FALSE
2021-03-08 | ICU_demand |  |  |  | 235.04 |  |  | Relax Interventions 50% | Afghanistan | AFG |  |  | FALSE
2021-03-08 | infections |  |  |  | 12027.14 |  |  | Relax Interventions 50% | Afghanistan | AFG |  |  | FALSE
2021-03-08 | hospital_incidence |  |  |  | 81.4 |  |  | Relax Interventions 50% | Afghanistan | AFG |  |  | FALSE
2021-03-08 | ICU_incidence |  |  |  | 27.8 |  |  | Relax Interventions 50% | Afghanistan | AFG |  |  | FALSE
2021-03-08 | cumulative_infections |  |  |  | 7623789.85 |  |  | Relax Interventions 50% | Afghanistan | AFG |  |  | FALSE
2021-03-09 | hospital_demand |  |  |  | 663.16 |  |  | Additional 50% Reduction | Afghanistan | AFG |  |  | FALSE
2021-03-09 | ICU_demand |  |  |  | 239.85 |  |  | Additional 50% Reduction | Afghanistan | AFG |  |  | FALSE
2021-03-09 | infections |  |  |  | 12521.02 |  |  | Additional 50% Reduction | Afghanistan | AFG |  |  | FALSE
2021-03-09 | hospital_incidence |  |  |  | 84.54 |  |  | Additional 50% Reduction | Afghanistan | AFG |  |  | FALSE
2021-03-09 | ICU_incidence |  |  |  | 29.01 |  |  | Additional 50% Reduction | Afghanistan | AFG |  |  | FALSE
2021-03-09 | cumulative_infections |  |  |  | 7636310.87 |  |  | Additional 50% Reduction | Afghanistan | AFG |  |  | FALSE
2021-03-09 | hospital_demand |  |  |  | 663.16 |  |  | Maintain Status Quo | Afghanistan | AFG |  |  | FALSE
2021-03-09 | ICU_demand |  |  |  | 239.85 |  |  | Maintain Status Quo | Afghanistan | AFG |  |  | FALSE
2021-03-09 | infections |  |  |  | 12521.02 |  |  | Maintain Status Quo | Afghanistan | AFG |  |  | FALSE
2021-03-09 | hospital_incidence |  |  |  | 84.54 |  |  | Maintain Status Quo | Afghanistan | AFG |  |  | FALSE
2021-03-09 | ICU_incidence |  |  |  | 29.01 |  |  | Maintain Status Quo | Afghanistan | AFG |  |  | FALSE
2021-03-09 | cumulative_infections |  |  |  | 7636310.87 |  |  | Maintain Status Quo | Afghanistan | AFG |  |  | FALSE
2021-03-09 | hospital_demand |  |  |  | 663.16 |  |  | Relax Interventions 50% | Afghanistan | AFG |  |  | FALSE
2021-03-09 | ICU_demand |  |  |  | 239.85 |  |  | Relax Interventions 50% | Afghanistan | AFG |  |  | FALSE
2021-03-09 | infections |  |  |  | 12521.02 |  |  | Relax Interventions 50% | Afghanistan | AFG |  |  | FALSE
2021-03-09 | hospital_incidence |  |  |  | 84.54 |  |  | Relax Interventions 50% | Afghanistan | AFG |  |  | FALSE
2021-03-09 | ICU_incidence |  |  |  | 29.01 |  |  | Relax Interventions 50% | Afghanistan | AFG |  |  | FALSE
2021-03-09 | cumulative_infections |  |  |  | 7636310.87 |  |  | Relax Interventions 50% | Afghanistan | AFG |  |  | FALSE
2021-03-10 | hospital_demand |  |  |  | 680.93 |  |  | Additional 50% Reduction | Afghanistan | AFG |  |  | FALSE
2021-03-10 | ICU_demand |  |  |  | 245.18 |  |  | Additional 50% Reduction | Afghanistan | AFG |  |  | FALSE
2021-03-10 | infections |  |  |  | 13036.87 |  |  | Additional 50% Reduction | Afghanistan | AFG |  |  | FALSE
2021-03-10 | hospital_incidence |  |  |  | 87.98 |  |  | Additional 50% Reduction | Afghanistan | AFG |  |  | FALSE
2021-03-10 | ICU_incidence |  |  |  | 30.31 |  |  | Additional 50% Reduction | Afghanistan | AFG |  |  | FALSE
2021-03-10 | cumulative_infections |  |  |  | 7649347.74 |  |  | Additional 50% Reduction | Afghanistan | AFG |  |  | FALSE
2021-03-10 | hospital_demand |  |  |  | 680.93 |  |  | Maintain Status Quo | Afghanistan | AFG |  |  | FALSE
2021-03-10 | ICU_demand |  |  |  | 245.18 |  |  | Maintain Status Quo | Afghanistan | AFG |  |  | FALSE
2021-03-10 | infections |  |  |  | 13036.87 |  |  | Maintain Status Quo | Afghanistan | AFG |  |  | FALSE
2021-03-10 | hospital_incidence |  |  |  | 87.98 |  |  | Maintain Status Quo | Afghanistan | AFG |  |  | FALSE
2021-03-10 | ICU_incidence |  |  |  | 30.31 |  |  | Maintain Status Quo | Afghanistan | AFG |  |  | FALSE
2021-03-10 | cumulative_infections |  |  |  | 7649347.74 |  |  | Maintain Status Quo | Afghanistan | AFG |  |  | FALSE
2021-03-10 | hospital_demand |  |  |  | 680.93 |  |  | Relax Interventions 50% | Afghanistan | AFG |  |  | FALSE
2021-03-10 | ICU_demand |  |  |  | 245.18 |  |  | Relax Interventions 50% | Afghanistan | AFG |  |  | FALSE
2021-03-10 | infections |  |  |  | 13036.87 |  |  | Relax Interventions 50% | Afghanistan | AFG |  |  | FALSE
2021-03-10 | hospital_incidence |  |  |  | 87.98 |  |  | Relax Interventions 50% | Afghanistan | AFG |  |  | FALSE
2021-03-10 | ICU_incidence |  |  |  | 30.31 |  |  | Relax Interventions 50% | Afghanistan | AFG |  |  | FALSE
2021-03-10 | cumulative_infections |  |  |  | 7649347.74 |  |  | Relax Interventions 50% | Afghanistan | AFG |  |  | FALSE
2021-03-11 | hospital_demand |  |  |  | 700.71 |  |  | Additional 50% Reduction | Afghanistan | AFG |  |  | FALSE
2021-03-11 | ICU_demand |  |  |  | 251 |  |  | Additional 50% Reduction | Afghanistan | AFG |  |  | FALSE
2021-03-11 | infections |  |  |  | 13577.13 |  |  | Additional 50% Reduction | Afghanistan | AFG |  |  | FALSE
2021-03-11 | hospital_incidence |  |  |  | 91.73 |  |  | Additional 50% Reduction | Afghanistan | AFG |  |  | FALSE
2021-03-11 | ICU_incidence |  |  |  | 31.72 |  |  | Additional 50% Reduction | Afghanistan | AFG |  |  | FALSE
2021-03-11 | cumulative_infections |  |  |  | 7662924.87 |  |  | Additional 50% Reduction | Afghanistan | AFG |  |  | FALSE
2021-03-11 | hospital_demand |  |  |  | 700.71 |  |  | Maintain Status Quo | Afghanistan | AFG |  |  | FALSE
2021-03-11 | ICU_demand |  |  |  | 251 |  |  | Maintain Status Quo | Afghanistan | AFG |  |  | FALSE
2021-03-11 | infections |  |  |  | 13577.13 |  |  | Maintain Status Quo | Afghanistan | AFG |  |  | FALSE
2021-03-11 | hospital_incidence |  |  |  | 91.73 |  |  | Maintain Status Quo | Afghanistan | AFG |  |  | FALSE
2021-03-11 | ICU_incidence |  |  |  | 31.72 |  |  | Maintain Status Quo | Afghanistan | AFG |  |  | FALSE
2021-03-11 | cumulative_infections |  |  |  | 7662924.87 |  |  | Maintain Status Quo | Afghanistan | AFG |  |  | FALSE
2021-03-11 | hospital_demand |  |  |  | 700.71 |  |  | Relax Interventions 50% | Afghanistan | AFG |  |  | FALSE
2021-03-11 | ICU_demand |  |  |  | 251 |  |  | Relax Interventions 50% | Afghanistan | AFG |  |  | FALSE
2021-03-11 | infections |  |  |  | 13577.13 |  |  | Relax Interventions 50% | Afghanistan | AFG |  |  | FALSE
2021-03-11 | hospital_incidence |  |  |  | 91.73 |  |  | Relax Interventions 50% | Afghanistan | AFG |  |  | FALSE
2021-03-11 | ICU_incidence |  |  |  | 31.72 |  |  | Relax Interventions 50% | Afghanistan | AFG |  |  | FALSE
2021-03-11 | cumulative_infections |  |  |  | 7662924.87 |  |  | Relax Interventions 50% | Afghanistan | AFG |  |  | FALSE
2021-03-12 | hospital_demand |  |  |  | 722.6 |  |  | Additional 50% Reduction | Afghanistan | AFG |  |  | FALSE
2021-03-12 | ICU_demand |  |  |  | 257.31 |  |  | Additional 50% Reduction | Afghanistan | AFG |  |  | FALSE
2021-03-12 | infections |  |  |  | 14143.63 |  |  | Additional 50% Reduction | Afghanistan | AFG |  |  | FALSE
2021-03-12 | hospital_incidence |  |  |  | 95.8 |  |  | Additional 50% Reduction | Afghanistan | AFG |  |  | FALSE
2021-03-12 | ICU_incidence |  |  |  | 33.23 |  |  | Additional 50% Reduction | Afghanistan | AFG |  |  | FALSE
2021-03-12 | cumulative_infections |  |  |  | 7677068.5 |  |  | Additional 50% Reduction | Afghanistan | AFG |  |  | FALSE
2021-03-12 | hospital_demand |  |  |  | 722.6 |  |  | Maintain Status Quo | Afghanistan | AFG |  |  | FALSE
2021-03-12 | ICU_demand |  |  |  | 257.31 |  |  | Maintain Status Quo | Afghanistan | AFG |  |  | FALSE
2021-03-12 | infections |  |  |  | 14143.63 |  |  | Maintain Status Quo | Afghanistan | AFG |  |  | FALSE
2021-03-12 | hospital_incidence |  |  |  | 95.8 |  |  | Maintain Status Quo | Afghanistan | AFG |  |  | FALSE
2021-03-12 | ICU_incidence |  |  |  | 33.23 |  |  | Maintain Status Quo | Afghanistan | AFG |  |  | FALSE
2021-03-12 | cumulative_infections |  |  |  | 7677068.5 |  |  | Maintain Status Quo | Afghanistan | AFG |  |  | FALSE
2021-03-12 | hospital_demand |  |  |  | 722.6 |  |  | Relax Interventions 50% | Afghanistan | AFG |  |  | FALSE
2021-03-12 | ICU_demand |  |  |  | 257.31 |  |  | Relax Interventions 50% | Afghanistan | AFG |  |  | FALSE
2021-03-12 | infections |  |  |  | 14143.63 |  |  | Relax Interventions 50% | Afghanistan | AFG |  |  | FALSE
2021-03-12 | hospital_incidence |  |  |  | 95.8 |  |  | Relax Interventions 50% | Afghanistan | AFG |  |  | FALSE
2021-03-12 | ICU_incidence |  |  |  | 33.23 |  |  | Relax Interventions 50% | Afghanistan | AFG |  |  | FALSE
2021-03-12 | cumulative_infections |  |  |  | 7677068.5 |  |  | Relax Interventions 50% | Afghanistan | AFG |  |  | FALSE
2021-03-13 | hospital_demand |  |  |  | 746.68 |  |  | Additional 50% Reduction | Afghanistan | AFG |  |  | FALSE
2021-03-13 | ICU_demand |  |  |  | 264.09 |  |  | Additional 50% Reduction | Afghanistan | AFG |  |  | FALSE
2021-03-13 | infections |  |  |  | 14737.91 |  |  | Additional 50% Reduction | Afghanistan | AFG |  |  | FALSE
2021-03-13 | hospital_incidence |  |  |  | 100.17 |  |  | Additional 50% Reduction | Afghanistan | AFG |  |  | FALSE
2021-03-13 | ICU_incidence |  |  |  | 34.85 |  |  | Additional 50% Reduction | Afghanistan | AFG |  |  | FALSE
2021-03-13 | cumulative_infections |  |  |  | 7691806.41 |  |  | Additional 50% Reduction | Afghanistan | AFG |  |  | FALSE
2021-03-13 | hospital_demand |  |  |  | 746.68 |  |  | Maintain Status Quo | Afghanistan | AFG |  |  | FALSE
2021-03-13 | ICU_demand |  |  |  | 264.09 |  |  | Maintain Status Quo | Afghanistan | AFG |  |  | FALSE
2021-03-13 | infections |  |  |  | 14737.91 |  |  | Maintain Status Quo | Afghanistan | AFG |  |  | FALSE
2021-03-13 | hospital_incidence |  |  |  | 100.17 |  |  | Maintain Status Quo | Afghanistan | AFG |  |  | FALSE
2021-03-13 | ICU_incidence |  |  |  | 34.85 |  |  | Maintain Status Quo | Afghanistan | AFG |  |  | FALSE
2021-03-13 | cumulative_infections |  |  |  | 7691806.41 |  |  | Maintain Status Quo | Afghanistan | AFG |  |  | FALSE
2021-03-13 | hospital_demand |  |  |  | 746.68 |  |  | Relax Interventions 50% | Afghanistan | AFG |  |  | FALSE
2021-03-13 | ICU_demand |  |  |  | 264.09 |  |  | Relax Interventions 50% | Afghanistan | AFG |  |  | FALSE
2021-03-13 | infections |  |  |  | 14737.91 |  |  | Relax Interventions 50% | Afghanistan | AFG |  |  | FALSE
2021-03-13 | hospital_incidence |  |  |  | 100.17 |  |  | Relax Interventions 50% | Afghanistan | AFG |  |  | FALSE
2021-03-13 | ICU_incidence |  |  |  | 34.85 |  |  | Relax Interventions 50% | Afghanistan | AFG |  |  | FALSE
2021-03-13 | cumulative_infections |  |  |  | 7691806.41 |  |  | Relax Interventions 50% | Afghanistan | AFG |  |  | FALSE
2021-03-14 | hospital_demand |  |  |  | 773.04 |  |  | Additional 50% Reduction | Afghanistan | AFG |  |  | FALSE
2021-03-14 | ICU_demand |  |  |  | 271.34 |  |  | Additional 50% Reduction | Afghanistan | AFG |  |  | FALSE
2021-03-14 | infections |  |  |  | 15361.47 |  |  | Additional 50% Reduction | Afghanistan | AFG |  |  | FALSE
2021-03-14 | hospital_incidence |  |  |  | 104.85 |  |  | Additional 50% Reduction | Afghanistan | AFG |  |  | FALSE
2021-03-14 | ICU_incidence |  |  |  | 36.58 |  |  | Additional 50% Reduction | Afghanistan | AFG |  |  | FALSE
2021-03-14 | cumulative_infections |  |  |  | 7707167.88 |  |  | Additional 50% Reduction | Afghanistan | AFG |  |  | FALSE
2021-03-14 | hospital_demand |  |  |  | 773.04 |  |  | Maintain Status Quo | Afghanistan | AFG |  |  | FALSE
2021-03-14 | ICU_demand |  |  |  | 271.34 |  |  | Maintain Status Quo | Afghanistan | AFG |  |  | FALSE
2021-03-14 | infections |  |  |  | 15361.47 |  |  | Maintain Status Quo | Afghanistan | AFG |  |  | FALSE
2021-03-14 | hospital_incidence |  |  |  | 104.85 |  |  | Maintain Status Quo | Afghanistan | AFG |  |  | FALSE
2021-03-14 | ICU_incidence |  |  |  | 36.58 |  |  | Maintain Status Quo | Afghanistan | AFG |  |  | FALSE
2021-03-14 | cumulative_infections |  |  |  | 7707167.88 |  |  | Maintain Status Quo | Afghanistan | AFG |  |  | FALSE
2021-03-14 | hospital_demand |  |  |  | 773.04 |  |  | Relax Interventions 50% | Afghanistan | AFG |  |  | FALSE
2021-03-14 | ICU_demand |  |  |  | 271.34 |  |  | Relax Interventions 50% | Afghanistan | AFG |  |  | FALSE
2021-03-14 | infections |  |  |  | 15361.47 |  |  | Relax Interventions 50% | Afghanistan | AFG |  |  | FALSE
2021-03-14 | hospital_incidence |  |  |  | 104.85 |  |  | Relax Interventions 50% | Afghanistan | AFG |  |  | FALSE
2021-03-14 | ICU_incidence |  |  |  | 36.58 |  |  | Relax Interventions 50% | Afghanistan | AFG |  |  | FALSE
2021-03-14 | cumulative_infections |  |  |  | 7707167.88 |  |  | Relax Interventions 50% | Afghanistan | AFG |  |  | FALSE
2021-03-15 | hospital_demand |  |  |  | 801.74 |  |  | Additional 50% Reduction | Afghanistan | AFG |  |  | FALSE
2021-03-15 | ICU_demand |  |  |  | 278.98 |  |  | Additional 50% Reduction | Afghanistan | AFG |  |  | FALSE
2021-03-15 | infections |  |  |  | 16015.82 |  |  | Additional 50% Reduction | Afghanistan | AFG |  |  | FALSE
2021-03-15 | hospital_incidence |  |  |  | 109.84 |  |  | Additional 50% Reduction | Afghanistan | AFG |  |  | FALSE
2021-03-15 | ICU_incidence |  |  |  | 38.43 |  |  | Additional 50% Reduction | Afghanistan | AFG |  |  | FALSE
2021-03-15 | cumulative_infections |  |  |  | 7723183.69 |  |  | Additional 50% Reduction | Afghanistan | AFG |  |  | FALSE
2021-03-15 | hospital_demand |  |  |  | 801.74 |  |  | Maintain Status Quo | Afghanistan | AFG |  |  | FALSE
2021-03-15 | ICU_demand |  |  |  | 278.98 |  |  | Maintain Status Quo | Afghanistan | AFG |  |  | FALSE
2021-03-15 | infections |  |  |  | 16015.82 |  |  | Maintain Status Quo | Afghanistan | AFG |  |  | FALSE
2021-03-15 | hospital_incidence |  |  |  | 109.84 |  |  | Maintain Status Quo | Afghanistan | AFG |  |  | FALSE
2021-03-15 | ICU_incidence |  |  |  | 38.43 |  |  | Maintain Status Quo | Afghanistan | AFG |  |  | FALSE
2021-03-15 | cumulative_infections |  |  |  | 7723183.69 |  |  | Maintain Status Quo | Afghanistan | AFG |  |  | FALSE
2021-03-15 | hospital_demand |  |  |  | 801.74 |  |  | Relax Interventions 50% | Afghanistan | AFG |  |  | FALSE
2021-03-15 | ICU_demand |  |  |  | 278.98 |  |  | Relax Interventions 50% | Afghanistan | AFG |  |  | FALSE
2021-03-15 | infections |  |  |  | 16015.82 |  |  | Relax Interventions 50% | Afghanistan | AFG |  |  | FALSE
2021-03-15 | hospital_incidence |  |  |  | 109.84 |  |  | Relax Interventions 50% | Afghanistan | AFG |  |  | FALSE
2021-03-15 | ICU_incidence |  |  |  | 38.43 |  |  | Relax Interventions 50% | Afghanistan | AFG |  |  | FALSE
2021-03-15 | cumulative_infections |  |  |  | 7723183.69 |  |  | Relax Interventions 50% | Afghanistan | AFG |  |  | FALSE
2021-03-16 | hospital_demand |  |  |  | 832.84 |  |  | Additional 50% Reduction | Afghanistan | AFG |  |  | FALSE
2021-03-16 | ICU_demand |  |  |  | 286.84 |  |  | Additional 50% Reduction | Afghanistan | AFG |  |  | FALSE
2021-03-16 | infections |  |  |  | 16702.55 |  |  | Additional 50% Reduction | Afghanistan | AFG |  |  | FALSE
2021-03-16 | hospital_incidence |  |  |  | 115.14 |  |  | Additional 50% Reduction | Afghanistan | AFG |  |  | FALSE
2021-03-16 | ICU_incidence |  |  |  | 40.39 |  |  | Additional 50% Reduction | Afghanistan | AFG |  |  | FALSE
2021-03-16 | cumulative_infections |  |  |  | 7739886.24 |  |  | Additional 50% Reduction | Afghanistan | AFG |  |  | FALSE
2021-03-16 | hospital_demand |  |  |  | 832.84 |  |  | Maintain Status Quo | Afghanistan | AFG |  |  | FALSE
2021-03-16 | ICU_demand |  |  |  | 286.84 |  |  | Maintain Status Quo | Afghanistan | AFG |  |  | FALSE
2021-03-16 | infections |  |  |  | 16702.55 |  |  | Maintain Status Quo | Afghanistan | AFG |  |  | FALSE
2021-03-16 | hospital_incidence |  |  |  | 115.14 |  |  | Maintain Status Quo | Afghanistan | AFG |  |  | FALSE
2021-03-16 | ICU_incidence |  |  |  | 40.39 |  |  | Maintain Status Quo | Afghanistan | AFG |  |  | FALSE
2021-03-16 | cumulative_infections |  |  |  | 7739886.24 |  |  | Maintain Status Quo | Afghanistan | AFG |  |  | FALSE
2021-03-16 | hospital_demand |  |  |  | 832.84 |  |  | Relax Interventions 50% | Afghanistan | AFG |  |  | FALSE
2021-03-16 | ICU_demand |  |  |  | 286.84 |  |  | Relax Interventions 50% | Afghanistan | AFG |  |  | FALSE
2021-03-16 | infections |  |  |  | 16702.55 |  |  | Relax Interventions 50% | Afghanistan | AFG |  |  | FALSE
2021-03-16 | hospital_incidence |  |  |  | 115.14 |  |  | Relax Interventions 50% | Afghanistan | AFG |  |  | FALSE
2021-03-16 | ICU_incidence |  |  |  | 40.39 |  |  | Relax Interventions 50% | Afghanistan | AFG |  |  | FALSE
2021-03-16 | cumulative_infections |  |  |  | 7739886.24 |  |  | Relax Interventions 50% | Afghanistan | AFG |  |  | FALSE
2021-03-17 | hospital_demand |  |  |  | 866.39 |  |  | Additional 50% Reduction | Afghanistan | AFG |  |  | FALSE
2021-03-17 | ICU_demand |  |  |  | 294.66 |  |  | Additional 50% Reduction | Afghanistan | AFG |  |  | FALSE
2021-03-17 | infections |  |  |  | 17423.33 |  |  | Additional 50% Reduction | Afghanistan | AFG |  |  | FALSE
2021-03-17 | hospital_incidence |  |  |  | 120.75 |  |  | Additional 50% Reduction | Afghanistan | AFG |  |  | FALSE
2021-03-17 | ICU_incidence |  |  |  | 42.48 |  |  | Additional 50% Reduction | Afghanistan | AFG |  |  | FALSE
2021-03-17 | cumulative_infections |  |  |  | 7757309.57 |  |  | Additional 50% Reduction | Afghanistan | AFG |  |  | FALSE
2021-03-17 | hospital_demand |  |  |  | 866.39 |  |  | Maintain Status Quo | Afghanistan | AFG |  |  | FALSE
2021-03-17 | ICU_demand |  |  |  | 294.66 |  |  | Maintain Status Quo | Afghanistan | AFG |  |  | FALSE
2021-03-17 | infections |  |  |  | 17423.33 |  |  | Maintain Status Quo | Afghanistan | AFG |  |  | FALSE
2021-03-17 | hospital_incidence |  |  |  | 120.75 |  |  | Maintain Status Quo | Afghanistan | AFG |  |  | FALSE
2021-03-17 | ICU_incidence |  |  |  | 42.48 |  |  | Maintain Status Quo | Afghanistan | AFG |  |  | FALSE
2021-03-17 | cumulative_infections |  |  |  | 7757309.57 |  |  | Maintain Status Quo | Afghanistan | AFG |  |  | FALSE
2021-03-17 | hospital_demand |  |  |  | 866.39 |  |  | Relax Interventions 50% | Afghanistan | AFG |  |  | FALSE
2021-03-17 | ICU_demand |  |  |  | 294.66 |  |  | Relax Interventions 50% | Afghanistan | AFG |  |  | FALSE
2021-03-17 | infections |  |  |  | 17423.33 |  |  | Relax Interventions 50% | Afghanistan | AFG |  |  | FALSE
2021-03-17 | hospital_incidence |  |  |  | 120.75 |  |  | Relax Interventions 50% | Afghanistan | AFG |  |  | FALSE
2021-03-17 | ICU_incidence |  |  |  | 42.48 |  |  | Relax Interventions 50% | Afghanistan | AFG |  |  | FALSE
2021-03-17 | cumulative_infections |  |  |  | 7757309.57 |  |  | Relax Interventions 50% | Afghanistan | AFG |  |  | FALSE
2021-03-18 | hospital_demand |  |  |  | 902.46 |  |  | Additional 50% Reduction | Afghanistan | AFG |  |  | FALSE
2021-03-18 | ICU_demand |  |  |  | 301.96 |  |  | Additional 50% Reduction | Afghanistan | AFG |  |  | FALSE
2021-03-18 | infections |  |  |  | 18179.87 |  |  | Additional 50% Reduction | Afghanistan | AFG |  |  | FALSE
2021-03-18 | hospital_incidence |  |  |  | 126.69 |  |  | Additional 50% Reduction | Afghanistan | AFG |  |  | FALSE
2021-03-18 | ICU_incidence |  |  |  | 44.68 |  |  | Additional 50% Reduction | Afghanistan | AFG |  |  | FALSE
2021-03-18 | cumulative_infections |  |  |  | 7775489.44 |  |  | Additional 50% Reduction | Afghanistan | AFG |  |  | FALSE
2021-03-18 | hospital_demand |  |  |  | 902.46 |  |  | Maintain Status Quo | Afghanistan | AFG |  |  | FALSE
2021-03-18 | ICU_demand |  |  |  | 301.96 |  |  | Maintain Status Quo | Afghanistan | AFG |  |  | FALSE
2021-03-18 | infections |  |  |  | 18179.87 |  |  | Maintain Status Quo | Afghanistan | AFG |  |  | FALSE
2021-03-18 | hospital_incidence |  |  |  | 126.69 |  |  | Maintain Status Quo | Afghanistan | AFG |  |  | FALSE
2021-03-18 | ICU_incidence |  |  |  | 44.68 |  |  | Maintain Status Quo | Afghanistan | AFG |  |  | FALSE
2021-03-18 | cumulative_infections |  |  |  | 7775489.44 |  |  | Maintain Status Quo | Afghanistan | AFG |  |  | FALSE
2021-03-18 | hospital_demand |  |  |  | 902.46 |  |  | Relax Interventions 50% | Afghanistan | AFG |  |  | FALSE
2021-03-18 | ICU_demand |  |  |  | 301.96 |  |  | Relax Interventions 50% | Afghanistan | AFG |  |  | FALSE
2021-03-18 | infections |  |  |  | 18179.87 |  |  | Relax Interventions 50% | Afghanistan | AFG |  |  | FALSE
2021-03-18 | hospital_incidence |  |  |  | 126.69 |  |  | Relax Interventions 50% | Afghanistan | AFG |  |  | FALSE
2021-03-18 | ICU_incidence |  |  |  | 44.68 |  |  | Relax Interventions 50% | Afghanistan | AFG |  |  | FALSE
2021-03-18 | cumulative_infections |  |  |  | 7775489.44 |  |  | Relax Interventions 50% | Afghanistan | AFG |  |  | FALSE
2021-03-19 | hospital_demand |  |  |  | 941.09 |  |  | Additional 50% Reduction | Afghanistan | AFG |  |  | FALSE
2021-03-19 | ICU_demand |  |  |  | 308.3 |  |  | Additional 50% Reduction | Afghanistan | AFG |  |  | FALSE
2021-03-19 | infections |  |  |  | 18761.14 |  |  | Additional 50% Reduction | Afghanistan | AFG |  |  | FALSE
2021-03-19 | hospital_incidence |  |  |  | 132.93 |  |  | Additional 50% Reduction | Afghanistan | AFG |  |  | FALSE
2021-03-19 | ICU_incidence |  |  |  | 47.01 |  |  | Additional 50% Reduction | Afghanistan | AFG |  |  | FALSE
2021-03-19 | cumulative_infections |  |  |  | 7794250.58 |  |  | Additional 50% Reduction | Afghanistan | AFG |  |  | FALSE
2021-03-19 | hospital_demand |  |  |  | 941.09 |  |  | Maintain Status Quo | Afghanistan | AFG |  |  | FALSE
2021-03-19 | ICU_demand |  |  |  | 308.3 |  |  | Maintain Status Quo | Afghanistan | AFG |  |  | FALSE
2021-03-19 | infections |  |  |  | 18761.14 |  |  | Maintain Status Quo | Afghanistan | AFG |  |  | FALSE
2021-03-19 | hospital_incidence |  |  |  | 132.93 |  |  | Maintain Status Quo | Afghanistan | AFG |  |  | FALSE
2021-03-19 | ICU_incidence |  |  |  | 47.01 |  |  | Maintain Status Quo | Afghanistan | AFG |  |  | FALSE
2021-03-19 | cumulative_infections |  |  |  | 7794250.58 |  |  | Maintain Status Quo | Afghanistan | AFG |  |  | FALSE
2021-03-19 | hospital_demand |  |  |  | 941.09 |  |  | Relax Interventions 50% | Afghanistan | AFG |  |  | FALSE
2021-03-19 | ICU_demand |  |  |  | 308.3 |  |  | Relax Interventions 50% | Afghanistan | AFG |  |  | FALSE
2021-03-19 | infections |  |  |  | 18761.14 |  |  | Relax Interventions 50% | Afghanistan | AFG |  |  | FALSE
2021-03-19 | hospital_incidence |  |  |  | 132.93 |  |  | Relax Interventions 50% | Afghanistan | AFG |  |  | FALSE
2021-03-19 | ICU_incidence |  |  |  | 47.01 |  |  | Relax Interventions 50% | Afghanistan | AFG |  |  | FALSE
2021-03-19 | cumulative_infections |  |  |  | 7794250.58 |  |  | Relax Interventions 50% | Afghanistan | AFG |  |  | FALSE
2021-03-20 | hospital_demand |  |  |  | 982.22 |  |  | Additional 50% Reduction | Afghanistan | AFG |  |  | FALSE
2021-03-20 | ICU_demand |  |  |  | 313.54 |  |  | Additional 50% Reduction | Afghanistan | AFG |  |  | FALSE
2021-03-20 | infections |  |  |  | 19141.7 |  |  | Additional 50% Reduction | Afghanistan | AFG |  |  | FALSE
2021-03-20 | hospital_incidence |  |  |  | 139.24 |  |  | Additional 50% Reduction | Afghanistan | AFG |  |  | FALSE
2021-03-20 | ICU_incidence |  |  |  | 49.36 |  |  | Additional 50% Reduction | Afghanistan | AFG |  |  | FALSE
2021-03-20 | cumulative_infections |  |  |  | 7813392.28 |  |  | Additional 50% Reduction | Afghanistan | AFG |  |  | FALSE
2021-03-20 | hospital_demand |  |  |  | 982.22 |  |  | Maintain Status Quo | Afghanistan | AFG |  |  | FALSE
2021-03-20 | ICU_demand |  |  |  | 313.54 |  |  | Maintain Status Quo | Afghanistan | AFG |  |  | FALSE
2021-03-20 | infections |  |  |  | 19141.7 |  |  | Maintain Status Quo | Afghanistan | AFG |  |  | FALSE
2021-03-20 | hospital_incidence |  |  |  | 139.24 |  |  | Maintain Status Quo | Afghanistan | AFG |  |  | FALSE
2021-03-20 | ICU_incidence |  |  |  | 49.36 |  |  | Maintain Status Quo | Afghanistan | AFG |  |  | FALSE
2021-03-20 | cumulative_infections |  |  |  | 7813392.28 |  |  | Maintain Status Quo | Afghanistan | AFG |  |  | FALSE
2021-03-20 | hospital_demand |  |  |  | 982.22 |  |  | Relax Interventions 50% | Afghanistan | AFG |  |  | FALSE
2021-03-20 | ICU_demand |  |  |  | 313.54 |  |  | Relax Interventions 50% | Afghanistan | AFG |  |  | FALSE
2021-03-20 | infections |  |  |  | 19141.7 |  |  | Relax Interventions 50% | Afghanistan | AFG |  |  | FALSE
2021-03-20 | hospital_incidence |  |  |  | 139.24 |  |  | Relax Interventions 50% | Afghanistan | AFG |  |  | FALSE
2021-03-20 | ICU_incidence |  |  |  | 49.36 |  |  | Relax Interventions 50% | Afghanistan | AFG |  |  | FALSE
2021-03-20 | cumulative_infections |  |  |  | 7813392.28 |  |  | Relax Interventions 50% | Afghanistan | AFG |  |  | FALSE
2021-03-21 | hospital_demand |  |  |  | 1025.48 |  |  | Additional 50% Reduction | Afghanistan | AFG |  |  | FALSE
2021-03-21 | ICU_demand |  |  |  | 317.64 |  |  | Additional 50% Reduction | Afghanistan | AFG |  |  | FALSE
2021-03-21 | infections |  |  |  | 19478.17 |  |  | Additional 50% Reduction | Afghanistan | AFG |  |  | FALSE
2021-03-21 | hospital_incidence |  |  |  | 145.33 |  |  | Additional 50% Reduction | Afghanistan | AFG |  |  | FALSE
2021-03-21 | ICU_incidence |  |  |  | 51.64 |  |  | Additional 50% Reduction | Afghanistan | AFG |  |  | FALSE
2021-03-21 | cumulative_infections |  |  |  | 7832870.45 |  |  | Additional 50% Reduction | Afghanistan | AFG |  |  | FALSE
2021-03-21 | hospital_demand |  |  |  | 1025.48 |  |  | Maintain Status Quo | Afghanistan | AFG |  |  | FALSE
2021-03-21 | ICU_demand |  |  |  | 317.64 |  |  | Maintain Status Quo | Afghanistan | AFG |  |  | FALSE
2021-03-21 | infections |  |  |  | 19478.17 |  |  | Maintain Status Quo | Afghanistan | AFG |  |  | FALSE
2021-03-21 | hospital_incidence |  |  |  | 145.33 |  |  | Maintain Status Quo | Afghanistan | AFG |  |  | FALSE
2021-03-21 | ICU_incidence |  |  |  | 51.64 |  |  | Maintain Status Quo | Afghanistan | AFG |  |  | FALSE
2021-03-21 | cumulative_infections |  |  |  | 7832870.45 |  |  | Maintain Status Quo | Afghanistan | AFG |  |  | FALSE
2021-03-21 | hospital_demand |  |  |  | 1025.48 |  |  | Relax Interventions 50% | Afghanistan | AFG |  |  | FALSE
2021-03-21 | ICU_demand |  |  |  | 317.64 |  |  | Relax Interventions 50% | Afghanistan | AFG |  |  | FALSE
2021-03-21 | infections |  |  |  | 19478.17 |  |  | Relax Interventions 50% | Afghanistan | AFG |  |  | FALSE
2021-03-21 | hospital_incidence |  |  |  | 145.33 |  |  | Relax Interventions 50% | Afghanistan | AFG |  |  | FALSE
2021-03-21 | ICU_incidence |  |  |  | 51.64 |  |  | Relax Interventions 50% | Afghanistan | AFG |  |  | FALSE
2021-03-21 | cumulative_infections |  |  |  | 7832870.45 |  |  | Relax Interventions 50% | Afghanistan | AFG |  |  | FALSE
2021-03-22 | hospital_demand |  |  |  | 1070.31 |  |  | Additional 50% Reduction | Afghanistan | AFG |  |  | FALSE
2021-03-22 | ICU_demand |  |  |  | 320.95 |  |  | Additional 50% Reduction | Afghanistan | AFG |  |  | FALSE
2021-03-22 | infections |  |  |  | 19829.02 |  |  | Additional 50% Reduction | Afghanistan | AFG |  |  | FALSE
2021-03-22 | hospital_incidence |  |  |  | 151.05 |  |  | Additional 50% Reduction | Afghanistan | AFG |  |  | FALSE
2021-03-22 | ICU_incidence |  |  |  | 53.78 |  |  | Additional 50% Reduction | Afghanistan | AFG |  |  | FALSE
2021-03-22 | cumulative_infections |  |  |  | 7852699.47 |  |  | Additional 50% Reduction | Afghanistan | AFG |  |  | FALSE
2021-03-22 | hospital_demand |  |  |  | 1070.31 |  |  | Maintain Status Quo | Afghanistan | AFG |  |  | FALSE
2021-03-22 | ICU_demand |  |  |  | 320.95 |  |  | Maintain Status Quo | Afghanistan | AFG |  |  | FALSE
2021-03-22 | infections |  |  |  | 19829.02 |  |  | Maintain Status Quo | Afghanistan | AFG |  |  | FALSE
2021-03-22 | hospital_incidence |  |  |  | 151.05 |  |  | Maintain Status Quo | Afghanistan | AFG |  |  | FALSE
2021-03-22 | ICU_incidence |  |  |  | 53.78 |  |  | Maintain Status Quo | Afghanistan | AFG |  |  | FALSE
2021-03-22 | cumulative_infections |  |  |  | 7852699.47 |  |  | Maintain Status Quo | Afghanistan | AFG |  |  | FALSE
2021-03-22 | hospital_demand |  |  |  | 1070.31 |  |  | Relax Interventions 50% | Afghanistan | AFG |  |  | FALSE
2021-03-22 | ICU_demand |  |  |  | 320.95 |  |  | Relax Interventions 50% | Afghanistan | AFG |  |  | FALSE
2021-03-22 | infections |  |  |  | 19829.02 |  |  | Relax Interventions 50% | Afghanistan | AFG |  |  | FALSE
2021-03-22 | hospital_incidence |  |  |  | 151.05 |  |  | Relax Interventions 50% | Afghanistan | AFG |  |  | FALSE
2021-03-22 | ICU_incidence |  |  |  | 53.78 |  |  | Relax Interventions 50% | Afghanistan | AFG |  |  | FALSE
2021-03-22 | cumulative_infections |  |  |  | 7852699.47 |  |  | Relax Interventions 50% | Afghanistan | AFG |  |  | FALSE
2021-03-23 | hospital_demand |  |  |  | 1116.11 |  |  | Additional 50% Reduction | Afghanistan | AFG |  |  | FALSE
2021-03-23 | ICU_demand |  |  |  | 323.81 |  |  | Additional 50% Reduction | Afghanistan | AFG |  |  | FALSE
2021-03-23 | infections |  |  |  | 20208.59 |  |  | Additional 50% Reduction | Afghanistan | AFG |  |  | FALSE
2021-03-23 | hospital_incidence |  |  |  | 156.43 |  |  | Additional 50% Reduction | Afghanistan | AFG |  |  | FALSE
2021-03-23 | ICU_incidence |  |  |  | 55.79 |  |  | Additional 50% Reduction | Afghanistan | AFG |  |  | FALSE
2021-03-23 | cumulative_infections |  |  |  | 7872908.06 |  |  | Additional 50% Reduction | Afghanistan | AFG |  |  | FALSE
2021-03-23 | hospital_demand |  |  |  | 1116.11 |  |  | Maintain Status Quo | Afghanistan | AFG |  |  | FALSE
2021-03-23 | ICU_demand |  |  |  | 323.81 |  |  | Maintain Status Quo | Afghanistan | AFG |  |  | FALSE
2021-03-23 | infections |  |  |  | 20208.59 |  |  | Maintain Status Quo | Afghanistan | AFG |  |  | FALSE
2021-03-23 | hospital_incidence |  |  |  | 156.43 |  |  | Maintain Status Quo | Afghanistan | AFG |  |  | FALSE
2021-03-23 | ICU_incidence |  |  |  | 55.79 |  |  | Maintain Status Quo | Afghanistan | AFG |  |  | FALSE
2021-03-23 | cumulative_infections |  |  |  | 7872908.06 |  |  | Maintain Status Quo | Afghanistan | AFG |  |  | FALSE
2021-03-23 | hospital_demand |  |  |  | 1116.11 |  |  | Relax Interventions 50% | Afghanistan | AFG |  |  | FALSE
2021-03-23 | ICU_demand |  |  |  | 323.81 |  |  | Relax Interventions 50% | Afghanistan | AFG |  |  | FALSE
2021-03-23 | infections |  |  |  | 20208.59 |  |  | Relax Interventions 50% | Afghanistan | AFG |  |  | FALSE
2021-03-23 | hospital_incidence |  |  |  | 156.43 |  |  | Relax Interventions 50% | Afghanistan | AFG |  |  | FALSE
2021-03-23 | ICU_incidence |  |  |  | 55.79 |  |  | Relax Interventions 50% | Afghanistan | AFG |  |  | FALSE
2021-03-23 | cumulative_infections |  |  |  | 7872908.06 |  |  | Relax Interventions 50% | Afghanistan | AFG |  |  | FALSE
2021-03-24 | hospital_demand |  |  |  | 1162.38 |  |  | Additional 50% Reduction | Afghanistan | AFG |  |  | FALSE
2021-03-24 | ICU_demand |  |  |  | 326.45 |  |  | Additional 50% Reduction | Afghanistan | AFG |  |  | FALSE
2021-03-24 | infections |  |  |  | 20615.29 |  |  | Additional 50% Reduction | Afghanistan | AFG |  |  | FALSE
2021-03-24 | hospital_incidence |  |  |  | 161.53 |  |  | Additional 50% Reduction | Afghanistan | AFG |  |  | FALSE
2021-03-24 | ICU_incidence |  |  |  | 57.7 |  |  | Additional 50% Reduction | Afghanistan | AFG |  |  | FALSE
2021-03-24 | cumulative_infections |  |  |  | 7893523.35 |  |  | Additional 50% Reduction | Afghanistan | AFG |  |  | FALSE
2021-03-24 | hospital_demand |  |  |  | 1162.38 |  |  | Maintain Status Quo | Afghanistan | AFG |  |  | FALSE
2021-03-24 | ICU_demand |  |  |  | 326.45 |  |  | Maintain Status Quo | Afghanistan | AFG |  |  | FALSE
2021-03-24 | infections |  |  |  | 20615.29 |  |  | Maintain Status Quo | Afghanistan | AFG |  |  | FALSE
2021-03-24 | hospital_incidence |  |  |  | 161.53 |  |  | Maintain Status Quo | Afghanistan | AFG |  |  | FALSE
2021-03-24 | ICU_incidence |  |  |  | 57.7 |  |  | Maintain Status Quo | Afghanistan | AFG |  |  | FALSE
2021-03-24 | cumulative_infections |  |  |  | 7893523.35 |  |  | Maintain Status Quo | Afghanistan | AFG |  |  | FALSE
2021-03-24 | hospital_demand |  |  |  | 1162.38 |  |  | Relax Interventions 50% | Afghanistan | AFG |  |  | FALSE
2021-03-24 | ICU_demand |  |  |  | 326.45 |  |  | Relax Interventions 50% | Afghanistan | AFG |  |  | FALSE
2021-03-24 | infections |  |  |  | 20615.29 |  |  | Relax Interventions 50% | Afghanistan | AFG |  |  | FALSE
2021-03-24 | hospital_incidence |  |  |  | 161.53 |  |  | Relax Interventions 50% | Afghanistan | AFG |  |  | FALSE
2021-03-24 | ICU_incidence |  |  |  | 57.7 |  |  | Relax Interventions 50% | Afghanistan | AFG |  |  | FALSE
2021-03-24 | cumulative_infections |  |  |  | 7893523.35 |  |  | Relax Interventions 50% | Afghanistan | AFG |  |  | FALSE
2021-03-25 | hospital_demand |  |  |  | 1208.77 |  |  | Additional 50% Reduction | Afghanistan | AFG |  |  | FALSE
2021-03-25 | ICU_demand |  |  |  | 328.97 |  |  | Additional 50% Reduction | Afghanistan | AFG |  |  | FALSE
2021-03-25 | infections |  |  |  | 21044.04 |  |  | Additional 50% Reduction | Afghanistan | AFG |  |  | FALSE
2021-03-25 | hospital_incidence |  |  |  | 166.46 |  |  | Additional 50% Reduction | Afghanistan | AFG |  |  | FALSE
2021-03-25 | ICU_incidence |  |  |  | 59.55 |  |  | Additional 50% Reduction | Afghanistan | AFG |  |  | FALSE
2021-03-25 | cumulative_infections |  |  |  | 7914567.39 |  |  | Additional 50% Reduction | Afghanistan | AFG |  |  | FALSE
2021-03-25 | hospital_demand |  |  |  | 1208.77 |  |  | Maintain Status Quo | Afghanistan | AFG |  |  | FALSE
2021-03-25 | ICU_demand |  |  |  | 328.97 |  |  | Maintain Status Quo | Afghanistan | AFG |  |  | FALSE
2021-03-25 | infections |  |  |  | 21044.04 |  |  | Maintain Status Quo | Afghanistan | AFG |  |  | FALSE
2021-03-25 | hospital_incidence |  |  |  | 166.46 |  |  | Maintain Status Quo | Afghanistan | AFG |  |  | FALSE
2021-03-25 | ICU_incidence |  |  |  | 59.55 |  |  | Maintain Status Quo | Afghanistan | AFG |  |  | FALSE
2021-03-25 | cumulative_infections |  |  |  | 7914567.39 |  |  | Maintain Status Quo | Afghanistan | AFG |  |  | FALSE
2021-03-25 | hospital_demand |  |  |  | 1208.77 |  |  | Relax Interventions 50% | Afghanistan | AFG |  |  | FALSE
2021-03-25 | ICU_demand |  |  |  | 328.97 |  |  | Relax Interventions 50% | Afghanistan | AFG |  |  | FALSE
2021-03-25 | infections |  |  |  | 21044.04 |  |  | Relax Interventions 50% | Afghanistan | AFG |  |  | FALSE
2021-03-25 | hospital_incidence |  |  |  | 166.46 |  |  | Relax Interventions 50% | Afghanistan | AFG |  |  | FALSE
2021-03-25 | ICU_incidence |  |  |  | 59.55 |  |  | Relax Interventions 50% | Afghanistan | AFG |  |  | FALSE
2021-03-25 | cumulative_infections |  |  |  | 7914567.39 |  |  | Relax Interventions 50% | Afghanistan | AFG |  |  | FALSE
2021-03-26 | hospital_demand |  |  |  | 1255.06 |  |  | Additional 50% Reduction | Afghanistan | AFG |  |  | FALSE
2021-03-26 | ICU_demand |  |  |  | 331.43 |  |  | Additional 50% Reduction | Afghanistan | AFG |  |  | FALSE
2021-03-26 | infections |  |  |  | 21490.59 |  |  | Additional 50% Reduction | Afghanistan | AFG |  |  | FALSE
2021-03-26 | hospital_incidence |  |  |  | 171.32 |  |  | Additional 50% Reduction | Afghanistan | AFG |  |  | FALSE
2021-03-26 | ICU_incidence |  |  |  | 61.37 |  |  | Additional 50% Reduction | Afghanistan | AFG |  |  | FALSE
2021-03-26 | cumulative_infections |  |  |  | 7936057.98 |  |  | Additional 50% Reduction | Afghanistan | AFG |  |  | FALSE
2021-03-26 | hospital_demand |  |  |  | 1255.06 |  |  | Maintain Status Quo | Afghanistan | AFG |  |  | FALSE
2021-03-26 | ICU_demand |  |  |  | 331.43 |  |  | Maintain Status Quo | Afghanistan | AFG |  |  | FALSE
2021-03-26 | infections |  |  |  | 21490.59 |  |  | Maintain Status Quo | Afghanistan | AFG |  |  | FALSE
2021-03-26 | hospital_incidence |  |  |  | 171.32 |  |  | Maintain Status Quo | Afghanistan | AFG |  |  | FALSE
2021-03-26 | ICU_incidence |  |  |  | 61.37 |  |  | Maintain Status Quo | Afghanistan | AFG |  |  | FALSE
2021-03-26 | cumulative_infections |  |  |  | 7936057.98 |  |  | Maintain Status Quo | Afghanistan | AFG |  |  | FALSE
2021-03-26 | hospital_demand |  |  |  | 1255.06 |  |  | Relax Interventions 50% | Afghanistan | AFG |  |  | FALSE
2021-03-26 | ICU_demand |  |  |  | 331.43 |  |  | Relax Interventions 50% | Afghanistan | AFG |  |  | FALSE
2021-03-26 | infections |  |  |  | 21490.59 |  |  | Relax Interventions 50% | Afghanistan | AFG |  |  | FALSE
2021-03-26 | hospital_incidence |  |  |  | 171.32 |  |  | Relax Interventions 50% | Afghanistan | AFG |  |  | FALSE
2021-03-26 | ICU_incidence |  |  |  | 61.37 |  |  | Relax Interventions 50% | Afghanistan | AFG |  |  | FALSE
2021-03-26 | cumulative_infections |  |  |  | 7936057.98 |  |  | Relax Interventions 50% | Afghanistan | AFG |  |  | FALSE
2021-03-27 | hospital_demand |  |  |  | 1301.15 |  |  | Additional 50% Reduction | Afghanistan | AFG |  |  | FALSE
2021-03-27 | ICU_demand |  |  |  | 333.87 |  |  | Additional 50% Reduction | Afghanistan | AFG |  |  | FALSE
2021-03-27 | infections |  |  |  | 21952.38 |  |  | Additional 50% Reduction | Afghanistan | AFG |  |  | FALSE
2021-03-27 | hospital_incidence |  |  |  | 176.17 |  |  | Additional 50% Reduction | Afghanistan | AFG |  |  | FALSE
2021-03-27 | ICU_incidence |  |  |  | 63.19 |  |  | Additional 50% Reduction | Afghanistan | AFG |  |  | FALSE
2021-03-27 | cumulative_infections |  |  |  | 7958010.37 |  |  | Additional 50% Reduction | Afghanistan | AFG |  |  | FALSE
2021-03-27 | hospital_demand |  |  |  | 1301.15 |  |  | Maintain Status Quo | Afghanistan | AFG |  |  | FALSE
2021-03-27 | ICU_demand |  |  |  | 333.87 |  |  | Maintain Status Quo | Afghanistan | AFG |  |  | FALSE
2021-03-27 | infections |  |  |  | 21952.38 |  |  | Maintain Status Quo | Afghanistan | AFG |  |  | FALSE
2021-03-27 | hospital_incidence |  |  |  | 176.17 |  |  | Maintain Status Quo | Afghanistan | AFG |  |  | FALSE
2021-03-27 | ICU_incidence |  |  |  | 63.19 |  |  | Maintain Status Quo | Afghanistan | AFG |  |  | FALSE
2021-03-27 | cumulative_infections |  |  |  | 7958010.37 |  |  | Maintain Status Quo | Afghanistan | AFG |  |  | FALSE
2021-03-27 | hospital_demand |  |  |  | 1301.15 |  |  | Relax Interventions 50% | Afghanistan | AFG |  |  | FALSE
2021-03-27 | ICU_demand |  |  |  | 333.87 |  |  | Relax Interventions 50% | Afghanistan | AFG |  |  | FALSE
2021-03-27 | infections |  |  |  | 21952.38 |  |  | Relax Interventions 50% | Afghanistan | AFG |  |  | FALSE
2021-03-27 | hospital_incidence |  |  |  | 176.17 |  |  | Relax Interventions 50% | Afghanistan | AFG |  |  | FALSE
2021-03-27 | ICU_incidence |  |  |  | 63.19 |  |  | Relax Interventions 50% | Afghanistan | AFG |  |  | FALSE
2021-03-27 | cumulative_infections |  |  |  | 7958010.37 |  |  | Relax Interventions 50% | Afghanistan | AFG |  |  | FALSE
2021-03-28 | hospital_demand |  |  |  | 1347.05 |  |  | Additional 50% Reduction | Afghanistan | AFG |  |  | FALSE
2021-03-28 | ICU_demand |  |  |  | 336.3 |  |  | Additional 50% Reduction | Afghanistan | AFG |  |  | FALSE
2021-03-28 | infections |  |  |  | 22428.21 |  |  | Additional 50% Reduction | Afghanistan | AFG |  |  | FALSE
2021-03-28 | hospital_incidence |  |  |  | 181.07 |  |  | Additional 50% Reduction | Afghanistan | AFG |  |  | FALSE
2021-03-28 | ICU_incidence |  |  |  | 65.04 |  |  | Additional 50% Reduction | Afghanistan | AFG |  |  | FALSE
2021-03-28 | cumulative_infections |  |  |  | 7980438.57 |  |  | Additional 50% Reduction | Afghanistan | AFG |  |  | FALSE
2021-03-28 | hospital_demand |  |  |  | 1347.05 |  |  | Maintain Status Quo | Afghanistan | AFG |  |  | FALSE
2021-03-28 | ICU_demand |  |  |  | 336.3 |  |  | Maintain Status Quo | Afghanistan | AFG |  |  | FALSE
2021-03-28 | infections |  |  |  | 22428.21 |  |  | Maintain Status Quo | Afghanistan | AFG |  |  | FALSE
2021-03-28 | hospital_incidence |  |  |  | 181.07 |  |  | Maintain Status Quo | Afghanistan | AFG |  |  | FALSE
2021-03-28 | ICU_incidence |  |  |  | 65.04 |  |  | Maintain Status Quo | Afghanistan | AFG |  |  | FALSE
2021-03-28 | cumulative_infections |  |  |  | 7980438.57 |  |  | Maintain Status Quo | Afghanistan | AFG |  |  | FALSE
2021-03-28 | hospital_demand |  |  |  | 1347.05 |  |  | Relax Interventions 50% | Afghanistan | AFG |  |  | FALSE
2021-03-28 | ICU_demand |  |  |  | 336.3 |  |  | Relax Interventions 50% | Afghanistan | AFG |  |  | FALSE
2021-03-28 | infections |  |  |  | 22428.21 |  |  | Relax Interventions 50% | Afghanistan | AFG |  |  | FALSE
2021-03-28 | hospital_incidence |  |  |  | 181.07 |  |  | Relax Interventions 50% | Afghanistan | AFG |  |  | FALSE
2021-03-28 | ICU_incidence |  |  |  | 65.04 |  |  | Relax Interventions 50% | Afghanistan | AFG |  |  | FALSE
2021-03-28 | cumulative_infections |  |  |  | 7980438.57 |  |  | Relax Interventions 50% | Afghanistan | AFG |  |  | FALSE
2021-03-29 | hospital_demand |  |  |  | 1392.8 |  |  | Additional 50% Reduction | Afghanistan | AFG |  |  | FALSE
2021-03-29 | ICU_demand |  |  |  | 338.76 |  |  | Additional 50% Reduction | Afghanistan | AFG |  |  | FALSE
2021-03-29 | infections |  |  |  | 22917.69 |  |  | Additional 50% Reduction | Afghanistan | AFG |  |  | FALSE
2021-03-29 | hospital_incidence |  |  |  | 186.05 |  |  | Additional 50% Reduction | Afghanistan | AFG |  |  | FALSE
2021-03-29 | ICU_incidence |  |  |  | 66.91 |  |  | Additional 50% Reduction | Afghanistan | AFG |  |  | FALSE
2021-03-29 | cumulative_infections |  |  |  | 8003356.26 |  |  | Additional 50% Reduction | Afghanistan | AFG |  |  | FALSE
2021-03-29 | hospital_demand |  |  |  | 1392.8 |  |  | Maintain Status Quo | Afghanistan | AFG |  |  | FALSE
2021-03-29 | ICU_demand |  |  |  | 338.76 |  |  | Maintain Status Quo | Afghanistan | AFG |  |  | FALSE
2021-03-29 | infections |  |  |  | 22917.69 |  |  | Maintain Status Quo | Afghanistan | AFG |  |  | FALSE
2021-03-29 | hospital_incidence |  |  |  | 186.05 |  |  | Maintain Status Quo | Afghanistan | AFG |  |  | FALSE
2021-03-29 | ICU_incidence |  |  |  | 66.91 |  |  | Maintain Status Quo | Afghanistan | AFG |  |  | FALSE
2021-03-29 | cumulative_infections |  |  |  | 8003356.26 |  |  | Maintain Status Quo | Afghanistan | AFG |  |  | FALSE
2021-03-29 | hospital_demand |  |  |  | 1392.8 |  |  | Relax Interventions 50% | Afghanistan | AFG |  |  | FALSE
2021-03-29 | ICU_demand |  |  |  | 338.76 |  |  | Relax Interventions 50% | Afghanistan | AFG |  |  | FALSE
2021-03-29 | infections |  |  |  | 22917.69 |  |  | Relax Interventions 50% | Afghanistan | AFG |  |  | FALSE
2021-03-29 | hospital_incidence |  |  |  | 186.05 |  |  | Relax Interventions 50% | Afghanistan | AFG |  |  | FALSE
2021-03-29 | ICU_incidence |  |  |  | 66.91 |  |  | Relax Interventions 50% | Afghanistan | AFG |  |  | FALSE
2021-03-29 | cumulative_infections |  |  |  | 8003356.26 |  |  | Relax Interventions 50% | Afghanistan | AFG |  |  | FALSE
2021-03-30 | hospital_demand |  |  |  | 1438.5 |  |  | Additional 50% Reduction | Afghanistan | AFG |  |  | FALSE
2021-03-30 | ICU_demand |  |  |  | 341.25 |  |  | Additional 50% Reduction | Afghanistan | AFG |  |  | FALSE
2021-03-30 | infections |  |  |  | 23420.88 |  |  | Additional 50% Reduction | Afghanistan | AFG |  |  | FALSE
2021-03-30 | hospital_incidence |  |  |  | 191.14 |  |  | Additional 50% Reduction | Afghanistan | AFG |  |  | FALSE
2021-03-30 | ICU_incidence |  |  |  | 68.83 |  |  | Additional 50% Reduction | Afghanistan | AFG |  |  | FALSE
2021-03-30 | cumulative_infections |  |  |  | 8026777.14 |  |  | Additional 50% Reduction | Afghanistan | AFG |  |  | FALSE
2021-03-30 | hospital_demand |  |  |  | 1438.5 |  |  | Maintain Status Quo | Afghanistan | AFG |  |  | FALSE
2021-03-30 | ICU_demand |  |  |  | 341.25 |  |  | Maintain Status Quo | Afghanistan | AFG |  |  | FALSE
2021-03-30 | infections |  |  |  | 23420.88 |  |  | Maintain Status Quo | Afghanistan | AFG |  |  | FALSE
2021-03-30 | hospital_incidence |  |  |  | 191.14 |  |  | Maintain Status Quo | Afghanistan | AFG |  |  | FALSE
2021-03-30 | ICU_incidence |  |  |  | 68.83 |  |  | Maintain Status Quo | Afghanistan | AFG |  |  | FALSE
2021-03-30 | cumulative_infections |  |  |  | 8026777.14 |  |  | Maintain Status Quo | Afghanistan | AFG |  |  | FALSE
2021-03-30 | hospital_demand |  |  |  | 1438.5 |  |  | Relax Interventions 50% | Afghanistan | AFG |  |  | FALSE
2021-03-30 | ICU_demand |  |  |  | 341.25 |  |  | Relax Interventions 50% | Afghanistan | AFG |  |  | FALSE
2021-03-30 | infections |  |  |  | 23420.88 |  |  | Relax Interventions 50% | Afghanistan | AFG |  |  | FALSE
2021-03-30 | hospital_incidence |  |  |  | 191.14 |  |  | Relax Interventions 50% | Afghanistan | AFG |  |  | FALSE
2021-03-30 | ICU_incidence |  |  |  | 68.83 |  |  | Relax Interventions 50% | Afghanistan | AFG |  |  | FALSE
2021-03-30 | cumulative_infections |  |  |  | 8026777.14 |  |  | Relax Interventions 50% | Afghanistan | AFG |  |  | FALSE
2021-03-31 | hospital_demand |  |  |  | 1484.27 |  |  | Additional 50% Reduction | Afghanistan | AFG |  |  | FALSE
2021-03-31 | ICU_demand |  |  |  | 343.79 |  |  | Additional 50% Reduction | Afghanistan | AFG |  |  | FALSE
2021-03-31 | infections |  |  |  | 23938.04 |  |  | Additional 50% Reduction | Afghanistan | AFG |  |  | FALSE
2021-03-31 | hospital_incidence |  |  |  | 196.35 |  |  | Additional 50% Reduction | Afghanistan | AFG |  |  | FALSE
2021-03-31 | ICU_incidence |  |  |  | 70.8 |  |  | Additional 50% Reduction | Afghanistan | AFG |  |  | FALSE
2021-03-31 | cumulative_infections |  |  |  | 8050715.19 |  |  | Additional 50% Reduction | Afghanistan | AFG |  |  | FALSE
2021-03-31 | hospital_demand |  |  |  | 1484.27 |  |  | Maintain Status Quo | Afghanistan | AFG |  |  | FALSE
2021-03-31 | ICU_demand |  |  |  | 343.79 |  |  | Maintain Status Quo | Afghanistan | AFG |  |  | FALSE
2021-03-31 | infections |  |  |  | 23938.04 |  |  | Maintain Status Quo | Afghanistan | AFG |  |  | FALSE
2021-03-31 | hospital_incidence |  |  |  | 196.35 |  |  | Maintain Status Quo | Afghanistan | AFG |  |  | FALSE
2021-03-31 | ICU_incidence |  |  |  | 70.8 |  |  | Maintain Status Quo | Afghanistan | AFG |  |  | FALSE
2021-03-31 | cumulative_infections |  |  |  | 8050715.19 |  |  | Maintain Status Quo | Afghanistan | AFG |  |  | FALSE
2021-03-31 | hospital_demand |  |  |  | 1484.27 |  |  | Relax Interventions 50% | Afghanistan | AFG |  |  | FALSE
2021-03-31 | ICU_demand |  |  |  | 343.79 |  |  | Relax Interventions 50% | Afghanistan | AFG |  |  | FALSE
2021-03-31 | infections |  |  |  | 23938.04 |  |  | Relax Interventions 50% | Afghanistan | AFG |  |  | FALSE
2021-03-31 | hospital_incidence |  |  |  | 196.35 |  |  | Relax Interventions 50% | Afghanistan | AFG |  |  | FALSE
2021-03-31 | ICU_incidence |  |  |  | 70.8 |  |  | Relax Interventions 50% | Afghanistan | AFG |  |  | FALSE
2021-03-31 | cumulative_infections |  |  |  | 8050715.19 |  |  | Relax Interventions 50% | Afghanistan | AFG |  |  | FALSE
2021-04-01 | hospital_demand |  |  |  | 1530.24 |  |  | Additional 50% Reduction | Afghanistan | AFG |  |  | FALSE
2021-04-01 | ICU_demand |  |  |  | 346.38 |  |  | Additional 50% Reduction | Afghanistan | AFG |  |  | FALSE
2021-04-01 | infections |  |  |  | 24469.46 |  |  | Additional 50% Reduction | Afghanistan | AFG |  |  | FALSE
2021-04-01 | hospital_incidence |  |  |  | 201.71 |  |  | Additional 50% Reduction | Afghanistan | AFG |  |  | FALSE
2021-04-01 | ICU_incidence |  |  |  | 72.83 |  |  | Additional 50% Reduction | Afghanistan | AFG |  |  | FALSE
2021-04-01 | cumulative_infections |  |  |  | 8075184.65 |  |  | Additional 50% Reduction | Afghanistan | AFG |  |  | FALSE
2021-04-01 | hospital_demand |  |  |  | 1530.24 |  |  | Maintain Status Quo | Afghanistan | AFG |  |  | FALSE
2021-04-01 | ICU_demand |  |  |  | 346.38 |  |  | Maintain Status Quo | Afghanistan | AFG |  |  | FALSE
2021-04-01 | infections |  |  |  | 24469.46 |  |  | Maintain Status Quo | Afghanistan | AFG |  |  | FALSE
2021-04-01 | hospital_incidence |  |  |  | 201.71 |  |  | Maintain Status Quo | Afghanistan | AFG |  |  | FALSE
2021-04-01 | ICU_incidence |  |  |  | 72.83 |  |  | Maintain Status Quo | Afghanistan | AFG |  |  | FALSE
2021-04-01 | cumulative_infections |  |  |  | 8075184.65 |  |  | Maintain Status Quo | Afghanistan | AFG |  |  | FALSE
2021-04-01 | hospital_demand |  |  |  | 1530.24 |  |  | Relax Interventions 50% | Afghanistan | AFG |  |  | FALSE
2021-04-01 | ICU_demand |  |  |  | 346.38 |  |  | Relax Interventions 50% | Afghanistan | AFG |  |  | FALSE
2021-04-01 | infections |  |  |  | 24469.46 |  |  | Relax Interventions 50% | Afghanistan | AFG |  |  | FALSE
2021-04-01 | hospital_incidence |  |  |  | 201.71 |  |  | Relax Interventions 50% | Afghanistan | AFG |  |  | FALSE
2021-04-01 | ICU_incidence |  |  |  | 72.83 |  |  | Relax Interventions 50% | Afghanistan | AFG |  |  | FALSE
2021-04-01 | cumulative_infections |  |  |  | 8075184.65 |  |  | Relax Interventions 50% | Afghanistan | AFG |  |  | FALSE
2021-04-02 | hospital_demand |  |  |  | 1576.54 |  |  | Additional 50% Reduction | Afghanistan | AFG |  |  | FALSE
2021-04-02 | ICU_demand |  |  |  | 349.03 |  |  | Additional 50% Reduction | Afghanistan | AFG |  |  | FALSE
2021-04-02 | infections |  |  |  | 24806.3 |  |  | Additional 50% Reduction | Afghanistan | AFG |  |  | FALSE
2021-04-02 | hospital_incidence |  |  |  | 207.18 |  |  | Additional 50% Reduction | Afghanistan | AFG |  |  | FALSE
2021-04-02 | ICU_incidence |  |  |  | 74.9 |  |  | Additional 50% Reduction | Afghanistan | AFG |  |  | FALSE
2021-04-02 | cumulative_infections |  |  |  | 8099990.95 |  |  | Additional 50% Reduction | Afghanistan | AFG |  |  | FALSE
2021-04-02 | hospital_demand |  |  |  | 1576.54 |  |  | Maintain Status Quo | Afghanistan | AFG |  |  | FALSE
2021-04-02 | ICU_demand |  |  |  | 349.03 |  |  | Maintain Status Quo | Afghanistan | AFG |  |  | FALSE
2021-04-02 | infections |  |  |  | 24806.3 |  |  | Maintain Status Quo | Afghanistan | AFG |  |  | FALSE
2021-04-02 | hospital_incidence |  |  |  | 207.18 |  |  | Maintain Status Quo | Afghanistan | AFG |  |  | FALSE
2021-04-02 | ICU_incidence |  |  |  | 74.9 |  |  | Maintain Status Quo | Afghanistan | AFG |  |  | FALSE
2021-04-02 | cumulative_infections |  |  |  | 8099990.95 |  |  | Maintain Status Quo | Afghanistan | AFG |  |  | FALSE
2021-04-02 | hospital_demand |  |  |  | 1576.54 |  |  | Relax Interventions 50% | Afghanistan | AFG |  |  | FALSE
2021-04-02 | ICU_demand |  |  |  | 349.03 |  |  | Relax Interventions 50% | Afghanistan | AFG |  |  | FALSE
2021-04-02 | infections |  |  |  | 24806.3 |  |  | Relax Interventions 50% | Afghanistan | AFG |  |  | FALSE
2021-04-02 | hospital_incidence |  |  |  | 207.18 |  |  | Relax Interventions 50% | Afghanistan | AFG |  |  | FALSE
2021-04-02 | ICU_incidence |  |  |  | 74.9 |  |  | Relax Interventions 50% | Afghanistan | AFG |  |  | FALSE
2021-04-02 | cumulative_infections |  |  |  | 8099990.95 |  |  | Relax Interventions 50% | Afghanistan | AFG |  |  | FALSE
2021-04-03 | hospital_demand |  |  |  | 1623.17 |  |  | Additional 50% Reduction | Afghanistan | AFG |  |  | FALSE
2021-04-03 | ICU_demand |  |  |  | 351.7 |  |  | Additional 50% Reduction | Afghanistan | AFG |  |  | FALSE
2021-04-03 | infections |  |  |  | 24928.67 |  |  | Additional 50% Reduction | Afghanistan | AFG |  |  | FALSE
2021-04-03 | hospital_incidence |  |  |  | 212.52 |  |  | Additional 50% Reduction | Afghanistan | AFG |  |  | FALSE
2021-04-03 | ICU_incidence |  |  |  | 76.94 |  |  | Additional 50% Reduction | Afghanistan | AFG |  |  | FALSE
2021-04-03 | cumulative_infections |  |  |  | 8124919.62 |  |  | Additional 50% Reduction | Afghanistan | AFG |  |  | FALSE
2021-04-03 | hospital_demand |  |  |  | 1623.17 |  |  | Maintain Status Quo | Afghanistan | AFG |  |  | FALSE
2021-04-03 | ICU_demand |  |  |  | 351.7 |  |  | Maintain Status Quo | Afghanistan | AFG |  |  | FALSE
2021-04-03 | infections |  |  |  | 24928.67 |  |  | Maintain Status Quo | Afghanistan | AFG |  |  | FALSE
2021-04-03 | hospital_incidence |  |  |  | 212.52 |  |  | Maintain Status Quo | Afghanistan | AFG |  |  | FALSE
2021-04-03 | ICU_incidence |  |  |  | 76.94 |  |  | Maintain Status Quo | Afghanistan | AFG |  |  | FALSE
2021-04-03 | cumulative_infections |  |  |  | 8124919.62 |  |  | Maintain Status Quo | Afghanistan | AFG |  |  | FALSE
2021-04-03 | hospital_demand |  |  |  | 1623.17 |  |  | Relax Interventions 50% | Afghanistan | AFG |  |  | FALSE
2021-04-03 | ICU_demand |  |  |  | 351.7 |  |  | Relax Interventions 50% | Afghanistan | AFG |  |  | FALSE
2021-04-03 | infections |  |  |  | 24928.67 |  |  | Relax Interventions 50% | Afghanistan | AFG |  |  | FALSE
2021-04-03 | hospital_incidence |  |  |  | 212.52 |  |  | Relax Interventions 50% | Afghanistan | AFG |  |  | FALSE
2021-04-03 | ICU_incidence |  |  |  | 76.94 |  |  | Relax Interventions 50% | Afghanistan | AFG |  |  | FALSE
2021-04-03 | cumulative_infections |  |  |  | 8124919.62 |  |  | Relax Interventions 50% | Afghanistan | AFG |  |  | FALSE
2021-04-04 | hospital_demand |  |  |  | 1669.8 |  |  | Additional 50% Reduction | Afghanistan | AFG |  |  | FALSE
2021-04-04 | ICU_demand |  |  |  | 354.29 |  |  | Additional 50% Reduction | Afghanistan | AFG |  |  | FALSE
2021-04-04 | infections |  |  |  | 24995.95 |  |  | Additional 50% Reduction | Afghanistan | AFG |  |  | FALSE
2021-04-04 | hospital_incidence |  |  |  | 217.42 |  |  | Additional 50% Reduction | Afghanistan | AFG |  |  | FALSE
2021-04-04 | ICU_incidence |  |  |  | 78.81 |  |  | Additional 50% Reduction | Afghanistan | AFG |  |  | FALSE
2021-04-04 | cumulative_infections |  |  |  | 8149915.57 |  |  | Additional 50% Reduction | Afghanistan | AFG |  |  | FALSE
2021-04-04 | hospital_demand |  |  |  | 1669.8 |  |  | Maintain Status Quo | Afghanistan | AFG |  |  | FALSE
2021-04-04 | ICU_demand |  |  |  | 354.29 |  |  | Maintain Status Quo | Afghanistan | AFG |  |  | FALSE
2021-04-04 | infections |  |  |  | 24995.95 |  |  | Maintain Status Quo | Afghanistan | AFG |  |  | FALSE
2021-04-04 | hospital_incidence |  |  |  | 217.42 |  |  | Maintain Status Quo | Afghanistan | AFG |  |  | FALSE
2021-04-04 | ICU_incidence |  |  |  | 78.81 |  |  | Maintain Status Quo | Afghanistan | AFG |  |  | FALSE
2021-04-04 | cumulative_infections |  |  |  | 8149915.57 |  |  | Maintain Status Quo | Afghanistan | AFG |  |  | FALSE
2021-04-04 | hospital_demand |  |  |  | 1669.8 |  |  | Relax Interventions 50% | Afghanistan | AFG |  |  | FALSE
2021-04-04 | ICU_demand |  |  |  | 354.29 |  |  | Relax Interventions 50% | Afghanistan | AFG |  |  | FALSE
2021-04-04 | infections |  |  |  | 24995.95 |  |  | Relax Interventions 50% | Afghanistan | AFG |  |  | FALSE
2021-04-04 | hospital_incidence |  |  |  | 217.42 |  |  | Relax Interventions 50% | Afghanistan | AFG |  |  | FALSE
2021-04-04 | ICU_incidence |  |  |  | 78.81 |  |  | Relax Interventions 50% | Afghanistan | AFG |  |  | FALSE
2021-04-04 | cumulative_infections |  |  |  | 8149915.57 |  |  | Relax Interventions 50% | Afghanistan | AFG |  |  | FALSE
2021-04-05 | hospital_demand |  |  |  | 1715.9 |  |  | Additional 50% Reduction | Afghanistan | AFG |  |  | FALSE
2021-04-05 | ICU_demand |  |  |  | 356.73 |  |  | Additional 50% Reduction | Afghanistan | AFG |  |  | FALSE
2021-04-05 | infections |  |  |  | 25068.25 |  |  | Additional 50% Reduction | Afghanistan | AFG |  |  | FALSE
2021-04-05 | hospital_incidence |  |  |  | 221.75 |  |  | Additional 50% Reduction | Afghanistan | AFG |  |  | FALSE
2021-04-05 | ICU_incidence |  |  |  | 80.48 |  |  | Additional 50% Reduction | Afghanistan | AFG |  |  | FALSE
2021-04-05 | cumulative_infections |  |  |  | 8174983.81 |  |  | Additional 50% Reduction | Afghanistan | AFG |  |  | FALSE
2021-04-05 | hospital_demand |  |  |  | 1715.9 |  |  | Maintain Status Quo | Afghanistan | AFG |  |  | FALSE
2021-04-05 | ICU_demand |  |  |  | 356.73 |  |  | Maintain Status Quo | Afghanistan | AFG |  |  | FALSE
2021-04-05 | infections |  |  |  | 25068.25 |  |  | Maintain Status Quo | Afghanistan | AFG |  |  | FALSE
2021-04-05 | hospital_incidence |  |  |  | 221.75 |  |  | Maintain Status Quo | Afghanistan | AFG |  |  | FALSE
2021-04-05 | ICU_incidence |  |  |  | 80.48 |  |  | Maintain Status Quo | Afghanistan | AFG |  |  | FALSE
2021-04-05 | cumulative_infections |  |  |  | 8174983.81 |  |  | Maintain Status Quo | Afghanistan | AFG |  |  | FALSE
2021-04-05 | hospital_demand |  |  |  | 1715.9 |  |  | Relax Interventions 50% | Afghanistan | AFG |  |  | FALSE
2021-04-05 | ICU_demand |  |  |  | 356.73 |  |  | Relax Interventions 50% | Afghanistan | AFG |  |  | FALSE
2021-04-05 | infections |  |  |  | 25068.25 |  |  | Relax Interventions 50% | Afghanistan | AFG |  |  | FALSE
2021-04-05 | hospital_incidence |  |  |  | 221.75 |  |  | Relax Interventions 50% | Afghanistan | AFG |  |  | FALSE
2021-04-05 | ICU_incidence |  |  |  | 80.48 |  |  | Relax Interventions 50% | Afghanistan | AFG |  |  | FALSE
2021-04-05 | cumulative_infections |  |  |  | 8174983.81 |  |  | Relax Interventions 50% | Afghanistan | AFG |  |  | FALSE
2021-04-06 | hospital_demand |  |  |  | 1760.9 |  |  | Additional 50% Reduction | Afghanistan | AFG |  |  | FALSE
2021-04-06 | ICU_demand |  |  |  | 358.95 |  |  | Additional 50% Reduction | Afghanistan | AFG |  |  | FALSE
2021-04-06 | infections |  |  |  | 25160.75 |  |  | Additional 50% Reduction | Afghanistan | AFG |  |  | FALSE
2021-04-06 | hospital_incidence |  |  |  | 225.51 |  |  | Additional 50% Reduction | Afghanistan | AFG |  |  | FALSE
2021-04-06 | ICU_incidence |  |  |  | 81.95 |  |  | Additional 50% Reduction | Afghanistan | AFG |  |  | FALSE
2021-04-06 | cumulative_infections |  |  |  | 8200144.57 |  |  | Additional 50% Reduction | Afghanistan | AFG |  |  | FALSE
2021-04-06 | hospital_demand |  |  |  | 1760.9 |  |  | Maintain Status Quo | Afghanistan | AFG |  |  | FALSE
2021-04-06 | ICU_demand |  |  |  | 358.95 |  |  | Maintain Status Quo | Afghanistan | AFG |  |  | FALSE
2021-04-06 | infections |  |  |  | 25160.75 |  |  | Maintain Status Quo | Afghanistan | AFG |  |  | FALSE
2021-04-06 | hospital_incidence |  |  |  | 225.51 |  |  | Maintain Status Quo | Afghanistan | AFG |  |  | FALSE
2021-04-06 | ICU_incidence |  |  |  | 81.95 |  |  | Maintain Status Quo | Afghanistan | AFG |  |  | FALSE
2021-04-06 | cumulative_infections |  |  |  | 8200144.57 |  |  | Maintain Status Quo | Afghanistan | AFG |  |  | FALSE
2021-04-06 | hospital_demand |  |  |  | 1760.9 |  |  | Relax Interventions 50% | Afghanistan | AFG |  |  | FALSE
2021-04-06 | ICU_demand |  |  |  | 358.95 |  |  | Relax Interventions 50% | Afghanistan | AFG |  |  | FALSE
2021-04-06 | infections |  |  |  | 25160.75 |  |  | Relax Interventions 50% | Afghanistan | AFG |  |  | FALSE
2021-04-06 | hospital_incidence |  |  |  | 225.51 |  |  | Relax Interventions 50% | Afghanistan | AFG |  |  | FALSE
2021-04-06 | ICU_incidence |  |  |  | 81.95 |  |  | Relax Interventions 50% | Afghanistan | AFG |  |  | FALSE
2021-04-06 | cumulative_infections |  |  |  | 8200144.57 |  |  | Relax Interventions 50% | Afghanistan | AFG |  |  | FALSE
2021-04-07 | hospital_demand |  |  |  | 1804.35 |  |  | Additional 50% Reduction | Afghanistan | AFG |  |  | FALSE
2021-04-07 | ICU_demand |  |  |  | 360.98 |  |  | Additional 50% Reduction | Afghanistan | AFG |  |  | FALSE
2021-04-07 | infections |  |  |  | 25272.11 |  |  | Additional 50% Reduction | Afghanistan | AFG |  |  | FALSE
2021-04-07 | hospital_incidence |  |  |  | 228.83 |  |  | Additional 50% Reduction | Afghanistan | AFG |  |  | FALSE
2021-04-07 | ICU_incidence |  |  |  | 83.26 |  |  | Additional 50% Reduction | Afghanistan | AFG |  |  | FALSE
2021-04-07 | cumulative_infections |  |  |  | 8225416.68 |  |  | Additional 50% Reduction | Afghanistan | AFG |  |  | FALSE
2021-04-07 | hospital_demand |  |  |  | 1804.35 |  |  | Maintain Status Quo | Afghanistan | AFG |  |  | FALSE
2021-04-07 | ICU_demand |  |  |  | 360.98 |  |  | Maintain Status Quo | Afghanistan | AFG |  |  | FALSE
2021-04-07 | infections |  |  |  | 25272.11 |  |  | Maintain Status Quo | Afghanistan | AFG |  |  | FALSE
2021-04-07 | hospital_incidence |  |  |  | 228.83 |  |  | Maintain Status Quo | Afghanistan | AFG |  |  | FALSE
2021-04-07 | ICU_incidence |  |  |  | 83.26 |  |  | Maintain Status Quo | Afghanistan | AFG |  |  | FALSE
2021-04-07 | cumulative_infections |  |  |  | 8225416.68 |  |  | Maintain Status Quo | Afghanistan | AFG |  |  | FALSE
2021-04-07 | hospital_demand |  |  |  | 1804.35 |  |  | Relax Interventions 50% | Afghanistan | AFG |  |  | FALSE
2021-04-07 | ICU_demand |  |  |  | 360.98 |  |  | Relax Interventions 50% | Afghanistan | AFG |  |  | FALSE
2021-04-07 | infections |  |  |  | 25272.11 |  |  | Relax Interventions 50% | Afghanistan | AFG |  |  | FALSE
2021-04-07 | hospital_incidence |  |  |  | 228.83 |  |  | Relax Interventions 50% | Afghanistan | AFG |  |  | FALSE
2021-04-07 | ICU_incidence |  |  |  | 83.26 |  |  | Relax Interventions 50% | Afghanistan | AFG |  |  | FALSE
2021-04-07 | cumulative_infections |  |  |  | 8225416.68 |  |  | Relax Interventions 50% | Afghanistan | AFG |  |  | FALSE
2021-04-08 | hospital_demand |  |  |  | 1845.95 |  |  | Additional 50% Reduction | Afghanistan | AFG |  |  | FALSE
2021-04-08 | ICU_demand |  |  |  | 362.83 |  |  | Additional 50% Reduction | Afghanistan | AFG |  |  | FALSE
2021-04-08 | infections |  |  |  | 25397.06 |  |  | Additional 50% Reduction | Afghanistan | AFG |  |  | FALSE
2021-04-08 | hospital_incidence |  |  |  | 231.81 |  |  | Additional 50% Reduction | Afghanistan | AFG |  |  | FALSE
2021-04-08 | ICU_incidence |  |  |  | 84.45 |  |  | Additional 50% Reduction | Afghanistan | AFG |  |  | FALSE
2021-04-08 | cumulative_infections |  |  |  | 8250813.74 |  |  | Additional 50% Reduction | Afghanistan | AFG |  |  | FALSE
2021-04-08 | hospital_demand |  |  |  | 1845.95 |  |  | Maintain Status Quo | Afghanistan | AFG |  |  | FALSE
2021-04-08 | ICU_demand |  |  |  | 362.83 |  |  | Maintain Status Quo | Afghanistan | AFG |  |  | FALSE
2021-04-08 | infections |  |  |  | 25397.06 |  |  | Maintain Status Quo | Afghanistan | AFG |  |  | FALSE
2021-04-08 | hospital_incidence |  |  |  | 231.81 |  |  | Maintain Status Quo | Afghanistan | AFG |  |  | FALSE
2021-04-08 | ICU_incidence |  |  |  | 84.45 |  |  | Maintain Status Quo | Afghanistan | AFG |  |  | FALSE
2021-04-08 | cumulative_infections |  |  |  | 8250813.74 |  |  | Maintain Status Quo | Afghanistan | AFG |  |  | FALSE
2021-04-08 | hospital_demand |  |  |  | 1845.95 |  |  | Relax Interventions 50% | Afghanistan | AFG |  |  | FALSE
2021-04-08 | ICU_demand |  |  |  | 362.83 |  |  | Relax Interventions 50% | Afghanistan | AFG |  |  | FALSE
2021-04-08 | infections |  |  |  | 25397.06 |  |  | Relax Interventions 50% | Afghanistan | AFG |  |  | FALSE
2021-04-08 | hospital_incidence |  |  |  | 231.81 |  |  | Relax Interventions 50% | Afghanistan | AFG |  |  | FALSE
2021-04-08 | ICU_incidence |  |  |  | 84.45 |  |  | Relax Interventions 50% | Afghanistan | AFG |  |  | FALSE
2021-04-08 | cumulative_infections |  |  |  | 8250813.74 |  |  | Relax Interventions 50% | Afghanistan | AFG |  |  | FALSE
2021-04-09 | hospital_demand |  |  |  | 1885.56 |  |  | Additional 50% Reduction | Afghanistan | AFG |  |  | FALSE
2021-04-09 | ICU_demand |  |  |  | 364.55 |  |  | Additional 50% Reduction | Afghanistan | AFG |  |  | FALSE
2021-04-09 | infections |  |  |  | 25530.95 |  |  | Additional 50% Reduction | Afghanistan | AFG |  |  | FALSE
2021-04-09 | hospital_incidence |  |  |  | 234.58 |  |  | Additional 50% Reduction | Afghanistan | AFG |  |  | FALSE
2021-04-09 | ICU_incidence |  |  |  | 85.57 |  |  | Additional 50% Reduction | Afghanistan | AFG |  |  | FALSE
2021-04-09 | cumulative_infections |  |  |  | 8276344.68 |  |  | Additional 50% Reduction | Afghanistan | AFG |  |  | FALSE
2021-04-09 | hospital_demand |  |  |  | 1885.56 |  |  | Maintain Status Quo | Afghanistan | AFG |  |  | FALSE
2021-04-09 | ICU_demand |  |  |  | 364.55 |  |  | Maintain Status Quo | Afghanistan | AFG |  |  | FALSE
2021-04-09 | infections |  |  |  | 25530.95 |  |  | Maintain Status Quo | Afghanistan | AFG |  |  | FALSE
2021-04-09 | hospital_incidence |  |  |  | 234.58 |  |  | Maintain Status Quo | Afghanistan | AFG |  |  | FALSE
2021-04-09 | ICU_incidence |  |  |  | 85.57 |  |  | Maintain Status Quo | Afghanistan | AFG |  |  | FALSE
2021-04-09 | cumulative_infections |  |  |  | 8276344.68 |  |  | Maintain Status Quo | Afghanistan | AFG |  |  | FALSE
2021-04-09 | hospital_demand |  |  |  | 1885.56 |  |  | Relax Interventions 50% | Afghanistan | AFG |  |  | FALSE
2021-04-09 | ICU_demand |  |  |  | 364.55 |  |  | Relax Interventions 50% | Afghanistan | AFG |  |  | FALSE
2021-04-09 | infections |  |  |  | 25530.95 |  |  | Relax Interventions 50% | Afghanistan | AFG |  |  | FALSE
2021-04-09 | hospital_incidence |  |  |  | 234.58 |  |  | Relax Interventions 50% | Afghanistan | AFG |  |  | FALSE
2021-04-09 | ICU_incidence |  |  |  | 85.57 |  |  | Relax Interventions 50% | Afghanistan | AFG |  |  | FALSE
2021-04-09 | cumulative_infections |  |  |  | 8276344.68 |  |  | Relax Interventions 50% | Afghanistan | AFG |  |  | FALSE
2021-04-10 | hospital_demand |  |  |  | 1923.19 |  |  | Additional 50% Reduction | Afghanistan | AFG |  |  | FALSE
2021-04-10 | ICU_demand |  |  |  | 366.18 |  |  | Additional 50% Reduction | Afghanistan | AFG |  |  | FALSE
2021-04-10 | infections |  |  |  | 25670.76 |  |  | Additional 50% Reduction | Afghanistan | AFG |  |  | FALSE
2021-04-10 | hospital_incidence |  |  |  | 237.22 |  |  | Additional 50% Reduction | Afghanistan | AFG |  |  | FALSE
2021-04-10 | ICU_incidence |  |  |  | 86.64 |  |  | Additional 50% Reduction | Afghanistan | AFG |  |  | FALSE
2021-04-10 | cumulative_infections |  |  |  | 8302015.44 |  |  | Additional 50% Reduction | Afghanistan | AFG |  |  | FALSE
2021-04-10 | hospital_demand |  |  |  | 1923.19 |  |  | Maintain Status Quo | Afghanistan | AFG |  |  | FALSE
2021-04-10 | ICU_demand |  |  |  | 366.18 |  |  | Maintain Status Quo | Afghanistan | AFG |  |  | FALSE
2021-04-10 | infections |  |  |  | 25670.76 |  |  | Maintain Status Quo | Afghanistan | AFG |  |  | FALSE
2021-04-10 | hospital_incidence |  |  |  | 237.22 |  |  | Maintain Status Quo | Afghanistan | AFG |  |  | FALSE
2021-04-10 | ICU_incidence |  |  |  | 86.64 |  |  | Maintain Status Quo | Afghanistan | AFG |  |  | FALSE
2021-04-10 | cumulative_infections |  |  |  | 8302015.44 |  |  | Maintain Status Quo | Afghanistan | AFG |  |  | FALSE
2021-04-10 | hospital_demand |  |  |  | 1923.19 |  |  | Relax Interventions 50% | Afghanistan | AFG |  |  | FALSE
2021-04-10 | ICU_demand |  |  |  | 366.18 |  |  | Relax Interventions 50% | Afghanistan | AFG |  |  | FALSE
2021-04-10 | infections |  |  |  | 25670.76 |  |  | Relax Interventions 50% | Afghanistan | AFG |  |  | FALSE
2021-04-10 | hospital_incidence |  |  |  | 237.22 |  |  | Relax Interventions 50% | Afghanistan | AFG |  |  | FALSE
2021-04-10 | ICU_incidence |  |  |  | 86.64 |  |  | Relax Interventions 50% | Afghanistan | AFG |  |  | FALSE
2021-04-10 | cumulative_infections |  |  |  | 8302015.44 |  |  | Relax Interventions 50% | Afghanistan | AFG |  |  | FALSE
2021-04-11 | hospital_demand |  |  |  | 1958.92 |  |  | Additional 50% Reduction | Afghanistan | AFG |  |  | FALSE
2021-04-11 | ICU_demand |  |  |  | 367.73 |  |  | Additional 50% Reduction | Afghanistan | AFG |  |  | FALSE
2021-04-11 | infections |  |  |  | 25814.84 |  |  | Additional 50% Reduction | Afghanistan | AFG |  |  | FALSE
2021-04-11 | hospital_incidence |  |  |  | 239.8 |  |  | Additional 50% Reduction | Afghanistan | AFG |  |  | FALSE
2021-04-11 | ICU_incidence |  |  |  | 87.69 |  |  | Additional 50% Reduction | Afghanistan | AFG |  |  | FALSE
2021-04-11 | cumulative_infections |  |  |  | 8327830.28 |  |  | Additional 50% Reduction | Afghanistan | AFG |  |  | FALSE
2021-04-11 | hospital_demand |  |  |  | 1958.92 |  |  | Maintain Status Quo | Afghanistan | AFG |  |  | FALSE
2021-04-11 | ICU_demand |  |  |  | 367.73 |  |  | Maintain Status Quo | Afghanistan | AFG |  |  | FALSE
2021-04-11 | infections |  |  |  | 25814.84 |  |  | Maintain Status Quo | Afghanistan | AFG |  |  | FALSE
2021-04-11 | hospital_incidence |  |  |  | 239.8 |  |  | Maintain Status Quo | Afghanistan | AFG |  |  | FALSE
2021-04-11 | ICU_incidence |  |  |  | 87.69 |  |  | Maintain Status Quo | Afghanistan | AFG |  |  | FALSE
2021-04-11 | cumulative_infections |  |  |  | 8327830.28 |  |  | Maintain Status Quo | Afghanistan | AFG |  |  | FALSE
2021-04-11 | hospital_demand |  |  |  | 1958.92 |  |  | Relax Interventions 50% | Afghanistan | AFG |  |  | FALSE
2021-04-11 | ICU_demand |  |  |  | 367.73 |  |  | Relax Interventions 50% | Afghanistan | AFG |  |  | FALSE
2021-04-11 | infections |  |  |  | 25814.84 |  |  | Relax Interventions 50% | Afghanistan | AFG |  |  | FALSE
2021-04-11 | hospital_incidence |  |  |  | 239.8 |  |  | Relax Interventions 50% | Afghanistan | AFG |  |  | FALSE
2021-04-11 | ICU_incidence |  |  |  | 87.69 |  |  | Relax Interventions 50% | Afghanistan | AFG |  |  | FALSE
2021-04-11 | cumulative_infections |  |  |  | 8327830.28 |  |  | Relax Interventions 50% | Afghanistan | AFG |  |  | FALSE
2021-04-12 | hospital_demand |  |  |  | 1992.89 |  |  | Additional 50% Reduction | Afghanistan | AFG |  |  | FALSE
2021-04-12 | ICU_demand |  |  |  | 369.23 |  |  | Additional 50% Reduction | Afghanistan | AFG |  |  | FALSE
2021-04-12 | infections |  |  |  | 25962.39 |  |  | Additional 50% Reduction | Afghanistan | AFG |  |  | FALSE
2021-04-12 | hospital_incidence |  |  |  | 242.34 |  |  | Additional 50% Reduction | Afghanistan | AFG |  |  | FALSE
2021-04-12 | ICU_incidence |  |  |  | 88.72 |  |  | Additional 50% Reduction | Afghanistan | AFG |  |  | FALSE
2021-04-12 | cumulative_infections |  |  |  | 8353792.67 |  |  | Additional 50% Reduction | Afghanistan | AFG |  |  | FALSE
2021-04-12 | hospital_demand |  |  |  | 1992.89 |  |  | Maintain Status Quo | Afghanistan | AFG |  |  | FALSE
2021-04-12 | ICU_demand |  |  |  | 369.23 |  |  | Maintain Status Quo | Afghanistan | AFG |  |  | FALSE
2021-04-12 | infections |  |  |  | 25962.39 |  |  | Maintain Status Quo | Afghanistan | AFG |  |  | FALSE
2021-04-12 | hospital_incidence |  |  |  | 242.34 |  |  | Maintain Status Quo | Afghanistan | AFG |  |  | FALSE
2021-04-12 | ICU_incidence |  |  |  | 88.72 |  |  | Maintain Status Quo | Afghanistan | AFG |  |  | FALSE
2021-04-12 | cumulative_infections |  |  |  | 8353792.67 |  |  | Maintain Status Quo | Afghanistan | AFG |  |  | FALSE
2021-04-12 | hospital_demand |  |  |  | 1992.89 |  |  | Relax Interventions 50% | Afghanistan | AFG |  |  | FALSE
2021-04-12 | ICU_demand |  |  |  | 369.23 |  |  | Relax Interventions 50% | Afghanistan | AFG |  |  | FALSE
2021-04-12 | infections |  |  |  | 25962.39 |  |  | Relax Interventions 50% | Afghanistan | AFG |  |  | FALSE
2021-04-12 | hospital_incidence |  |  |  | 242.34 |  |  | Relax Interventions 50% | Afghanistan | AFG |  |  | FALSE
2021-04-12 | ICU_incidence |  |  |  | 88.72 |  |  | Relax Interventions 50% | Afghanistan | AFG |  |  | FALSE
2021-04-12 | cumulative_infections |  |  |  | 8353792.67 |  |  | Relax Interventions 50% | Afghanistan | AFG |  |  | FALSE
2021-04-13 | hospital_demand |  |  |  | 2025.28 |  |  | Additional 50% Reduction | Afghanistan | AFG |  |  | FALSE
2021-04-13 | ICU_demand |  |  |  | 370.71 |  |  | Additional 50% Reduction | Afghanistan | AFG |  |  | FALSE
2021-04-13 | infections |  |  |  | 26113.1 |  |  | Additional 50% Reduction | Afghanistan | AFG |  |  | FALSE
2021-04-13 | hospital_incidence |  |  |  | 244.88 |  |  | Additional 50% Reduction | Afghanistan | AFG |  |  | FALSE
2021-04-13 | ICU_incidence |  |  |  | 89.76 |  |  | Additional 50% Reduction | Afghanistan | AFG |  |  | FALSE
2021-04-13 | cumulative_infections |  |  |  | 8379905.76 |  |  | Additional 50% Reduction | Afghanistan | AFG |  |  | FALSE
2021-04-13 | hospital_demand |  |  |  | 2025.28 |  |  | Maintain Status Quo | Afghanistan | AFG |  |  | FALSE
2021-04-13 | ICU_demand |  |  |  | 370.71 |  |  | Maintain Status Quo | Afghanistan | AFG |  |  | FALSE
2021-04-13 | infections |  |  |  | 26113.1 |  |  | Maintain Status Quo | Afghanistan | AFG |  |  | FALSE
2021-04-13 | hospital_incidence |  |  |  | 244.88 |  |  | Maintain Status Quo | Afghanistan | AFG |  |  | FALSE
2021-04-13 | ICU_incidence |  |  |  | 89.76 |  |  | Maintain Status Quo | Afghanistan | AFG |  |  | FALSE
2021-04-13 | cumulative_infections |  |  |  | 8379905.76 |  |  | Maintain Status Quo | Afghanistan | AFG |  |  | FALSE
2021-04-13 | hospital_demand |  |  |  | 2025.28 |  |  | Relax Interventions 50% | Afghanistan | AFG |  |  | FALSE
2021-04-13 | ICU_demand |  |  |  | 370.71 |  |  | Relax Interventions 50% | Afghanistan | AFG |  |  | FALSE
2021-04-13 | infections |  |  |  | 26113.1 |  |  | Relax Interventions 50% | Afghanistan | AFG |  |  | FALSE
2021-04-13 | hospital_incidence |  |  |  | 244.88 |  |  | Relax Interventions 50% | Afghanistan | AFG |  |  | FALSE
2021-04-13 | ICU_incidence |  |  |  | 89.76 |  |  | Relax Interventions 50% | Afghanistan | AFG |  |  | FALSE
2021-04-13 | cumulative_infections |  |  |  | 8379905.76 |  |  | Relax Interventions 50% | Afghanistan | AFG |  |  | FALSE
2021-04-14 | hospital_demand |  |  |  | 2056.29 |  |  | Additional 50% Reduction | Afghanistan | AFG |  |  | FALSE
2021-04-14 | ICU_demand |  |  |  | 372.16 |  |  | Additional 50% Reduction | Afghanistan | AFG |  |  | FALSE
2021-04-14 | infections |  |  |  | 26266.83 |  |  | Additional 50% Reduction | Afghanistan | AFG |  |  | FALSE
2021-04-14 | hospital_incidence |  |  |  | 247.43 |  |  | Additional 50% Reduction | Afghanistan | AFG |  |  | FALSE
2021-04-14 | ICU_incidence |  |  |  | 90.8 |  |  | Additional 50% Reduction | Afghanistan | AFG |  |  | FALSE
2021-04-14 | cumulative_infections |  |  |  | 8406172.6 |  |  | Additional 50% Reduction | Afghanistan | AFG |  |  | FALSE
2021-04-14 | hospital_demand |  |  |  | 2056.29 |  |  | Maintain Status Quo | Afghanistan | AFG |  |  | FALSE
2021-04-14 | ICU_demand |  |  |  | 372.16 |  |  | Maintain Status Quo | Afghanistan | AFG |  |  | FALSE
2021-04-14 | infections |  |  |  | 26266.83 |  |  | Maintain Status Quo | Afghanistan | AFG |  |  | FALSE
2021-04-14 | hospital_incidence |  |  |  | 247.43 |  |  | Maintain Status Quo | Afghanistan | AFG |  |  | FALSE
2021-04-14 | ICU_incidence |  |  |  | 90.8 |  |  | Maintain Status Quo | Afghanistan | AFG |  |  | FALSE
2021-04-14 | cumulative_infections |  |  |  | 8406172.6 |  |  | Maintain Status Quo | Afghanistan | AFG |  |  | FALSE
2021-04-14 | hospital_demand |  |  |  | 2056.29 |  |  | Relax Interventions 50% | Afghanistan | AFG |  |  | FALSE
2021-04-14 | ICU_demand |  |  |  | 372.16 |  |  | Relax Interventions 50% | Afghanistan | AFG |  |  | FALSE
2021-04-14 | infections |  |  |  | 26266.83 |  |  | Relax Interventions 50% | Afghanistan | AFG |  |  | FALSE
2021-04-14 | hospital_incidence |  |  |  | 247.43 |  |  | Relax Interventions 50% | Afghanistan | AFG |  |  | FALSE
2021-04-14 | ICU_incidence |  |  |  | 90.8 |  |  | Relax Interventions 50% | Afghanistan | AFG |  |  | FALSE
2021-04-14 | cumulative_infections |  |  |  | 8406172.6 |  |  | Relax Interventions 50% | Afghanistan | AFG |  |  | FALSE
2021-04-15 | hospital_demand |  |  |  | 2086.11 |  |  | Additional 50% Reduction | Afghanistan | AFG |  |  | FALSE
2021-04-15 | ICU_demand |  |  |  | 373.61 |  |  | Additional 50% Reduction | Afghanistan | AFG |  |  | FALSE
2021-04-15 | infections |  |  |  | 26423.56 |  |  | Additional 50% Reduction | Afghanistan | AFG |  |  | FALSE
2021-04-15 | hospital_incidence |  |  |  | 249.99 |  |  | Additional 50% Reduction | Afghanistan | AFG |  |  | FALSE
2021-04-15 | ICU_incidence |  |  |  | 91.85 |  |  | Additional 50% Reduction | Afghanistan | AFG |  |  | FALSE
2021-04-15 | cumulative_infections |  |  |  | 8432596.16 |  |  | Additional 50% Reduction | Afghanistan | AFG |  |  | FALSE
2021-04-15 | hospital_demand |  |  |  | 2086.11 |  |  | Maintain Status Quo | Afghanistan | AFG |  |  | FALSE
2021-04-15 | ICU_demand |  |  |  | 373.61 |  |  | Maintain Status Quo | Afghanistan | AFG |  |  | FALSE
2021-04-15 | infections |  |  |  | 26423.56 |  |  | Maintain Status Quo | Afghanistan | AFG |  |  | FALSE
2021-04-15 | hospital_incidence |  |  |  | 249.99 |  |  | Maintain Status Quo | Afghanistan | AFG |  |  | FALSE
2021-04-15 | ICU_incidence |  |  |  | 91.85 |  |  | Maintain Status Quo | Afghanistan | AFG |  |  | FALSE
2021-04-15 | cumulative_infections |  |  |  | 8432596.16 |  |  | Maintain Status Quo | Afghanistan | AFG |  |  | FALSE
2021-04-15 | hospital_demand |  |  |  | 2086.11 |  |  | Relax Interventions 50% | Afghanistan | AFG |  |  | FALSE
2021-04-15 | ICU_demand |  |  |  | 373.61 |  |  | Relax Interventions 50% | Afghanistan | AFG |  |  | FALSE
2021-04-15 | infections |  |  |  | 26423.56 |  |  | Relax Interventions 50% | Afghanistan | AFG |  |  | FALSE
2021-04-15 | hospital_incidence |  |  |  | 249.99 |  |  | Relax Interventions 50% | Afghanistan | AFG |  |  | FALSE
2021-04-15 | ICU_incidence |  |  |  | 91.85 |  |  | Relax Interventions 50% | Afghanistan | AFG |  |  | FALSE
2021-04-15 | cumulative_infections |  |  |  | 8432596.16 |  |  | Relax Interventions 50% | Afghanistan | AFG |  |  | FALSE
2021-04-16 | hospital_demand |  |  |  | 2114.91 |  |  | Additional 50% Reduction | Afghanistan | AFG |  |  | FALSE
2021-04-16 | ICU_demand |  |  |  | 375.05 |  |  | Additional 50% Reduction | Afghanistan | AFG |  |  | FALSE
2021-04-16 | infections |  |  |  | 26624.18 |  |  | Additional 50% Reduction | Afghanistan | AFG |  |  | FALSE
2021-04-16 | hospital_incidence |  |  |  | 252.59 |  |  | Additional 50% Reduction | Afghanistan | AFG |  |  | FALSE
2021-04-16 | ICU_incidence |  |  |  | 92.91 |  |  | Additional 50% Reduction | Afghanistan | AFG |  |  | FALSE
2021-04-16 | cumulative_infections |  |  |  | 8459220.34 |  |  | Additional 50% Reduction | Afghanistan | AFG |  |  | FALSE
2021-04-16 | hospital_demand |  |  |  | 2114.91 |  |  | Maintain Status Quo | Afghanistan | AFG |  |  | FALSE
2021-04-16 | ICU_demand |  |  |  | 375.05 |  |  | Maintain Status Quo | Afghanistan | AFG |  |  | FALSE
2021-04-16 | infections |  |  |  | 26624.18 |  |  | Maintain Status Quo | Afghanistan | AFG |  |  | FALSE
2021-04-16 | hospital_incidence |  |  |  | 252.59 |  |  | Maintain Status Quo | Afghanistan | AFG |  |  | FALSE
2021-04-16 | ICU_incidence |  |  |  | 92.91 |  |  | Maintain Status Quo | Afghanistan | AFG |  |  | FALSE
2021-04-16 | cumulative_infections |  |  |  | 8459220.34 |  |  | Maintain Status Quo | Afghanistan | AFG |  |  | FALSE
2021-04-16 | hospital_demand |  |  |  | 2114.91 |  |  | Relax Interventions 50% | Afghanistan | AFG |  |  | FALSE
2021-04-16 | ICU_demand |  |  |  | 375.05 |  |  | Relax Interventions 50% | Afghanistan | AFG |  |  | FALSE
2021-04-16 | infections |  |  |  | 26624.18 |  |  | Relax Interventions 50% | Afghanistan | AFG |  |  | FALSE
2021-04-16 | hospital_incidence |  |  |  | 252.59 |  |  | Relax Interventions 50% | Afghanistan | AFG |  |  | FALSE
2021-04-16 | ICU_incidence |  |  |  | 92.91 |  |  | Relax Interventions 50% | Afghanistan | AFG |  |  | FALSE
2021-04-16 | cumulative_infections |  |  |  | 8459220.34 |  |  | Relax Interventions 50% | Afghanistan | AFG |  |  | FALSE
2021-04-17 | hospital_demand |  |  |  | 2142.89 |  |  | Additional 50% Reduction | Afghanistan | AFG |  |  | FALSE
2021-04-17 | ICU_demand |  |  |  | 376.5 |  |  | Additional 50% Reduction | Afghanistan | AFG |  |  | FALSE
2021-04-17 | infections |  |  |  | 26871.6 |  |  | Additional 50% Reduction | Afghanistan | AFG |  |  | FALSE
2021-04-17 | hospital_incidence |  |  |  | 255.27 |  |  | Additional 50% Reduction | Afghanistan | AFG |  |  | FALSE
2021-04-17 | ICU_incidence |  |  |  | 94 |  |  | Additional 50% Reduction | Afghanistan | AFG |  |  | FALSE
2021-04-17 | cumulative_infections |  |  |  | 8486091.93 |  |  | Additional 50% Reduction | Afghanistan | AFG |  |  | FALSE
2021-04-17 | hospital_demand |  |  |  | 2142.89 |  |  | Maintain Status Quo | Afghanistan | AFG |  |  | FALSE
2021-04-17 | ICU_demand |  |  |  | 376.5 |  |  | Maintain Status Quo | Afghanistan | AFG |  |  | FALSE
2021-04-17 | infections |  |  |  | 26871.6 |  |  | Maintain Status Quo | Afghanistan | AFG |  |  | FALSE
2021-04-17 | hospital_incidence |  |  |  | 255.27 |  |  | Maintain Status Quo | Afghanistan | AFG |  |  | FALSE
2021-04-17 | ICU_incidence |  |  |  | 94 |  |  | Maintain Status Quo | Afghanistan | AFG |  |  | FALSE
2021-04-17 | cumulative_infections |  |  |  | 8486091.93 |  |  | Maintain Status Quo | Afghanistan | AFG |  |  | FALSE
2021-04-17 | hospital_demand |  |  |  | 2142.89 |  |  | Relax Interventions 50% | Afghanistan | AFG |  |  | FALSE
2021-04-17 | ICU_demand |  |  |  | 376.5 |  |  | Relax Interventions 50% | Afghanistan | AFG |  |  | FALSE
2021-04-17 | infections |  |  |  | 26871.6 |  |  | Relax Interventions 50% | Afghanistan | AFG |  |  | FALSE
2021-04-17 | hospital_incidence |  |  |  | 255.27 |  |  | Relax Interventions 50% | Afghanistan | AFG |  |  | FALSE
2021-04-17 | ICU_incidence |  |  |  | 94 |  |  | Relax Interventions 50% | Afghanistan | AFG |  |  | FALSE
2021-04-17 | cumulative_infections |  |  |  | 8486091.93 |  |  | Relax Interventions 50% | Afghanistan | AFG |  |  | FALSE
2021-04-18 | hospital_demand |  |  |  | 2170.28 |  |  | Additional 50% Reduction | Afghanistan | AFG |  |  | FALSE
2021-04-18 | ICU_demand |  |  |  | 377.98 |  |  | Additional 50% Reduction | Afghanistan | AFG |  |  | FALSE
2021-04-18 | infections |  |  |  | 27134.22 |  |  | Additional 50% Reduction | Afghanistan | AFG |  |  | FALSE
2021-04-18 | hospital_incidence |  |  |  | 258.09 |  |  | Additional 50% Reduction | Afghanistan | AFG |  |  | FALSE
2021-04-18 | ICU_incidence |  |  |  | 95.16 |  |  | Additional 50% Reduction | Afghanistan | AFG |  |  | FALSE
2021-04-18 | cumulative_infections |  |  |  | 8513226.15 |  |  | Additional 50% Reduction | Afghanistan | AFG |  |  | FALSE
2021-04-18 | hospital_demand |  |  |  | 2170.28 |  |  | Maintain Status Quo | Afghanistan | AFG |  |  | FALSE
2021-04-18 | ICU_demand |  |  |  | 377.98 |  |  | Maintain Status Quo | Afghanistan | AFG |  |  | FALSE
2021-04-18 | infections |  |  |  | 27134.22 |  |  | Maintain Status Quo | Afghanistan | AFG |  |  | FALSE
2021-04-18 | hospital_incidence |  |  |  | 258.09 |  |  | Maintain Status Quo | Afghanistan | AFG |  |  | FALSE
2021-04-18 | ICU_incidence |  |  |  | 95.16 |  |  | Maintain Status Quo | Afghanistan | AFG |  |  | FALSE
2021-04-18 | cumulative_infections |  |  |  | 8513226.15 |  |  | Maintain Status Quo | Afghanistan | AFG |  |  | FALSE
2021-04-18 | hospital_demand |  |  |  | 2170.28 |  |  | Relax Interventions 50% | Afghanistan | AFG |  |  | FALSE
2021-04-18 | ICU_demand |  |  |  | 377.98 |  |  | Relax Interventions 50% | Afghanistan | AFG |  |  | FALSE
2021-04-18 | infections |  |  |  | 27134.22 |  |  | Relax Interventions 50% | Afghanistan | AFG |  |  | FALSE
2021-04-18 | hospital_incidence |  |  |  | 258.09 |  |  | Relax Interventions 50% | Afghanistan | AFG |  |  | FALSE
2021-04-18 | ICU_incidence |  |  |  | 95.16 |  |  | Relax Interventions 50% | Afghanistan | AFG |  |  | FALSE
2021-04-18 | cumulative_infections |  |  |  | 8513226.15 |  |  | Relax Interventions 50% | Afghanistan | AFG |  |  | FALSE
2021-04-19 | hospital_demand |  |  |  | 2197.36 |  |  | Additional 50% Reduction | Afghanistan | AFG |  |  | FALSE
2021-04-19 | ICU_demand |  |  |  | 379.52 |  |  | Additional 50% Reduction | Afghanistan | AFG |  |  | FALSE
2021-04-19 | infections |  |  |  | 27400.24 |  |  | Additional 50% Reduction | Afghanistan | AFG |  |  | FALSE
2021-04-19 | hospital_incidence |  |  |  | 261.08 |  |  | Additional 50% Reduction | Afghanistan | AFG |  |  | FALSE
2021-04-19 | ICU_incidence |  |  |  | 96.38 |  |  | Additional 50% Reduction | Afghanistan | AFG |  |  | FALSE
2021-04-19 | cumulative_infections |  |  |  | 8540626.39 |  |  | Additional 50% Reduction | Afghanistan | AFG |  |  | FALSE
2021-04-19 | hospital_demand |  |  |  | 2197.36 |  |  | Maintain Status Quo | Afghanistan | AFG |  |  | FALSE
2021-04-19 | ICU_demand |  |  |  | 379.52 |  |  | Maintain Status Quo | Afghanistan | AFG |  |  | FALSE
2021-04-19 | infections |  |  |  | 27400.24 |  |  | Maintain Status Quo | Afghanistan | AFG |  |  | FALSE
2021-04-19 | hospital_incidence |  |  |  | 261.08 |  |  | Maintain Status Quo | Afghanistan | AFG |  |  | FALSE
2021-04-19 | ICU_incidence |  |  |  | 96.38 |  |  | Maintain Status Quo | Afghanistan | AFG |  |  | FALSE
2021-04-19 | cumulative_infections |  |  |  | 8540626.39 |  |  | Maintain Status Quo | Afghanistan | AFG |  |  | FALSE
2021-04-19 | hospital_demand |  |  |  | 2197.36 |  |  | Relax Interventions 50% | Afghanistan | AFG |  |  | FALSE
2021-04-19 | ICU_demand |  |  |  | 379.52 |  |  | Relax Interventions 50% | Afghanistan | AFG |  |  | FALSE
2021-04-19 | infections |  |  |  | 27400.24 |  |  | Relax Interventions 50% | Afghanistan | AFG |  |  | FALSE
2021-04-19 | hospital_incidence |  |  |  | 261.08 |  |  | Relax Interventions 50% | Afghanistan | AFG |  |  | FALSE
2021-04-19 | ICU_incidence |  |  |  | 96.38 |  |  | Relax Interventions 50% | Afghanistan | AFG |  |  | FALSE
2021-04-19 | cumulative_infections |  |  |  | 8540626.39 |  |  | Relax Interventions 50% | Afghanistan | AFG |  |  | FALSE
2021-04-20 | hospital_demand |  |  |  | 2224.36 |  |  | Additional 50% Reduction | Afghanistan | AFG |  |  | FALSE
2021-04-20 | ICU_demand |  |  |  | 381.12 |  |  | Additional 50% Reduction | Afghanistan | AFG |  |  | FALSE
2021-04-20 | infections |  |  |  | 27666.73 |  |  | Additional 50% Reduction | Afghanistan | AFG |  |  | FALSE
2021-04-20 | hospital_incidence |  |  |  | 264.24 |  |  | Additional 50% Reduction | Afghanistan | AFG |  |  | FALSE
2021-04-20 | ICU_incidence |  |  |  | 97.66 |  |  | Additional 50% Reduction | Afghanistan | AFG |  |  | FALSE
2021-04-20 | cumulative_infections |  |  |  | 8568293.12 |  |  | Additional 50% Reduction | Afghanistan | AFG |  |  | FALSE
2021-04-20 | hospital_demand |  |  |  | 2224.36 |  |  | Maintain Status Quo | Afghanistan | AFG |  |  | FALSE
2021-04-20 | ICU_demand |  |  |  | 381.12 |  |  | Maintain Status Quo | Afghanistan | AFG |  |  | FALSE
2021-04-20 | infections |  |  |  | 27666.73 |  |  | Maintain Status Quo | Afghanistan | AFG |  |  | FALSE
2021-04-20 | hospital_incidence |  |  |  | 264.24 |  |  | Maintain Status Quo | Afghanistan | AFG |  |  | FALSE
2021-04-20 | ICU_incidence |  |  |  | 97.66 |  |  | Maintain Status Quo | Afghanistan | AFG |  |  | FALSE
2021-04-20 | cumulative_infections |  |  |  | 8568293.12 |  |  | Maintain Status Quo | Afghanistan | AFG |  |  | FALSE
2021-04-20 | hospital_demand |  |  |  | 2224.36 |  |  | Relax Interventions 50% | Afghanistan | AFG |  |  | FALSE
2021-04-20 | ICU_demand |  |  |  | 381.12 |  |  | Relax Interventions 50% | Afghanistan | AFG |  |  | FALSE
2021-04-20 | infections |  |  |  | 27666.73 |  |  | Relax Interventions 50% | Afghanistan | AFG |  |  | FALSE
2021-04-20 | hospital_incidence |  |  |  | 264.24 |  |  | Relax Interventions 50% | Afghanistan | AFG |  |  | FALSE
2021-04-20 | ICU_incidence |  |  |  | 97.66 |  |  | Relax Interventions 50% | Afghanistan | AFG |  |  | FALSE
2021-04-20 | cumulative_infections |  |  |  | 8568293.12 |  |  | Relax Interventions 50% | Afghanistan | AFG |  |  | FALSE
2021-04-21 | hospital_demand |  |  |  | 2251.51 |  |  | Additional 50% Reduction | Afghanistan | AFG |  |  | FALSE
2021-04-21 | ICU_demand |  |  |  | 382.79 |  |  | Additional 50% Reduction | Afghanistan | AFG |  |  | FALSE
2021-04-21 | infections |  |  |  | 27933.99 |  |  | Additional 50% Reduction | Afghanistan | AFG |  |  | FALSE
2021-04-21 | hospital_incidence |  |  |  | 267.55 |  |  | Additional 50% Reduction | Afghanistan | AFG |  |  | FALSE
2021-04-21 | ICU_incidence |  |  |  | 99 |  |  | Additional 50% Reduction | Afghanistan | AFG |  |  | FALSE
2021-04-21 | cumulative_infections |  |  |  | 8596227.11 |  |  | Additional 50% Reduction | Afghanistan | AFG |  |  | FALSE
2021-04-21 | hospital_demand |  |  |  | 2251.51 |  |  | Maintain Status Quo | Afghanistan | AFG |  |  | FALSE
2021-04-21 | ICU_demand |  |  |  | 382.79 |  |  | Maintain Status Quo | Afghanistan | AFG |  |  | FALSE
2021-04-21 | infections |  |  |  | 27933.99 |  |  | Maintain Status Quo | Afghanistan | AFG |  |  | FALSE
2021-04-21 | hospital_incidence |  |  |  | 267.55 |  |  | Maintain Status Quo | Afghanistan | AFG |  |  | FALSE
2021-04-21 | ICU_incidence |  |  |  | 99 |  |  | Maintain Status Quo | Afghanistan | AFG |  |  | FALSE
2021-04-21 | cumulative_infections |  |  |  | 8596227.11 |  |  | Maintain Status Quo | Afghanistan | AFG |  |  | FALSE
2021-04-21 | hospital_demand |  |  |  | 2251.51 |  |  | Relax Interventions 50% | Afghanistan | AFG |  |  | FALSE
2021-04-21 | ICU_demand |  |  |  | 382.79 |  |  | Relax Interventions 50% | Afghanistan | AFG |  |  | FALSE
2021-04-21 | infections |  |  |  | 27933.99 |  |  | Relax Interventions 50% | Afghanistan | AFG |  |  | FALSE
2021-04-21 | hospital_incidence |  |  |  | 267.55 |  |  | Relax Interventions 50% | Afghanistan | AFG |  |  | FALSE
2021-04-21 | ICU_incidence |  |  |  | 99 |  |  | Relax Interventions 50% | Afghanistan | AFG |  |  | FALSE
2021-04-21 | cumulative_infections |  |  |  | 8596227.11 |  |  | Relax Interventions 50% | Afghanistan | AFG |  |  | FALSE
2021-04-22 | hospital_demand |  |  |  | 2278.96 |  |  | Additional 50% Reduction | Afghanistan | AFG |  |  | FALSE
2021-04-22 | ICU_demand |  |  |  | 384.52 |  |  | Additional 50% Reduction | Afghanistan | AFG |  |  | FALSE
2021-04-22 | infections |  |  |  | 28203.01 |  |  | Additional 50% Reduction | Afghanistan | AFG |  |  | FALSE
2021-04-22 | hospital_incidence |  |  |  | 270.99 |  |  | Additional 50% Reduction | Afghanistan | AFG |  |  | FALSE
2021-04-22 | ICU_incidence |  |  |  | 100.39 |  |  | Additional 50% Reduction | Afghanistan | AFG |  |  | FALSE
2021-04-22 | cumulative_infections |  |  |  | 8624430.12 |  |  | Additional 50% Reduction | Afghanistan | AFG |  |  | FALSE
2021-04-22 | hospital_demand |  |  |  | 2278.96 |  |  | Maintain Status Quo | Afghanistan | AFG |  |  | FALSE
2021-04-22 | ICU_demand |  |  |  | 384.52 |  |  | Maintain Status Quo | Afghanistan | AFG |  |  | FALSE
2021-04-22 | infections |  |  |  | 28203.01 |  |  | Maintain Status Quo | Afghanistan | AFG |  |  | FALSE
2021-04-22 | hospital_incidence |  |  |  | 270.99 |  |  | Maintain Status Quo | Afghanistan | AFG |  |  | FALSE
2021-04-22 | ICU_incidence |  |  |  | 100.39 |  |  | Maintain Status Quo | Afghanistan | AFG |  |  | FALSE
2021-04-22 | cumulative_infections |  |  |  | 8624430.12 |  |  | Maintain Status Quo | Afghanistan | AFG |  |  | FALSE
2021-04-22 | hospital_demand |  |  |  | 2278.96 |  |  | Relax Interventions 50% | Afghanistan | AFG |  |  | FALSE
2021-04-22 | ICU_demand |  |  |  | 384.52 |  |  | Relax Interventions 50% | Afghanistan | AFG |  |  | FALSE
2021-04-22 | infections |  |  |  | 28203.01 |  |  | Relax Interventions 50% | Afghanistan | AFG |  |  | FALSE
2021-04-22 | hospital_incidence |  |  |  | 270.99 |  |  | Relax Interventions 50% | Afghanistan | AFG |  |  | FALSE
2021-04-22 | ICU_incidence |  |  |  | 100.39 |  |  | Relax Interventions 50% | Afghanistan | AFG |  |  | FALSE
2021-04-22 | cumulative_infections |  |  |  | 8624430.12 |  |  | Relax Interventions 50% | Afghanistan | AFG |  |  | FALSE
2021-04-23 | hospital_demand |  |  |  | 2306.85 |  |  | Additional 50% Reduction | Afghanistan | AFG |  |  | FALSE
2021-04-23 | ICU_demand |  |  |  | 386.3 |  |  | Additional 50% Reduction | Afghanistan | AFG |  |  | FALSE
2021-04-23 | infections |  |  |  | 28474.66 |  |  | Additional 50% Reduction | Afghanistan | AFG |  |  | FALSE
2021-04-23 | hospital_incidence |  |  |  | 274.55 |  |  | Additional 50% Reduction | Afghanistan | AFG |  |  | FALSE
2021-04-23 | ICU_incidence |  |  |  | 101.82 |  |  | Additional 50% Reduction | Afghanistan | AFG |  |  | FALSE
2021-04-23 | cumulative_infections |  |  |  | 8652904.79 |  |  | Additional 50% Reduction | Afghanistan | AFG |  |  | FALSE
2021-04-23 | hospital_demand |  |  |  | 2306.85 |  |  | Maintain Status Quo | Afghanistan | AFG |  |  | FALSE
2021-04-23 | ICU_demand |  |  |  | 386.3 |  |  | Maintain Status Quo | Afghanistan | AFG |  |  | FALSE
2021-04-23 | infections |  |  |  | 28474.66 |  |  | Maintain Status Quo | Afghanistan | AFG |  |  | FALSE
2021-04-23 | hospital_incidence |  |  |  | 274.55 |  |  | Maintain Status Quo | Afghanistan | AFG |  |  | FALSE
2021-04-23 | ICU_incidence |  |  |  | 101.82 |  |  | Maintain Status Quo | Afghanistan | AFG |  |  | FALSE
2021-04-23 | cumulative_infections |  |  |  | 8652904.79 |  |  | Maintain Status Quo | Afghanistan | AFG |  |  | FALSE
2021-04-23 | hospital_demand |  |  |  | 2306.85 |  |  | Relax Interventions 50% | Afghanistan | AFG |  |  | FALSE
2021-04-23 | ICU_demand |  |  |  | 386.3 |  |  | Relax Interventions 50% | Afghanistan | AFG |  |  | FALSE
2021-04-23 | infections |  |  |  | 28474.66 |  |  | Relax Interventions 50% | Afghanistan | AFG |  |  | FALSE
2021-04-23 | hospital_incidence |  |  |  | 274.55 |  |  | Relax Interventions 50% | Afghanistan | AFG |  |  | FALSE
2021-04-23 | ICU_incidence |  |  |  | 101.82 |  |  | Relax Interventions 50% | Afghanistan | AFG |  |  | FALSE
2021-04-23 | cumulative_infections |  |  |  | 8652904.79 |  |  | Relax Interventions 50% | Afghanistan | AFG |  |  | FALSE
2021-04-24 | hospital_demand |  |  |  | 2335.27 |  |  | Additional 50% Reduction | Afghanistan | AFG |  |  | FALSE
2021-04-24 | ICU_demand |  |  |  | 388.13 |  |  | Additional 50% Reduction | Afghanistan | AFG |  |  | FALSE
2021-04-24 | infections |  |  |  | 28749.44 |  |  | Additional 50% Reduction | Afghanistan | AFG |  |  | FALSE
2021-04-24 | hospital_incidence |  |  |  | 278.19 |  |  | Additional 50% Reduction | Afghanistan | AFG |  |  | FALSE
2021-04-24 | ICU_incidence |  |  |  | 103.28 |  |  | Additional 50% Reduction | Afghanistan | AFG |  |  | FALSE
2021-04-24 | cumulative_infections |  |  |  | 8681654.23 |  |  | Additional 50% Reduction | Afghanistan | AFG |  |  | FALSE
2021-04-24 | hospital_demand |  |  |  | 2335.27 |  |  | Maintain Status Quo | Afghanistan | AFG |  |  | FALSE
2021-04-24 | ICU_demand |  |  |  | 388.13 |  |  | Maintain Status Quo | Afghanistan | AFG |  |  | FALSE
2021-04-24 | infections |  |  |  | 28749.44 |  |  | Maintain Status Quo | Afghanistan | AFG |  |  | FALSE
2021-04-24 | hospital_incidence |  |  |  | 278.19 |  |  | Maintain Status Quo | Afghanistan | AFG |  |  | FALSE
2021-04-24 | ICU_incidence |  |  |  | 103.28 |  |  | Maintain Status Quo | Afghanistan | AFG |  |  | FALSE
2021-04-24 | cumulative_infections |  |  |  | 8681654.23 |  |  | Maintain Status Quo | Afghanistan | AFG |  |  | FALSE
2021-04-24 | hospital_demand |  |  |  | 2335.27 |  |  | Relax Interventions 50% | Afghanistan | AFG |  |  | FALSE
2021-04-24 | ICU_demand |  |  |  | 388.13 |  |  | Relax Interventions 50% | Afghanistan | AFG |  |  | FALSE
2021-04-24 | infections |  |  |  | 28749.44 |  |  | Relax Interventions 50% | Afghanistan | AFG |  |  | FALSE
2021-04-24 | hospital_incidence |  |  |  | 278.19 |  |  | Relax Interventions 50% | Afghanistan | AFG |  |  | FALSE
2021-04-24 | ICU_incidence |  |  |  | 103.28 |  |  | Relax Interventions 50% | Afghanistan | AFG |  |  | FALSE
2021-04-24 | cumulative_infections |  |  |  | 8681654.23 |  |  | Relax Interventions 50% | Afghanistan | AFG |  |  | FALSE
2021-04-25 | hospital_demand |  |  |  | 2364.26 |  |  | Additional 50% Reduction | Afghanistan | AFG |  |  | FALSE
2021-04-25 | ICU_demand |  |  |  | 390 |  |  | Additional 50% Reduction | Afghanistan | AFG |  |  | FALSE
2021-04-25 | infections |  |  |  | 29027.59 |  |  | Additional 50% Reduction | Afghanistan | AFG |  |  | FALSE
2021-04-25 | hospital_incidence |  |  |  | 281.9 |  |  | Additional 50% Reduction | Afghanistan | AFG |  |  | FALSE
2021-04-25 | ICU_incidence |  |  |  | 104.77 |  |  | Additional 50% Reduction | Afghanistan | AFG |  |  | FALSE
2021-04-25 | cumulative_infections |  |  |  | 8710681.82 |  |  | Additional 50% Reduction | Afghanistan | AFG |  |  | FALSE
2021-04-25 | hospital_demand |  |  |  | 2364.26 |  |  | Maintain Status Quo | Afghanistan | AFG |  |  | FALSE
2021-04-25 | ICU_demand |  |  |  | 390 |  |  | Maintain Status Quo | Afghanistan | AFG |  |  | FALSE
2021-04-25 | infections |  |  |  | 29027.59 |  |  | Maintain Status Quo | Afghanistan | AFG |  |  | FALSE
2021-04-25 | hospital_incidence |  |  |  | 281.9 |  |  | Maintain Status Quo | Afghanistan | AFG |  |  | FALSE
2021-04-25 | ICU_incidence |  |  |  | 104.77 |  |  | Maintain Status Quo | Afghanistan | AFG |  |  | FALSE
2021-04-25 | cumulative_infections |  |  |  | 8710681.82 |  |  | Maintain Status Quo | Afghanistan | AFG |  |  | FALSE
2021-04-25 | hospital_demand |  |  |  | 2364.26 |  |  | Relax Interventions 50% | Afghanistan | AFG |  |  | FALSE
2021-04-25 | ICU_demand |  |  |  | 390 |  |  | Relax Interventions 50% | Afghanistan | AFG |  |  | FALSE
2021-04-25 | infections |  |  |  | 29027.59 |  |  | Relax Interventions 50% | Afghanistan | AFG |  |  | FALSE
2021-04-25 | hospital_incidence |  |  |  | 281.9 |  |  | Relax Interventions 50% | Afghanistan | AFG |  |  | FALSE
2021-04-25 | ICU_incidence |  |  |  | 104.77 |  |  | Relax Interventions 50% | Afghanistan | AFG |  |  | FALSE
2021-04-25 | cumulative_infections |  |  |  | 8710681.82 |  |  | Relax Interventions 50% | Afghanistan | AFG |  |  | FALSE
2021-04-26 | hospital_demand |  |  |  | 2393.84 |  |  | Additional 50% Reduction | Afghanistan | AFG |  |  | FALSE
2021-04-26 | ICU_demand |  |  |  | 391.9 |  |  | Additional 50% Reduction | Afghanistan | AFG |  |  | FALSE
2021-04-26 | infections |  |  |  | 29309.14 |  |  | Additional 50% Reduction | Afghanistan | AFG |  |  | FALSE
2021-04-26 | hospital_incidence |  |  |  | 285.68 |  |  | Additional 50% Reduction | Afghanistan | AFG |  |  | FALSE
2021-04-26 | ICU_incidence |  |  |  | 106.28 |  |  | Additional 50% Reduction | Afghanistan | AFG |  |  | FALSE
2021-04-26 | cumulative_infections |  |  |  | 8739990.96 |  |  | Additional 50% Reduction | Afghanistan | AFG |  |  | FALSE
2021-04-26 | hospital_demand |  |  |  | 2393.84 |  |  | Maintain Status Quo | Afghanistan | AFG |  |  | FALSE
2021-04-26 | ICU_demand |  |  |  | 391.9 |  |  | Maintain Status Quo | Afghanistan | AFG |  |  | FALSE
2021-04-26 | infections |  |  |  | 29309.14 |  |  | Maintain Status Quo | Afghanistan | AFG |  |  | FALSE
2021-04-26 | hospital_incidence |  |  |  | 285.68 |  |  | Maintain Status Quo | Afghanistan | AFG |  |  | FALSE
2021-04-26 | ICU_incidence |  |  |  | 106.28 |  |  | Maintain Status Quo | Afghanistan | AFG |  |  | FALSE
2021-04-26 | cumulative_infections |  |  |  | 8739990.96 |  |  | Maintain Status Quo | Afghanistan | AFG |  |  | FALSE
2021-04-26 | hospital_demand |  |  |  | 2393.84 |  |  | Relax Interventions 50% | Afghanistan | AFG |  |  | FALSE
2021-04-26 | ICU_demand |  |  |  | 391.9 |  |  | Relax Interventions 50% | Afghanistan | AFG |  |  | FALSE
2021-04-26 | infections |  |  |  | 29309.14 |  |  | Relax Interventions 50% | Afghanistan | AFG |  |  | FALSE
2021-04-26 | hospital_incidence |  |  |  | 285.68 |  |  | Relax Interventions 50% | Afghanistan | AFG |  |  | FALSE
2021-04-26 | ICU_incidence |  |  |  | 106.28 |  |  | Relax Interventions 50% | Afghanistan | AFG |  |  | FALSE
2021-04-26 | cumulative_infections |  |  |  | 8739990.96 |  |  | Relax Interventions 50% | Afghanistan | AFG |  |  | FALSE
2021-04-27 | hospital_demand |  |  |  | 2424.03 |  |  | Additional 50% Reduction | Afghanistan | AFG |  |  | FALSE
2021-04-27 | ICU_demand |  |  |  | 393.84 |  |  | Additional 50% Reduction | Afghanistan | AFG |  |  | FALSE
2021-04-27 | infections |  |  |  | 29594.07 |  |  | Additional 50% Reduction | Afghanistan | AFG |  |  | FALSE
2021-04-27 | hospital_incidence |  |  |  | 289.5 |  |  | Additional 50% Reduction | Afghanistan | AFG |  |  | FALSE
2021-04-27 | ICU_incidence |  |  |  | 107.8 |  |  | Additional 50% Reduction | Afghanistan | AFG |  |  | FALSE
2021-04-27 | cumulative_infections |  |  |  | 8769585.03 |  |  | Additional 50% Reduction | Afghanistan | AFG |  |  | FALSE
2021-04-27 | hospital_demand |  |  |  | 2424.03 |  |  | Maintain Status Quo | Afghanistan | AFG |  |  | FALSE
2021-04-27 | ICU_demand |  |  |  | 393.84 |  |  | Maintain Status Quo | Afghanistan | AFG |  |  | FALSE
2021-04-27 | infections |  |  |  | 29594.07 |  |  | Maintain Status Quo | Afghanistan | AFG |  |  | FALSE
2021-04-27 | hospital_incidence |  |  |  | 289.5 |  |  | Maintain Status Quo | Afghanistan | AFG |  |  | FALSE
2021-04-27 | ICU_incidence |  |  |  | 107.8 |  |  | Maintain Status Quo | Afghanistan | AFG |  |  | FALSE
2021-04-27 | cumulative_infections |  |  |  | 8769585.03 |  |  | Maintain Status Quo | Afghanistan | AFG |  |  | FALSE
2021-04-27 | hospital_demand |  |  |  | 2424.03 |  |  | Relax Interventions 50% | Afghanistan | AFG |  |  | FALSE
2021-04-27 | ICU_demand |  |  |  | 393.84 |  |  | Relax Interventions 50% | Afghanistan | AFG |  |  | FALSE
2021-04-27 | infections |  |  |  | 29594.07 |  |  | Relax Interventions 50% | Afghanistan | AFG |  |  | FALSE
2021-04-27 | hospital_incidence |  |  |  | 289.5 |  |  | Relax Interventions 50% | Afghanistan | AFG |  |  | FALSE
2021-04-27 | ICU_incidence |  |  |  | 107.8 |  |  | Relax Interventions 50% | Afghanistan | AFG |  |  | FALSE
2021-04-27 | cumulative_infections |  |  |  | 8769585.03 |  |  | Relax Interventions 50% | Afghanistan | AFG |  |  | FALSE
2021-04-28 | hospital_demand |  |  |  | 2454.82 |  |  | Additional 50% Reduction | Afghanistan | AFG |  |  | FALSE
2021-04-28 | ICU_demand |  |  |  | 395.81 |  |  | Additional 50% Reduction | Afghanistan | AFG |  |  | FALSE
2021-04-28 | infections |  |  |  | 29882.28 |  |  | Additional 50% Reduction | Afghanistan | AFG |  |  | FALSE
2021-04-28 | hospital_incidence |  |  |  | 293.38 |  |  | Additional 50% Reduction | Afghanistan | AFG |  |  | FALSE
2021-04-28 | ICU_incidence |  |  |  | 109.35 |  |  | Additional 50% Reduction | Afghanistan | AFG |  |  | FALSE
2021-04-28 | cumulative_infections |  |  |  | 8799467.3 |  |  | Additional 50% Reduction | Afghanistan | AFG |  |  | FALSE
2021-04-28 | hospital_demand |  |  |  | 2454.82 |  |  | Maintain Status Quo | Afghanistan | AFG |  |  | FALSE
2021-04-28 | ICU_demand |  |  |  | 395.81 |  |  | Maintain Status Quo | Afghanistan | AFG |  |  | FALSE
2021-04-28 | infections |  |  |  | 29882.28 |  |  | Maintain Status Quo | Afghanistan | AFG |  |  | FALSE
2021-04-28 | hospital_incidence |  |  |  | 293.38 |  |  | Maintain Status Quo | Afghanistan | AFG |  |  | FALSE
2021-04-28 | ICU_incidence |  |  |  | 109.35 |  |  | Maintain Status Quo | Afghanistan | AFG |  |  | FALSE
2021-04-28 | cumulative_infections |  |  |  | 8799467.3 |  |  | Maintain Status Quo | Afghanistan | AFG |  |  | FALSE
2021-04-28 | hospital_demand |  |  |  | 2454.82 |  |  | Relax Interventions 50% | Afghanistan | AFG |  |  | FALSE
2021-04-28 | ICU_demand |  |  |  | 395.81 |  |  | Relax Interventions 50% | Afghanistan | AFG |  |  | FALSE
2021-04-28 | infections |  |  |  | 29882.28 |  |  | Relax Interventions 50% | Afghanistan | AFG |  |  | FALSE
2021-04-28 | hospital_incidence |  |  |  | 293.38 |  |  | Relax Interventions 50% | Afghanistan | AFG |  |  | FALSE
2021-04-28 | ICU_incidence |  |  |  | 109.35 |  |  | Relax Interventions 50% | Afghanistan | AFG |  |  | FALSE
2021-04-28 | cumulative_infections |  |  |  | 8799467.3 |  |  | Relax Interventions 50% | Afghanistan | AFG |  |  | FALSE
2021-04-29 | hospital_demand |  |  |  | 2486.18 |  |  | Additional 50% Reduction | Afghanistan | AFG |  |  | FALSE
2021-04-29 | ICU_demand |  |  |  | 397.8 |  |  | Additional 50% Reduction | Afghanistan | AFG |  |  | FALSE
2021-04-29 | infections |  |  |  | 30173.65 |  |  | Additional 50% Reduction | Afghanistan | AFG |  |  | FALSE
2021-04-29 | hospital_incidence |  |  |  | 297.29 |  |  | Additional 50% Reduction | Afghanistan | AFG |  |  | FALSE
2021-04-29 | ICU_incidence |  |  |  | 110.91 |  |  | Additional 50% Reduction | Afghanistan | AFG |  |  | FALSE
2021-04-29 | cumulative_infections |  |  |  | 8829640.95 |  |  | Additional 50% Reduction | Afghanistan | AFG |  |  | FALSE
2021-04-29 | hospital_demand |  |  |  | 2486.18 |  |  | Maintain Status Quo | Afghanistan | AFG |  |  | FALSE
2021-04-29 | ICU_demand |  |  |  | 397.8 |  |  | Maintain Status Quo | Afghanistan | AFG |  |  | FALSE
2021-04-29 | infections |  |  |  | 30173.65 |  |  | Maintain Status Quo | Afghanistan | AFG |  |  | FALSE
2021-04-29 | hospital_incidence |  |  |  | 297.29 |  |  | Maintain Status Quo | Afghanistan | AFG |  |  | FALSE
2021-04-29 | ICU_incidence |  |  |  | 110.91 |  |  | Maintain Status Quo | Afghanistan | AFG |  |  | FALSE
2021-04-29 | cumulative_infections |  |  |  | 8829640.95 |  |  | Maintain Status Quo | Afghanistan | AFG |  |  | FALSE
2021-04-29 | hospital_demand |  |  |  | 2486.18 |  |  | Relax Interventions 50% | Afghanistan | AFG |  |  | FALSE
2021-04-29 | ICU_demand |  |  |  | 397.8 |  |  | Relax Interventions 50% | Afghanistan | AFG |  |  | FALSE
2021-04-29 | infections |  |  |  | 30173.65 |  |  | Relax Interventions 50% | Afghanistan | AFG |  |  | FALSE
2021-04-29 | hospital_incidence |  |  |  | 297.29 |  |  | Relax Interventions 50% | Afghanistan | AFG |  |  | FALSE
2021-04-29 | ICU_incidence |  |  |  | 110.91 |  |  | Relax Interventions 50% | Afghanistan | AFG |  |  | FALSE
2021-04-29 | cumulative_infections |  |  |  | 8829640.95 |  |  | Relax Interventions 50% | Afghanistan | AFG |  |  | FALSE
2021-04-30 | hospital_demand |  |  |  | 2518.1 |  |  | Additional 50% Reduction | Afghanistan | AFG |  |  | FALSE
2021-04-30 | ICU_demand |  |  |  | 399.82 |  |  | Additional 50% Reduction | Afghanistan | AFG |  |  | FALSE
2021-04-30 | infections |  |  |  | 30540.89 |  |  | Additional 50% Reduction | Afghanistan | AFG |  |  | FALSE
2021-04-30 | hospital_incidence |  |  |  | 301.25 |  |  | Additional 50% Reduction | Afghanistan | AFG |  |  | FALSE
2021-04-30 | ICU_incidence |  |  |  | 112.5 |  |  | Additional 50% Reduction | Afghanistan | AFG |  |  | FALSE
2021-04-30 | cumulative_infections |  |  |  | 8860181.84 |  |  | Additional 50% Reduction | Afghanistan | AFG |  |  | FALSE
2021-04-30 | hospital_demand |  |  |  | 2518.1 |  |  | Maintain Status Quo | Afghanistan | AFG |  |  | FALSE
2021-04-30 | ICU_demand |  |  |  | 399.82 |  |  | Maintain Status Quo | Afghanistan | AFG |  |  | FALSE
2021-04-30 | infections |  |  |  | 30540.89 |  |  | Maintain Status Quo | Afghanistan | AFG |  |  | FALSE
2021-04-30 | hospital_incidence |  |  |  | 301.25 |  |  | Maintain Status Quo | Afghanistan | AFG |  |  | FALSE
2021-04-30 | ICU_incidence |  |  |  | 112.5 |  |  | Maintain Status Quo | Afghanistan | AFG |  |  | FALSE
2021-04-30 | cumulative_infections |  |  |  | 8860181.84 |  |  | Maintain Status Quo | Afghanistan | AFG |  |  | FALSE
2021-04-30 | hospital_demand |  |  |  | 2518.1 |  |  | Relax Interventions 50% | Afghanistan | AFG |  |  | FALSE
2021-04-30 | ICU_demand |  |  |  | 399.82 |  |  | Relax Interventions 50% | Afghanistan | AFG |  |  | FALSE
2021-04-30 | infections |  |  |  | 30540.89 |  |  | Relax Interventions 50% | Afghanistan | AFG |  |  | FALSE
2021-04-30 | hospital_incidence |  |  |  | 301.25 |  |  | Relax Interventions 50% | Afghanistan | AFG |  |  | FALSE
2021-04-30 | ICU_incidence |  |  |  | 112.5 |  |  | Relax Interventions 50% | Afghanistan | AFG |  |  | FALSE
2021-04-30 | cumulative_infections |  |  |  | 8860181.84 |  |  | Relax Interventions 50% | Afghanistan | AFG |  |  | FALSE
2021-05-01 | hospital_demand |  |  |  | 2550.6 |  |  | Additional 50% Reduction | Afghanistan | AFG |  |  | FALSE
2021-05-01 | ICU_demand |  |  |  | 401.88 |  |  | Additional 50% Reduction | Afghanistan | AFG |  |  | FALSE
2021-05-01 | infections |  |  |  | 30989.6 |  |  | Additional 50% Reduction | Afghanistan | AFG |  |  | FALSE
2021-05-01 | hospital_incidence |  |  |  | 305.35 |  |  | Additional 50% Reduction | Afghanistan | AFG |  |  | FALSE
2021-05-01 | ICU_incidence |  |  |  | 114.14 |  |  | Additional 50% Reduction | Afghanistan | AFG |  |  | FALSE
2021-05-01 | cumulative_infections |  |  |  | 8891171.44 |  |  | Additional 50% Reduction | Afghanistan | AFG |  |  | FALSE
2021-05-01 | hospital_demand |  |  |  | 2550.6 |  |  | Maintain Status Quo | Afghanistan | AFG |  |  | FALSE
2021-05-01 | ICU_demand |  |  |  | 401.88 |  |  | Maintain Status Quo | Afghanistan | AFG |  |  | FALSE
2021-05-01 | infections |  |  |  | 30989.6 |  |  | Maintain Status Quo | Afghanistan | AFG |  |  | FALSE
2021-05-01 | hospital_incidence |  |  |  | 305.35 |  |  | Maintain Status Quo | Afghanistan | AFG |  |  | FALSE
2021-05-01 | ICU_incidence |  |  |  | 114.14 |  |  | Maintain Status Quo | Afghanistan | AFG |  |  | FALSE
2021-05-01 | cumulative_infections |  |  |  | 8891171.44 |  |  | Maintain Status Quo | Afghanistan | AFG |  |  | FALSE
2021-05-01 | hospital_demand |  |  |  | 2550.6 |  |  | Relax Interventions 50% | Afghanistan | AFG |  |  | FALSE
2021-05-01 | ICU_demand |  |  |  | 401.88 |  |  | Relax Interventions 50% | Afghanistan | AFG |  |  | FALSE
2021-05-01 | infections |  |  |  | 30989.6 |  |  | Relax Interventions 50% | Afghanistan | AFG |  |  | FALSE
2021-05-01 | hospital_incidence |  |  |  | 305.35 |  |  | Relax Interventions 50% | Afghanistan | AFG |  |  | FALSE
2021-05-01 | ICU_incidence |  |  |  | 114.14 |  |  | Relax Interventions 50% | Afghanistan | AFG |  |  | FALSE
2021-05-01 | cumulative_infections |  |  |  | 8891171.44 |  |  | Relax Interventions 50% | Afghanistan | AFG |  |  | FALSE
2021-05-02 | hospital_demand |  |  |  | 2583.83 |  |  | Additional 50% Reduction | Afghanistan | AFG |  |  | FALSE
2021-05-02 | ICU_demand |  |  |  | 404.01 |  |  | Additional 50% Reduction | Afghanistan | AFG |  |  | FALSE
2021-05-02 | infections |  |  |  | 31463.79 |  |  | Additional 50% Reduction | Afghanistan | AFG |  |  | FALSE
2021-05-02 | hospital_incidence |  |  |  | 309.71 |  |  | Additional 50% Reduction | Afghanistan | AFG |  |  | FALSE
2021-05-02 | ICU_incidence |  |  |  | 115.88 |  |  | Additional 50% Reduction | Afghanistan | AFG |  |  | FALSE
2021-05-02 | cumulative_infections |  |  |  | 8922635.23 |  |  | Additional 50% Reduction | Afghanistan | AFG |  |  | FALSE
2021-05-02 | hospital_demand |  |  |  | 2583.83 |  |  | Maintain Status Quo | Afghanistan | AFG |  |  | FALSE
2021-05-02 | ICU_demand |  |  |  | 404.01 |  |  | Maintain Status Quo | Afghanistan | AFG |  |  | FALSE
2021-05-02 | infections |  |  |  | 31463.79 |  |  | Maintain Status Quo | Afghanistan | AFG |  |  | FALSE
2021-05-02 | hospital_incidence |  |  |  | 309.71 |  |  | Maintain Status Quo | Afghanistan | AFG |  |  | FALSE
2021-05-02 | ICU_incidence |  |  |  | 115.88 |  |  | Maintain Status Quo | Afghanistan | AFG |  |  | FALSE
2021-05-02 | cumulative_infections |  |  |  | 8922635.23 |  |  | Maintain Status Quo | Afghanistan | AFG |  |  | FALSE
2021-05-02 | hospital_demand |  |  |  | 2583.83 |  |  | Relax Interventions 50% | Afghanistan | AFG |  |  | FALSE
2021-05-02 | ICU_demand |  |  |  | 404.01 |  |  | Relax Interventions 50% | Afghanistan | AFG |  |  | FALSE
2021-05-02 | infections |  |  |  | 31463.79 |  |  | Relax Interventions 50% | Afghanistan | AFG |  |  | FALSE
2021-05-02 | hospital_incidence |  |  |  | 309.71 |  |  | Relax Interventions 50% | Afghanistan | AFG |  |  | FALSE
2021-05-02 | ICU_incidence |  |  |  | 115.88 |  |  | Relax Interventions 50% | Afghanistan | AFG |  |  | FALSE
2021-05-02 | cumulative_infections |  |  |  | 8922635.23 |  |  | Relax Interventions 50% | Afghanistan | AFG |  |  | FALSE
2021-05-03 | hospital_demand |  |  |  | 2617.99 |  |  | Additional 50% Reduction | Afghanistan | AFG |  |  | FALSE
2021-05-03 | ICU_demand |  |  |  | 406.26 |  |  | Additional 50% Reduction | Afghanistan | AFG |  |  | FALSE
2021-05-03 | infections |  |  |  | 31942.66 |  |  | Additional 50% Reduction | Afghanistan | AFG |  |  | FALSE
2021-05-03 | hospital_incidence |  |  |  | 314.38 |  |  | Additional 50% Reduction | Afghanistan | AFG |  |  | FALSE
2021-05-03 | ICU_incidence |  |  |  | 117.74 |  |  | Additional 50% Reduction | Afghanistan | AFG |  |  | FALSE
2021-05-03 | cumulative_infections |  |  |  | 8954577.89 |  |  | Additional 50% Reduction | Afghanistan | AFG |  |  | FALSE
2021-05-03 | hospital_demand |  |  |  | 2617.99 |  |  | Maintain Status Quo | Afghanistan | AFG |  |  | FALSE
2021-05-03 | ICU_demand |  |  |  | 406.26 |  |  | Maintain Status Quo | Afghanistan | AFG |  |  | FALSE
2021-05-03 | infections |  |  |  | 31942.66 |  |  | Maintain Status Quo | Afghanistan | AFG |  |  | FALSE
2021-05-03 | hospital_incidence |  |  |  | 314.38 |  |  | Maintain Status Quo | Afghanistan | AFG |  |  | FALSE
2021-05-03 | ICU_incidence |  |  |  | 117.74 |  |  | Maintain Status Quo | Afghanistan | AFG |  |  | FALSE
2021-05-03 | cumulative_infections |  |  |  | 8954577.89 |  |  | Maintain Status Quo | Afghanistan | AFG |  |  | FALSE
2021-05-03 | hospital_demand |  |  |  | 2617.99 |  |  | Relax Interventions 50% | Afghanistan | AFG |  |  | FALSE
2021-05-03 | ICU_demand |  |  |  | 406.26 |  |  | Relax Interventions 50% | Afghanistan | AFG |  |  | FALSE
2021-05-03 | infections |  |  |  | 31942.66 |  |  | Relax Interventions 50% | Afghanistan | AFG |  |  | FALSE
2021-05-03 | hospital_incidence |  |  |  | 314.38 |  |  | Relax Interventions 50% | Afghanistan | AFG |  |  | FALSE
2021-05-03 | ICU_incidence |  |  |  | 117.74 |  |  | Relax Interventions 50% | Afghanistan | AFG |  |  | FALSE
2021-05-03 | cumulative_infections |  |  |  | 8954577.89 |  |  | Relax Interventions 50% | Afghanistan | AFG |  |  | FALSE
2021-05-04 | hospital_demand |  |  |  | 2653.33 |  |  | Additional 50% Reduction | Afghanistan | AFG |  |  | FALSE
2021-05-04 | ICU_demand |  |  |  | 408.65 |  |  | Additional 50% Reduction | Afghanistan | AFG |  |  | FALSE
2021-05-04 | infections |  |  |  | 32421.16 |  |  | Additional 50% Reduction | Afghanistan | AFG |  |  | FALSE
2021-05-04 | hospital_incidence |  |  |  | 319.35 |  |  | Additional 50% Reduction | Afghanistan | AFG |  |  | FALSE
2021-05-04 | ICU_incidence |  |  |  | 119.72 |  |  | Additional 50% Reduction | Afghanistan | AFG |  |  | FALSE
2021-05-04 | cumulative_infections |  |  |  | 8986999.05 |  |  | Additional 50% Reduction | Afghanistan | AFG |  |  | FALSE
2021-05-04 | hospital_demand |  |  |  | 2653.33 |  |  | Maintain Status Quo | Afghanistan | AFG |  |  | FALSE
2021-05-04 | ICU_demand |  |  |  | 408.65 |  |  | Maintain Status Quo | Afghanistan | AFG |  |  | FALSE
2021-05-04 | infections |  |  |  | 32421.16 |  |  | Maintain Status Quo | Afghanistan | AFG |  |  | FALSE
2021-05-04 | hospital_incidence |  |  |  | 319.35 |  |  | Maintain Status Quo | Afghanistan | AFG |  |  | FALSE
2021-05-04 | ICU_incidence |  |  |  | 119.72 |  |  | Maintain Status Quo | Afghanistan | AFG |  |  | FALSE
2021-05-04 | cumulative_infections |  |  |  | 8986999.05 |  |  | Maintain Status Quo | Afghanistan | AFG |  |  | FALSE
2021-05-04 | hospital_demand |  |  |  | 2653.33 |  |  | Relax Interventions 50% | Afghanistan | AFG |  |  | FALSE
2021-05-04 | ICU_demand |  |  |  | 408.65 |  |  | Relax Interventions 50% | Afghanistan | AFG |  |  | FALSE
2021-05-04 | infections |  |  |  | 32421.16 |  |  | Relax Interventions 50% | Afghanistan | AFG |  |  | FALSE
2021-05-04 | hospital_incidence |  |  |  | 319.35 |  |  | Relax Interventions 50% | Afghanistan | AFG |  |  | FALSE
2021-05-04 | ICU_incidence |  |  |  | 119.72 |  |  | Relax Interventions 50% | Afghanistan | AFG |  |  | FALSE
2021-05-04 | cumulative_infections |  |  |  | 8986999.05 |  |  | Relax Interventions 50% | Afghanistan | AFG |  |  | FALSE
2021-05-05 | hospital_demand |  |  |  | 2690.01 |  |  | Additional 50% Reduction | Afghanistan | AFG |  |  | FALSE
2021-05-05 | ICU_demand |  |  |  | 411.16 |  |  | Additional 50% Reduction | Afghanistan | AFG |  |  | FALSE
2021-05-05 | infections |  |  |  | 32899.85 |  |  | Additional 50% Reduction | Afghanistan | AFG |  |  | FALSE
2021-05-05 | hospital_incidence |  |  |  | 324.57 |  |  | Additional 50% Reduction | Afghanistan | AFG |  |  | FALSE
2021-05-05 | ICU_incidence |  |  |  | 121.79 |  |  | Additional 50% Reduction | Afghanistan | AFG |  |  | FALSE
2021-05-05 | cumulative_infections |  |  |  | 9019898.9 |  |  | Additional 50% Reduction | Afghanistan | AFG |  |  | FALSE
2021-05-05 | hospital_demand |  |  |  | 2690.01 |  |  | Maintain Status Quo | Afghanistan | AFG |  |  | FALSE
2021-05-05 | ICU_demand |  |  |  | 411.16 |  |  | Maintain Status Quo | Afghanistan | AFG |  |  | FALSE
2021-05-05 | infections |  |  |  | 32899.85 |  |  | Maintain Status Quo | Afghanistan | AFG |  |  | FALSE
2021-05-05 | hospital_incidence |  |  |  | 324.57 |  |  | Maintain Status Quo | Afghanistan | AFG |  |  | FALSE
2021-05-05 | ICU_incidence |  |  |  | 121.79 |  |  | Maintain Status Quo | Afghanistan | AFG |  |  | FALSE
2021-05-05 | cumulative_infections |  |  |  | 9019898.9 |  |  | Maintain Status Quo | Afghanistan | AFG |  |  | FALSE
2021-05-05 | hospital_demand |  |  |  | 2690.01 |  |  | Relax Interventions 50% | Afghanistan | AFG |  |  | FALSE
2021-05-05 | ICU_demand |  |  |  | 411.16 |  |  | Relax Interventions 50% | Afghanistan | AFG |  |  | FALSE
2021-05-05 | infections |  |  |  | 32899.85 |  |  | Relax Interventions 50% | Afghanistan | AFG |  |  | FALSE
2021-05-05 | hospital_incidence |  |  |  | 324.57 |  |  | Relax Interventions 50% | Afghanistan | AFG |  |  | FALSE
2021-05-05 | ICU_incidence |  |  |  | 121.79 |  |  | Relax Interventions 50% | Afghanistan | AFG |  |  | FALSE
2021-05-05 | cumulative_infections |  |  |  | 9019898.9 |  |  | Relax Interventions 50% | Afghanistan | AFG |  |  | FALSE
2021-05-06 | hospital_demand |  |  |  | 2728.14 |  |  | Additional 50% Reduction | Afghanistan | AFG |  |  | FALSE
2021-05-06 | ICU_demand |  |  |  | 413.78 |  |  | Additional 50% Reduction | Afghanistan | AFG |  |  | FALSE
2021-05-06 | infections |  |  |  | 33380.51 |  |  | Additional 50% Reduction | Afghanistan | AFG |  |  | FALSE
2021-05-06 | hospital_incidence |  |  |  | 329.98 |  |  | Additional 50% Reduction | Afghanistan | AFG |  |  | FALSE
2021-05-06 | ICU_incidence |  |  |  | 123.95 |  |  | Additional 50% Reduction | Afghanistan | AFG |  |  | FALSE
2021-05-06 | cumulative_infections |  |  |  | 9053279.41 |  |  | Additional 50% Reduction | Afghanistan | AFG |  |  | FALSE
2021-05-06 | hospital_demand |  |  |  | 2728.14 |  |  | Maintain Status Quo | Afghanistan | AFG |  |  | FALSE
2021-05-06 | ICU_demand |  |  |  | 413.78 |  |  | Maintain Status Quo | Afghanistan | AFG |  |  | FALSE
2021-05-06 | infections |  |  |  | 33380.51 |  |  | Maintain Status Quo | Afghanistan | AFG |  |  | FALSE
2021-05-06 | hospital_incidence |  |  |  | 329.98 |  |  | Maintain Status Quo | Afghanistan | AFG |  |  | FALSE
2021-05-06 | ICU_incidence |  |  |  | 123.95 |  |  | Maintain Status Quo | Afghanistan | AFG |  |  | FALSE
2021-05-06 | cumulative_infections |  |  |  | 9053279.41 |  |  | Maintain Status Quo | Afghanistan | AFG |  |  | FALSE
2021-05-06 | hospital_demand |  |  |  | 2728.14 |  |  | Relax Interventions 50% | Afghanistan | AFG |  |  | FALSE
2021-05-06 | ICU_demand |  |  |  | 413.78 |  |  | Relax Interventions 50% | Afghanistan | AFG |  |  | FALSE
2021-05-06 | infections |  |  |  | 33380.51 |  |  | Relax Interventions 50% | Afghanistan | AFG |  |  | FALSE
2021-05-06 | hospital_incidence |  |  |  | 329.98 |  |  | Relax Interventions 50% | Afghanistan | AFG |  |  | FALSE
2021-05-06 | ICU_incidence |  |  |  | 123.95 |  |  | Relax Interventions 50% | Afghanistan | AFG |  |  | FALSE
2021-05-06 | cumulative_infections |  |  |  | 9053279.41 |  |  | Relax Interventions 50% | Afghanistan | AFG |  |  | FALSE
2021-05-07 | hospital_demand |  |  |  | 2767.75 |  |  | Additional 50% Reduction | Afghanistan | AFG |  |  | FALSE
2021-05-07 | ICU_demand |  |  |  | 416.51 |  |  | Additional 50% Reduction | Afghanistan | AFG |  |  | FALSE
2021-05-07 | infections |  |  |  | 33864.6 |  |  | Additional 50% Reduction | Afghanistan | AFG |  |  | FALSE
2021-05-07 | hospital_incidence |  |  |  | 335.54 |  |  | Additional 50% Reduction | Afghanistan | AFG |  |  | FALSE
2021-05-07 | ICU_incidence |  |  |  | 126.17 |  |  | Additional 50% Reduction | Afghanistan | AFG |  |  | FALSE
2021-05-07 | cumulative_infections |  |  |  | 9087144.01 |  |  | Additional 50% Reduction | Afghanistan | AFG |  |  | FALSE
2021-05-07 | hospital_demand |  |  |  | 2767.75 |  |  | Maintain Status Quo | Afghanistan | AFG |  |  | FALSE
2021-05-07 | ICU_demand |  |  |  | 416.51 |  |  | Maintain Status Quo | Afghanistan | AFG |  |  | FALSE
2021-05-07 | infections |  |  |  | 33864.6 |  |  | Maintain Status Quo | Afghanistan | AFG |  |  | FALSE
2021-05-07 | hospital_incidence |  |  |  | 335.54 |  |  | Maintain Status Quo | Afghanistan | AFG |  |  | FALSE
2021-05-07 | ICU_incidence |  |  |  | 126.17 |  |  | Maintain Status Quo | Afghanistan | AFG |  |  | FALSE
2021-05-07 | cumulative_infections |  |  |  | 9087144.01 |  |  | Maintain Status Quo | Afghanistan | AFG |  |  | FALSE
2021-05-07 | hospital_demand |  |  |  | 2767.75 |  |  | Relax Interventions 50% | Afghanistan | AFG |  |  | FALSE
2021-05-07 | ICU_demand |  |  |  | 416.51 |  |  | Relax Interventions 50% | Afghanistan | AFG |  |  | FALSE
2021-05-07 | infections |  |  |  | 33864.6 |  |  | Relax Interventions 50% | Afghanistan | AFG |  |  | FALSE
2021-05-07 | hospital_incidence |  |  |  | 335.54 |  |  | Relax Interventions 50% | Afghanistan | AFG |  |  | FALSE
2021-05-07 | ICU_incidence |  |  |  | 126.17 |  |  | Relax Interventions 50% | Afghanistan | AFG |  |  | FALSE
2021-05-07 | cumulative_infections |  |  |  | 9087144.01 |  |  | Relax Interventions 50% | Afghanistan | AFG |  |  | FALSE
2021-05-08 | hospital_demand |  |  |  | 2808.84 |  |  | Additional 50% Reduction | Afghanistan | AFG |  |  | FALSE
2021-05-08 | ICU_demand |  |  |  | 419.31 |  |  | Additional 50% Reduction | Afghanistan | AFG |  |  | FALSE
2021-05-08 | infections |  |  |  | 34352.22 |  |  | Additional 50% Reduction | Afghanistan | AFG |  |  | FALSE
2021-05-08 | hospital_incidence |  |  |  | 341.24 |  |  | Additional 50% Reduction | Afghanistan | AFG |  |  | FALSE
2021-05-08 | ICU_incidence |  |  |  | 128.42 |  |  | Additional 50% Reduction | Afghanistan | AFG |  |  | FALSE
2021-05-08 | cumulative_infections |  |  |  | 9121496.23 |  |  | Additional 50% Reduction | Afghanistan | AFG |  |  | FALSE
2021-05-08 | hospital_demand |  |  |  | 2808.84 |  |  | Maintain Status Quo | Afghanistan | AFG |  |  | FALSE
2021-05-08 | ICU_demand |  |  |  | 419.31 |  |  | Maintain Status Quo | Afghanistan | AFG |  |  | FALSE
2021-05-08 | infections |  |  |  | 34352.22 |  |  | Maintain Status Quo | Afghanistan | AFG |  |  | FALSE
2021-05-08 | hospital_incidence |  |  |  | 341.24 |  |  | Maintain Status Quo | Afghanistan | AFG |  |  | FALSE
2021-05-08 | ICU_incidence |  |  |  | 128.42 |  |  | Maintain Status Quo | Afghanistan | AFG |  |  | FALSE
2021-05-08 | cumulative_infections |  |  |  | 9121496.23 |  |  | Maintain Status Quo | Afghanistan | AFG |  |  | FALSE
2021-05-08 | hospital_demand |  |  |  | 2808.84 |  |  | Relax Interventions 50% | Afghanistan | AFG |  |  | FALSE
2021-05-08 | ICU_demand |  |  |  | 419.31 |  |  | Relax Interventions 50% | Afghanistan | AFG |  |  | FALSE
2021-05-08 | infections |  |  |  | 34352.22 |  |  | Relax Interventions 50% | Afghanistan | AFG |  |  | FALSE
2021-05-08 | hospital_incidence |  |  |  | 341.24 |  |  | Relax Interventions 50% | Afghanistan | AFG |  |  | FALSE
2021-05-08 | ICU_incidence |  |  |  | 128.42 |  |  | Relax Interventions 50% | Afghanistan | AFG |  |  | FALSE
2021-05-08 | cumulative_infections |  |  |  | 9121496.23 |  |  | Relax Interventions 50% | Afghanistan | AFG |  |  | FALSE
2021-05-09 | hospital_demand |  |  |  | 2851.32 |  |  | Additional 50% Reduction | Afghanistan | AFG |  |  | FALSE
2021-05-09 | ICU_demand |  |  |  | 422.15 |  |  | Additional 50% Reduction | Afghanistan | AFG |  |  | FALSE
2021-05-09 | infections |  |  |  | 34840.9 |  |  | Additional 50% Reduction | Afghanistan | AFG |  |  | FALSE
2021-05-09 | hospital_incidence |  |  |  | 346.89 |  |  | Additional 50% Reduction | Afghanistan | AFG |  |  | FALSE
2021-05-09 | ICU_incidence |  |  |  | 130.65 |  |  | Additional 50% Reduction | Afghanistan | AFG |  |  | FALSE
2021-05-09 | cumulative_infections |  |  |  | 9156337.13 |  |  | Additional 50% Reduction | Afghanistan | AFG |  |  | FALSE
2021-05-09 | hospital_demand |  |  |  | 2851.32 |  |  | Maintain Status Quo | Afghanistan | AFG |  |  | FALSE
2021-05-09 | ICU_demand |  |  |  | 422.15 |  |  | Maintain Status Quo | Afghanistan | AFG |  |  | FALSE
2021-05-09 | infections |  |  |  | 34840.9 |  |  | Maintain Status Quo | Afghanistan | AFG |  |  | FALSE
2021-05-09 | hospital_incidence |  |  |  | 346.89 |  |  | Maintain Status Quo | Afghanistan | AFG |  |  | FALSE
2021-05-09 | ICU_incidence |  |  |  | 130.65 |  |  | Maintain Status Quo | Afghanistan | AFG |  |  | FALSE
2021-05-09 | cumulative_infections |  |  |  | 9156337.13 |  |  | Maintain Status Quo | Afghanistan | AFG |  |  | FALSE
2021-05-09 | hospital_demand |  |  |  | 2851.32 |  |  | Relax Interventions 50% | Afghanistan | AFG |  |  | FALSE
2021-05-09 | ICU_demand |  |  |  | 422.15 |  |  | Relax Interventions 50% | Afghanistan | AFG |  |  | FALSE
2021-05-09 | infections |  |  |  | 34840.9 |  |  | Relax Interventions 50% | Afghanistan | AFG |  |  | FALSE
2021-05-09 | hospital_incidence |  |  |  | 346.89 |  |  | Relax Interventions 50% | Afghanistan | AFG |  |  | FALSE
2021-05-09 | ICU_incidence |  |  |  | 130.65 |  |  | Relax Interventions 50% | Afghanistan | AFG |  |  | FALSE
2021-05-09 | cumulative_infections |  |  |  | 9156337.13 |  |  | Relax Interventions 50% | Afghanistan | AFG |  |  | FALSE
2021-05-10 | hospital_demand |  |  |  | 2894.9 |  |  | Additional 50% Reduction | Afghanistan | AFG |  |  | FALSE
2021-05-10 | ICU_demand |  |  |  | 424.98 |  |  | Additional 50% Reduction | Afghanistan | AFG |  |  | FALSE
2021-05-10 | infections |  |  |  | 35329.13 |  |  | Additional 50% Reduction | Afghanistan | AFG |  |  | FALSE
2021-05-10 | hospital_incidence |  |  |  | 352.33 |  |  | Additional 50% Reduction | Afghanistan | AFG |  |  | FALSE
2021-05-10 | ICU_incidence |  |  |  | 132.82 |  |  | Additional 50% Reduction | Afghanistan | AFG |  |  | FALSE
2021-05-10 | cumulative_infections |  |  |  | 9191666.26 |  |  | Additional 50% Reduction | Afghanistan | AFG |  |  | FALSE
2021-05-10 | hospital_demand |  |  |  | 2894.9 |  |  | Maintain Status Quo | Afghanistan | AFG |  |  | FALSE
2021-05-10 | ICU_demand |  |  |  | 424.98 |  |  | Maintain Status Quo | Afghanistan | AFG |  |  | FALSE
2021-05-10 | infections |  |  |  | 35329.13 |  |  | Maintain Status Quo | Afghanistan | AFG |  |  | FALSE
2021-05-10 | hospital_incidence |  |  |  | 352.33 |  |  | Maintain Status Quo | Afghanistan | AFG |  |  | FALSE
2021-05-10 | ICU_incidence |  |  |  | 132.82 |  |  | Maintain Status Quo | Afghanistan | AFG |  |  | FALSE
2021-05-10 | cumulative_infections |  |  |  | 9191666.26 |  |  | Maintain Status Quo | Afghanistan | AFG |  |  | FALSE
2021-05-10 | hospital_demand |  |  |  | 2894.9 |  |  | Relax Interventions 50% | Afghanistan | AFG |  |  | FALSE
2021-05-10 | ICU_demand |  |  |  | 424.98 |  |  | Relax Interventions 50% | Afghanistan | AFG |  |  | FALSE
2021-05-10 | infections |  |  |  | 35329.13 |  |  | Relax Interventions 50% | Afghanistan | AFG |  |  | FALSE
2021-05-10 | hospital_incidence |  |  |  | 352.33 |  |  | Relax Interventions 50% | Afghanistan | AFG |  |  | FALSE
2021-05-10 | ICU_incidence |  |  |  | 132.82 |  |  | Relax Interventions 50% | Afghanistan | AFG |  |  | FALSE
2021-05-10 | cumulative_infections |  |  |  | 9191666.26 |  |  | Relax Interventions 50% | Afghanistan | AFG |  |  | FALSE
2021-05-11 | hospital_demand |  |  |  | 2939.21 |  |  | Additional 50% Reduction | Afghanistan | AFG |  |  | FALSE
2021-05-11 | ICU_demand |  |  |  | 427.75 |  |  | Additional 50% Reduction | Afghanistan | AFG |  |  | FALSE
2021-05-11 | infections |  |  |  | 35816.3 |  |  | Additional 50% Reduction | Afghanistan | AFG |  |  | FALSE
2021-05-11 | hospital_incidence |  |  |  | 357.52 |  |  | Additional 50% Reduction | Afghanistan | AFG |  |  | FALSE
2021-05-11 | ICU_incidence |  |  |  | 134.9 |  |  | Additional 50% Reduction | Afghanistan | AFG |  |  | FALSE
2021-05-11 | cumulative_infections |  |  |  | 9227482.56 |  |  | Additional 50% Reduction | Afghanistan | AFG |  |  | FALSE
2021-05-11 | hospital_demand |  |  |  | 2939.21 |  |  | Maintain Status Quo | Afghanistan | AFG |  |  | FALSE
2021-05-11 | ICU_demand |  |  |  | 427.75 |  |  | Maintain Status Quo | Afghanistan | AFG |  |  | FALSE
2021-05-11 | infections |  |  |  | 35816.3 |  |  | Maintain Status Quo | Afghanistan | AFG |  |  | FALSE
2021-05-11 | hospital_incidence |  |  |  | 357.52 |  |  | Maintain Status Quo | Afghanistan | AFG |  |  | FALSE
2021-05-11 | ICU_incidence |  |  |  | 134.9 |  |  | Maintain Status Quo | Afghanistan | AFG |  |  | FALSE
2021-05-11 | cumulative_infections |  |  |  | 9227482.56 |  |  | Maintain Status Quo | Afghanistan | AFG |  |  | FALSE
2021-05-11 | hospital_demand |  |  |  | 2939.21 |  |  | Relax Interventions 50% | Afghanistan | AFG |  |  | FALSE
2021-05-11 | ICU_demand |  |  |  | 427.75 |  |  | Relax Interventions 50% | Afghanistan | AFG |  |  | FALSE
2021-05-11 | infections |  |  |  | 35816.3 |  |  | Relax Interventions 50% | Afghanistan | AFG |  |  | FALSE
2021-05-11 | hospital_incidence |  |  |  | 357.52 |  |  | Relax Interventions 50% | Afghanistan | AFG |  |  | FALSE
2021-05-11 | ICU_incidence |  |  |  | 134.9 |  |  | Relax Interventions 50% | Afghanistan | AFG |  |  | FALSE
2021-05-11 | cumulative_infections |  |  |  | 9227482.56 |  |  | Relax Interventions 50% | Afghanistan | AFG |  |  | FALSE
2021-05-12 | hospital_demand |  |  |  | 2983.89 |  |  | Additional 50% Reduction | Afghanistan | AFG |  |  | FALSE
2021-05-12 | ICU_demand |  |  |  | 430.44 |  |  | Additional 50% Reduction | Afghanistan | AFG |  |  | FALSE
2021-05-12 | infections |  |  |  | 36302.14 |  |  | Additional 50% Reduction | Afghanistan | AFG |  |  | FALSE
2021-05-12 | hospital_incidence |  |  |  | 362.49 |  |  | Additional 50% Reduction | Afghanistan | AFG |  |  | FALSE
2021-05-12 | ICU_incidence |  |  |  | 136.88 |  |  | Additional 50% Reduction | Afghanistan | AFG |  |  | FALSE
2021-05-12 | cumulative_infections |  |  |  | 9263784.71 |  |  | Additional 50% Reduction | Afghanistan | AFG |  |  | FALSE
2021-05-12 | hospital_demand |  |  |  | 2983.89 |  |  | Maintain Status Quo | Afghanistan | AFG |  |  | FALSE
2021-05-12 | ICU_demand |  |  |  | 430.44 |  |  | Maintain Status Quo | Afghanistan | AFG |  |  | FALSE
2021-05-12 | infections |  |  |  | 36302.14 |  |  | Maintain Status Quo | Afghanistan | AFG |  |  | FALSE
2021-05-12 | hospital_incidence |  |  |  | 362.49 |  |  | Maintain Status Quo | Afghanistan | AFG |  |  | FALSE
2021-05-12 | ICU_incidence |  |  |  | 136.88 |  |  | Maintain Status Quo | Afghanistan | AFG |  |  | FALSE
2021-05-12 | cumulative_infections |  |  |  | 9263784.71 |  |  | Maintain Status Quo | Afghanistan | AFG |  |  | FALSE
2021-05-12 | hospital_demand |  |  |  | 2983.89 |  |  | Relax Interventions 50% | Afghanistan | AFG |  |  | FALSE
2021-05-12 | ICU_demand |  |  |  | 430.44 |  |  | Relax Interventions 50% | Afghanistan | AFG |  |  | FALSE
2021-05-12 | infections |  |  |  | 36302.14 |  |  | Relax Interventions 50% | Afghanistan | AFG |  |  | FALSE
2021-05-12 | hospital_incidence |  |  |  | 362.49 |  |  | Relax Interventions 50% | Afghanistan | AFG |  |  | FALSE
2021-05-12 | ICU_incidence |  |  |  | 136.88 |  |  | Relax Interventions 50% | Afghanistan | AFG |  |  | FALSE
2021-05-12 | cumulative_infections |  |  |  | 9263784.71 |  |  | Relax Interventions 50% | Afghanistan | AFG |  |  | FALSE
2021-05-13 | hospital_demand |  |  |  | 3028.63 |  |  | Additional 50% Reduction | Afghanistan | AFG |  |  | FALSE
2021-05-13 | ICU_demand |  |  |  | 433.05 |  |  | Additional 50% Reduction | Afghanistan | AFG |  |  | FALSE
2021-05-13 | infections |  |  |  | 36786.4 |  |  | Additional 50% Reduction | Afghanistan | AFG |  |  | FALSE
2021-05-13 | hospital_incidence |  |  |  | 367.26 |  |  | Additional 50% Reduction | Afghanistan | AFG |  |  | FALSE
2021-05-13 | ICU_incidence |  |  |  | 138.79 |  |  | Additional 50% Reduction | Afghanistan | AFG |  |  | FALSE
2021-05-13 | cumulative_infections |  |  |  | 9300571.1 |  |  | Additional 50% Reduction | Afghanistan | AFG |  |  | FALSE
2021-05-13 | hospital_demand |  |  |  | 3028.63 |  |  | Maintain Status Quo | Afghanistan | AFG |  |  | FALSE
2021-05-13 | ICU_demand |  |  |  | 433.05 |  |  | Maintain Status Quo | Afghanistan | AFG |  |  | FALSE
2021-05-13 | infections |  |  |  | 36786.4 |  |  | Maintain Status Quo | Afghanistan | AFG |  |  | FALSE
2021-05-13 | hospital_incidence |  |  |  | 367.26 |  |  | Maintain Status Quo | Afghanistan | AFG |  |  | FALSE
2021-05-13 | ICU_incidence |  |  |  | 138.79 |  |  | Maintain Status Quo | Afghanistan | AFG |  |  | FALSE
2021-05-13 | cumulative_infections |  |  |  | 9300571.1 |  |  | Maintain Status Quo | Afghanistan | AFG |  |  | FALSE
2021-05-13 | hospital_demand |  |  |  | 3028.63 |  |  | Relax Interventions 50% | Afghanistan | AFG |  |  | FALSE
2021-05-13 | ICU_demand |  |  |  | 433.05 |  |  | Relax Interventions 50% | Afghanistan | AFG |  |  | FALSE
2021-05-13 | infections |  |  |  | 36786.4 |  |  | Relax Interventions 50% | Afghanistan | AFG |  |  | FALSE
2021-05-13 | hospital_incidence |  |  |  | 367.26 |  |  | Relax Interventions 50% | Afghanistan | AFG |  |  | FALSE
2021-05-13 | ICU_incidence |  |  |  | 138.79 |  |  | Relax Interventions 50% | Afghanistan | AFG |  |  | FALSE
2021-05-13 | cumulative_infections |  |  |  | 9300571.1 |  |  | Relax Interventions 50% | Afghanistan | AFG |  |  | FALSE
2021-05-14 | hospital_demand |  |  |  | 3073.21 |  |  | Additional 50% Reduction | Afghanistan | AFG |  |  | FALSE
2021-05-14 | ICU_demand |  |  |  | 435.58 |  |  | Additional 50% Reduction | Afghanistan | AFG |  |  | FALSE
2021-05-14 | infections |  |  |  | 37312.5 |  |  | Additional 50% Reduction | Afghanistan | AFG |  |  | FALSE
2021-05-14 | hospital_incidence |  |  |  | 371.88 |  |  | Additional 50% Reduction | Afghanistan | AFG |  |  | FALSE
2021-05-14 | ICU_incidence |  |  |  | 140.63 |  |  | Additional 50% Reduction | Afghanistan | AFG |  |  | FALSE
2021-05-14 | cumulative_infections |  |  |  | 9337883.61 |  |  | Additional 50% Reduction | Afghanistan | AFG |  |  | FALSE
2021-05-14 | hospital_demand |  |  |  | 3073.21 |  |  | Maintain Status Quo | Afghanistan | AFG |  |  | FALSE
2021-05-14 | ICU_demand |  |  |  | 435.58 |  |  | Maintain Status Quo | Afghanistan | AFG |  |  | FALSE
2021-05-14 | infections |  |  |  | 37312.5 |  |  | Maintain Status Quo | Afghanistan | AFG |  |  | FALSE
2021-05-14 | hospital_incidence |  |  |  | 371.88 |  |  | Maintain Status Quo | Afghanistan | AFG |  |  | FALSE
2021-05-14 | ICU_incidence |  |  |  | 140.63 |  |  | Maintain Status Quo | Afghanistan | AFG |  |  | FALSE
2021-05-14 | cumulative_infections |  |  |  | 9337883.61 |  |  | Maintain Status Quo | Afghanistan | AFG |  |  | FALSE
2021-05-14 | hospital_demand |  |  |  | 3073.21 |  |  | Relax Interventions 50% | Afghanistan | AFG |  |  | FALSE
2021-05-14 | ICU_demand |  |  |  | 435.58 |  |  | Relax Interventions 50% | Afghanistan | AFG |  |  | FALSE
2021-05-14 | infections |  |  |  | 37312.5 |  |  | Relax Interventions 50% | Afghanistan | AFG |  |  | FALSE
2021-05-14 | hospital_incidence |  |  |  | 371.88 |  |  | Relax Interventions 50% | Afghanistan | AFG |  |  | FALSE
2021-05-14 | ICU_incidence |  |  |  | 140.63 |  |  | Relax Interventions 50% | Afghanistan | AFG |  |  | FALSE
2021-05-14 | cumulative_infections |  |  |  | 9337883.61 |  |  | Relax Interventions 50% | Afghanistan | AFG |  |  | FALSE
2021-05-15 | hospital_demand |  |  |  | 3117.46 |  |  | Additional 50% Reduction | Afghanistan | AFG |  |  | FALSE
2021-05-15 | ICU_demand |  |  |  | 438.04 |  |  | Additional 50% Reduction | Afghanistan | AFG |  |  | FALSE
2021-05-15 | infections |  |  |  | 37884.27 |  |  | Additional 50% Reduction | Afghanistan | AFG |  |  | FALSE
2021-05-15 | hospital_incidence |  |  |  | 376.43 |  |  | Additional 50% Reduction | Afghanistan | AFG |  |  | FALSE
2021-05-15 | ICU_incidence |  |  |  | 142.44 |  |  | Additional 50% Reduction | Afghanistan | AFG |  |  | FALSE
2021-05-15 | cumulative_infections |  |  |  | 9375767.88 |  |  | Additional 50% Reduction | Afghanistan | AFG |  |  | FALSE
2021-05-15 | hospital_demand |  |  |  | 3117.46 |  |  | Maintain Status Quo | Afghanistan | AFG |  |  | FALSE
2021-05-15 | ICU_demand |  |  |  | 438.04 |  |  | Maintain Status Quo | Afghanistan | AFG |  |  | FALSE
2021-05-15 | infections |  |  |  | 37884.27 |  |  | Maintain Status Quo | Afghanistan | AFG |  |  | FALSE
2021-05-15 | hospital_incidence |  |  |  | 376.43 |  |  | Maintain Status Quo | Afghanistan | AFG |  |  | FALSE
2021-05-15 | ICU_incidence |  |  |  | 142.44 |  |  | Maintain Status Quo | Afghanistan | AFG |  |  | FALSE
2021-05-15 | cumulative_infections |  |  |  | 9375767.88 |  |  | Maintain Status Quo | Afghanistan | AFG |  |  | FALSE
2021-05-15 | hospital_demand |  |  |  | 3117.46 |  |  | Relax Interventions 50% | Afghanistan | AFG |  |  | FALSE
2021-05-15 | ICU_demand |  |  |  | 438.04 |  |  | Relax Interventions 50% | Afghanistan | AFG |  |  | FALSE
2021-05-15 | infections |  |  |  | 37884.27 |  |  | Relax Interventions 50% | Afghanistan | AFG |  |  | FALSE
2021-05-15 | hospital_incidence |  |  |  | 376.43 |  |  | Relax Interventions 50% | Afghanistan | AFG |  |  | FALSE
2021-05-15 | ICU_incidence |  |  |  | 142.44 |  |  | Relax Interventions 50% | Afghanistan | AFG |  |  | FALSE
2021-05-15 | cumulative_infections |  |  |  | 9375767.88 |  |  | Relax Interventions 50% | Afghanistan | AFG |  |  | FALSE
2021-05-16 | hospital_demand |  |  |  | 3161.37 |  |  | Additional 50% Reduction | Afghanistan | AFG |  |  | FALSE
2021-05-16 | ICU_demand |  |  |  | 440.48 |  |  | Additional 50% Reduction | Afghanistan | AFG |  |  | FALSE
2021-05-16 | infections |  |  |  | 38467.49 |  |  | Additional 50% Reduction | Afghanistan | AFG |  |  | FALSE
2021-05-16 | hospital_incidence |  |  |  | 381 |  |  | Additional 50% Reduction | Afghanistan | AFG |  |  | FALSE
2021-05-16 | ICU_incidence |  |  |  | 144.25 |  |  | Additional 50% Reduction | Afghanistan | AFG |  |  | FALSE
2021-05-16 | cumulative_infections |  |  |  | 9414235.37 |  |  | Additional 50% Reduction | Afghanistan | AFG |  |  | FALSE
2021-05-16 | hospital_demand |  |  |  | 3161.37 |  |  | Maintain Status Quo | Afghanistan | AFG |  |  | FALSE
2021-05-16 | ICU_demand |  |  |  | 440.48 |  |  | Maintain Status Quo | Afghanistan | AFG |  |  | FALSE
2021-05-16 | infections |  |  |  | 38467.49 |  |  | Maintain Status Quo | Afghanistan | AFG |  |  | FALSE
2021-05-16 | hospital_incidence |  |  |  | 381 |  |  | Maintain Status Quo | Afghanistan | AFG |  |  | FALSE
2021-05-16 | ICU_incidence |  |  |  | 144.25 |  |  | Maintain Status Quo | Afghanistan | AFG |  |  | FALSE
2021-05-16 | cumulative_infections |  |  |  | 9414235.37 |  |  | Maintain Status Quo | Afghanistan | AFG |  |  | FALSE
2021-05-16 | hospital_demand |  |  |  | 3161.37 |  |  | Relax Interventions 50% | Afghanistan | AFG |  |  | FALSE
2021-05-16 | ICU_demand |  |  |  | 440.48 |  |  | Relax Interventions 50% | Afghanistan | AFG |  |  | FALSE
2021-05-16 | infections |  |  |  | 38467.49 |  |  | Relax Interventions 50% | Afghanistan | AFG |  |  | FALSE
2021-05-16 | hospital_incidence |  |  |  | 381 |  |  | Relax Interventions 50% | Afghanistan | AFG |  |  | FALSE
2021-05-16 | ICU_incidence |  |  |  | 144.25 |  |  | Relax Interventions 50% | Afghanistan | AFG |  |  | FALSE
2021-05-16 | cumulative_infections |  |  |  | 9414235.37 |  |  | Relax Interventions 50% | Afghanistan | AFG |  |  | FALSE
2021-05-17 | hospital_demand |  |  |  | 3204.99 |  |  | Additional 50% Reduction | Afghanistan | AFG |  |  | FALSE
2021-05-17 | ICU_demand |  |  |  | 442.91 |  |  | Additional 50% Reduction | Afghanistan | AFG |  |  | FALSE
2021-05-17 | infections |  |  |  | 39049.23 |  |  | Additional 50% Reduction | Afghanistan | AFG |  |  | FALSE
2021-05-17 | hospital_incidence |  |  |  | 385.65 |  |  | Additional 50% Reduction | Afghanistan | AFG |  |  | FALSE
2021-05-17 | ICU_incidence |  |  |  | 146.08 |  |  | Additional 50% Reduction | Afghanistan | AFG |  |  | FALSE
2021-05-17 | cumulative_infections |  |  |  | 9453284.6 |  |  | Additional 50% Reduction | Afghanistan | AFG |  |  | FALSE
2021-05-17 | hospital_demand |  |  |  | 3204.99 |  |  | Maintain Status Quo | Afghanistan | AFG |  |  | FALSE
2021-05-17 | ICU_demand |  |  |  | 442.91 |  |  | Maintain Status Quo | Afghanistan | AFG |  |  | FALSE
2021-05-17 | infections |  |  |  | 39049.23 |  |  | Maintain Status Quo | Afghanistan | AFG |  |  | FALSE
2021-05-17 | hospital_incidence |  |  |  | 385.65 |  |  | Maintain Status Quo | Afghanistan | AFG |  |  | FALSE
2021-05-17 | ICU_incidence |  |  |  | 146.08 |  |  | Maintain Status Quo | Afghanistan | AFG |  |  | FALSE
2021-05-17 | cumulative_infections |  |  |  | 9453284.6 |  |  | Maintain Status Quo | Afghanistan | AFG |  |  | FALSE
2021-05-17 | hospital_demand |  |  |  | 3204.99 |  |  | Relax Interventions 50% | Afghanistan | AFG |  |  | FALSE
2021-05-17 | ICU_demand |  |  |  | 442.91 |  |  | Relax Interventions 50% | Afghanistan | AFG |  |  | FALSE
2021-05-17 | infections |  |  |  | 39049.23 |  |  | Relax Interventions 50% | Afghanistan | AFG |  |  | FALSE
2021-05-17 | hospital_incidence |  |  |  | 385.65 |  |  | Relax Interventions 50% | Afghanistan | AFG |  |  | FALSE
2021-05-17 | ICU_incidence |  |  |  | 146.08 |  |  | Relax Interventions 50% | Afghanistan | AFG |  |  | FALSE
2021-05-17 | cumulative_infections |  |  |  | 9453284.6 |  |  | Relax Interventions 50% | Afghanistan | AFG |  |  | FALSE
2021-05-18 | hospital_demand |  |  |  | 3248.44 |  |  | Additional 50% Reduction | Afghanistan | AFG |  |  | FALSE
2021-05-18 | ICU_demand |  |  |  | 445.35 |  |  | Additional 50% Reduction | Afghanistan | AFG |  |  | FALSE
2021-05-18 | infections |  |  |  | 39626.11 |  |  | Additional 50% Reduction | Afghanistan | AFG |  |  | FALSE
2021-05-18 | hospital_incidence |  |  |  | 390.39 |  |  | Additional 50% Reduction | Afghanistan | AFG |  |  | FALSE
2021-05-18 | ICU_incidence |  |  |  | 147.93 |  |  | Additional 50% Reduction | Afghanistan | AFG |  |  | FALSE
2021-05-18 | cumulative_infections |  |  |  | 9492910.71 |  |  | Additional 50% Reduction | Afghanistan | AFG |  |  | FALSE
2021-05-18 | hospital_demand |  |  |  | 3248.44 |  |  | Maintain Status Quo | Afghanistan | AFG |  |  | FALSE
2021-05-18 | ICU_demand |  |  |  | 445.35 |  |  | Maintain Status Quo | Afghanistan | AFG |  |  | FALSE
2021-05-18 | infections |  |  |  | 39626.11 |  |  | Maintain Status Quo | Afghanistan | AFG |  |  | FALSE
2021-05-18 | hospital_incidence |  |  |  | 390.39 |  |  | Maintain Status Quo | Afghanistan | AFG |  |  | FALSE
2021-05-18 | ICU_incidence |  |  |  | 147.93 |  |  | Maintain Status Quo | Afghanistan | AFG |  |  | FALSE
2021-05-18 | cumulative_infections |  |  |  | 9492910.71 |  |  | Maintain Status Quo | Afghanistan | AFG |  |  | FALSE
2021-05-18 | hospital_demand |  |  |  | 3248.44 |  |  | Relax Interventions 50% | Afghanistan | AFG |  |  | FALSE
2021-05-18 | ICU_demand |  |  |  | 445.35 |  |  | Relax Interventions 50% | Afghanistan | AFG |  |  | FALSE
2021-05-18 | infections |  |  |  | 39626.11 |  |  | Relax Interventions 50% | Afghanistan | AFG |  |  | FALSE
2021-05-18 | hospital_incidence |  |  |  | 390.39 |  |  | Relax Interventions 50% | Afghanistan | AFG |  |  | FALSE
2021-05-18 | ICU_incidence |  |  |  | 147.93 |  |  | Relax Interventions 50% | Afghanistan | AFG |  |  | FALSE
2021-05-18 | cumulative_infections |  |  |  | 9492910.71 |  |  | Relax Interventions 50% | Afghanistan | AFG |  |  | FALSE
2021-05-19 | hospital_demand |  |  |  | 3291.8 |  |  | Additional 50% Reduction | Afghanistan | AFG |  |  | FALSE
2021-05-19 | ICU_demand |  |  |  | 447.81 |  |  | Additional 50% Reduction | Afghanistan | AFG |  |  | FALSE
2021-05-19 | infections |  |  |  | 40198.16 |  |  | Additional 50% Reduction | Afghanistan | AFG |  |  | FALSE
2021-05-19 | hospital_incidence |  |  |  | 395.19 |  |  | Additional 50% Reduction | Afghanistan | AFG |  |  | FALSE
2021-05-19 | ICU_incidence |  |  |  | 149.8 |  |  | Additional 50% Reduction | Afghanistan | AFG |  |  | FALSE
2021-05-19 | cumulative_infections |  |  |  | 9533108.87 |  |  | Additional 50% Reduction | Afghanistan | AFG |  |  | FALSE
2021-05-19 | hospital_demand |  |  |  | 3291.8 |  |  | Maintain Status Quo | Afghanistan | AFG |  |  | FALSE
2021-05-19 | ICU_demand |  |  |  | 447.81 |  |  | Maintain Status Quo | Afghanistan | AFG |  |  | FALSE
2021-05-19 | infections |  |  |  | 40198.16 |  |  | Maintain Status Quo | Afghanistan | AFG |  |  | FALSE
2021-05-19 | hospital_incidence |  |  |  | 395.19 |  |  | Maintain Status Quo | Afghanistan | AFG |  |  | FALSE
2021-05-19 | ICU_incidence |  |  |  | 149.8 |  |  | Maintain Status Quo | Afghanistan | AFG |  |  | FALSE
2021-05-19 | cumulative_infections |  |  |  | 9533108.87 |  |  | Maintain Status Quo | Afghanistan | AFG |  |  | FALSE
2021-05-19 | hospital_demand |  |  |  | 3291.8 |  |  | Relax Interventions 50% | Afghanistan | AFG |  |  | FALSE
2021-05-19 | ICU_demand |  |  |  | 447.81 |  |  | Relax Interventions 50% | Afghanistan | AFG |  |  | FALSE
2021-05-19 | infections |  |  |  | 40198.16 |  |  | Relax Interventions 50% | Afghanistan | AFG |  |  | FALSE
2021-05-19 | hospital_incidence |  |  |  | 395.19 |  |  | Relax Interventions 50% | Afghanistan | AFG |  |  | FALSE
2021-05-19 | ICU_incidence |  |  |  | 149.8 |  |  | Relax Interventions 50% | Afghanistan | AFG |  |  | FALSE
2021-05-19 | cumulative_infections |  |  |  | 9533108.87 |  |  | Relax Interventions 50% | Afghanistan | AFG |  |  | FALSE
2021-05-20 | hospital_demand |  |  |  | 3335.14 |  |  | Additional 50% Reduction | Afghanistan | AFG |  |  | FALSE
2021-05-20 | ICU_demand |  |  |  | 450.28 |  |  | Additional 50% Reduction | Afghanistan | AFG |  |  | FALSE
2021-05-20 | infections |  |  |  | 40766.17 |  |  | Additional 50% Reduction | Afghanistan | AFG |  |  | FALSE
2021-05-20 | hospital_incidence |  |  |  | 400.03 |  |  | Additional 50% Reduction | Afghanistan | AFG |  |  | FALSE
2021-05-20 | ICU_incidence |  |  |  | 151.68 |  |  | Additional 50% Reduction | Afghanistan | AFG |  |  | FALSE
2021-05-20 | cumulative_infections |  |  |  | 9573875.04 |  |  | Additional 50% Reduction | Afghanistan | AFG |  |  | FALSE
2021-05-20 | hospital_demand |  |  |  | 3335.14 |  |  | Maintain Status Quo | Afghanistan | AFG |  |  | FALSE
2021-05-20 | ICU_demand |  |  |  | 450.28 |  |  | Maintain Status Quo | Afghanistan | AFG |  |  | FALSE
2021-05-20 | infections |  |  |  | 40766.17 |  |  | Maintain Status Quo | Afghanistan | AFG |  |  | FALSE
2021-05-20 | hospital_incidence |  |  |  | 400.03 |  |  | Maintain Status Quo | Afghanistan | AFG |  |  | FALSE
2021-05-20 | ICU_incidence |  |  |  | 151.68 |  |  | Maintain Status Quo | Afghanistan | AFG |  |  | FALSE
2021-05-20 | cumulative_infections |  |  |  | 9573875.04 |  |  | Maintain Status Quo | Afghanistan | AFG |  |  | FALSE
2021-05-20 | hospital_demand |  |  |  | 3335.14 |  |  | Relax Interventions 50% | Afghanistan | AFG |  |  | FALSE
2021-05-20 | ICU_demand |  |  |  | 450.28 |  |  | Relax Interventions 50% | Afghanistan | AFG |  |  | FALSE
2021-05-20 | infections |  |  |  | 40766.17 |  |  | Relax Interventions 50% | Afghanistan | AFG |  |  | FALSE
2021-05-20 | hospital_incidence |  |  |  | 400.03 |  |  | Relax Interventions 50% | Afghanistan | AFG |  |  | FALSE
2021-05-20 | ICU_incidence |  |  |  | 151.68 |  |  | Relax Interventions 50% | Afghanistan | AFG |  |  | FALSE
2021-05-20 | cumulative_infections |  |  |  | 9573875.04 |  |  | Relax Interventions 50% | Afghanistan | AFG |  |  | FALSE
2021-05-21 | hospital_demand |  |  |  | 3378.51 |  |  | Additional 50% Reduction | Afghanistan | AFG |  |  | FALSE
2021-05-21 | ICU_demand |  |  |  | 452.76 |  |  | Additional 50% Reduction | Afghanistan | AFG |  |  | FALSE
2021-05-21 | infections |  |  |  | 41330.77 |  |  | Additional 50% Reduction | Afghanistan | AFG |  |  | FALSE
2021-05-21 | hospital_incidence |  |  |  | 404.9 |  |  | Additional 50% Reduction | Afghanistan | AFG |  |  | FALSE
2021-05-21 | ICU_incidence |  |  |  | 153.57 |  |  | Additional 50% Reduction | Afghanistan | AFG |  |  | FALSE
2021-05-21 | cumulative_infections |  |  |  | 9615205.81 |  |  | Additional 50% Reduction | Afghanistan | AFG |  |  | FALSE
2021-05-21 | hospital_demand |  |  |  | 3378.51 |  |  | Maintain Status Quo | Afghanistan | AFG |  |  | FALSE
2021-05-21 | ICU_demand |  |  |  | 452.76 |  |  | Maintain Status Quo | Afghanistan | AFG |  |  | FALSE
2021-05-21 | infections |  |  |  | 41330.77 |  |  | Maintain Status Quo | Afghanistan | AFG |  |  | FALSE
2021-05-21 | hospital_incidence |  |  |  | 404.9 |  |  | Maintain Status Quo | Afghanistan | AFG |  |  | FALSE
2021-05-21 | ICU_incidence |  |  |  | 153.57 |  |  | Maintain Status Quo | Afghanistan | AFG |  |  | FALSE
2021-05-21 | cumulative_infections |  |  |  | 9615205.81 |  |  | Maintain Status Quo | Afghanistan | AFG |  |  | FALSE
2021-05-21 | hospital_demand |  |  |  | 3378.51 |  |  | Relax Interventions 50% | Afghanistan | AFG |  |  | FALSE
2021-05-21 | ICU_demand |  |  |  | 452.76 |  |  | Relax Interventions 50% | Afghanistan | AFG |  |  | FALSE
2021-05-21 | infections |  |  |  | 41330.77 |  |  | Relax Interventions 50% | Afghanistan | AFG |  |  | FALSE
2021-05-21 | hospital_incidence |  |  |  | 404.9 |  |  | Relax Interventions 50% | Afghanistan | AFG |  |  | FALSE
2021-05-21 | ICU_incidence |  |  |  | 153.57 |  |  | Relax Interventions 50% | Afghanistan | AFG |  |  | FALSE
2021-05-21 | cumulative_infections |  |  |  | 9615205.81 |  |  | Relax Interventions 50% | Afghanistan | AFG |  |  | FALSE
2021-05-22 | hospital_demand |  |  |  | 3421.92 |  |  | Additional 50% Reduction | Afghanistan | AFG |  |  | FALSE
2021-05-22 | ICU_demand |  |  |  | 455.24 |  |  | Additional 50% Reduction | Afghanistan | AFG |  |  | FALSE
2021-05-22 | infections |  |  |  | 41892.23 |  |  | Additional 50% Reduction | Afghanistan | AFG |  |  | FALSE
2021-05-22 | hospital_incidence |  |  |  | 409.78 |  |  | Additional 50% Reduction | Afghanistan | AFG |  |  | FALSE
2021-05-22 | ICU_incidence |  |  |  | 155.46 |  |  | Additional 50% Reduction | Afghanistan | AFG |  |  | FALSE
2021-05-22 | cumulative_infections |  |  |  | 9657098.04 |  |  | Additional 50% Reduction | Afghanistan | AFG |  |  | FALSE
2021-05-22 | hospital_demand |  |  |  | 3421.92 |  |  | Maintain Status Quo | Afghanistan | AFG |  |  | FALSE
2021-05-22 | ICU_demand |  |  |  | 455.24 |  |  | Maintain Status Quo | Afghanistan | AFG |  |  | FALSE
2021-05-22 | infections |  |  |  | 41892.23 |  |  | Maintain Status Quo | Afghanistan | AFG |  |  | FALSE
2021-05-22 | hospital_incidence |  |  |  | 409.78 |  |  | Maintain Status Quo | Afghanistan | AFG |  |  | FALSE
2021-05-22 | ICU_incidence |  |  |  | 155.46 |  |  | Maintain Status Quo | Afghanistan | AFG |  |  | FALSE
2021-05-22 | cumulative_infections |  |  |  | 9657098.04 |  |  | Maintain Status Quo | Afghanistan | AFG |  |  | FALSE
2021-05-22 | hospital_demand |  |  |  | 3421.92 |  |  | Relax Interventions 50% | Afghanistan | AFG |  |  | FALSE
2021-05-22 | ICU_demand |  |  |  | 455.24 |  |  | Relax Interventions 50% | Afghanistan | AFG |  |  | FALSE
2021-05-22 | infections |  |  |  | 41892.23 |  |  | Relax Interventions 50% | Afghanistan | AFG |  |  | FALSE
2021-05-22 | hospital_incidence |  |  |  | 409.78 |  |  | Relax Interventions 50% | Afghanistan | AFG |  |  | FALSE
2021-05-22 | ICU_incidence |  |  |  | 155.46 |  |  | Relax Interventions 50% | Afghanistan | AFG |  |  | FALSE
2021-05-22 | cumulative_infections |  |  |  | 9657098.04 |  |  | Relax Interventions 50% | Afghanistan | AFG |  |  | FALSE
2021-05-23 | hospital_demand |  |  |  | 3465.38 |  |  | Additional 50% Reduction | Afghanistan | AFG |  |  | FALSE
2021-05-23 | ICU_demand |  |  |  | 457.72 |  |  | Additional 50% Reduction | Afghanistan | AFG |  |  | FALSE
2021-05-23 | infections |  |  |  | 42450.54 |  |  | Additional 50% Reduction | Afghanistan | AFG |  |  | FALSE
2021-05-23 | hospital_incidence |  |  |  | 414.65 |  |  | Additional 50% Reduction | Afghanistan | AFG |  |  | FALSE
2021-05-23 | ICU_incidence |  |  |  | 157.34 |  |  | Additional 50% Reduction | Afghanistan | AFG |  |  | FALSE
2021-05-23 | cumulative_infections |  |  |  | 9699548.58 |  |  | Additional 50% Reduction | Afghanistan | AFG |  |  | FALSE
2021-05-23 | hospital_demand |  |  |  | 3465.38 |  |  | Maintain Status Quo | Afghanistan | AFG |  |  | FALSE
2021-05-23 | ICU_demand |  |  |  | 457.72 |  |  | Maintain Status Quo | Afghanistan | AFG |  |  | FALSE
2021-05-23 | infections |  |  |  | 42450.54 |  |  | Maintain Status Quo | Afghanistan | AFG |  |  | FALSE
2021-05-23 | hospital_incidence |  |  |  | 414.65 |  |  | Maintain Status Quo | Afghanistan | AFG |  |  | FALSE
2021-05-23 | ICU_incidence |  |  |  | 157.34 |  |  | Maintain Status Quo | Afghanistan | AFG |  |  | FALSE
2021-05-23 | cumulative_infections |  |  |  | 9699548.58 |  |  | Maintain Status Quo | Afghanistan | AFG |  |  | FALSE
2021-05-23 | hospital_demand |  |  |  | 3465.38 |  |  | Relax Interventions 50% | Afghanistan | AFG |  |  | FALSE
2021-05-23 | ICU_demand |  |  |  | 457.72 |  |  | Relax Interventions 50% | Afghanistan | AFG |  |  | FALSE
2021-05-23 | infections |  |  |  | 42450.54 |  |  | Relax Interventions 50% | Afghanistan | AFG |  |  | FALSE
2021-05-23 | hospital_incidence |  |  |  | 414.65 |  |  | Relax Interventions 50% | Afghanistan | AFG |  |  | FALSE
2021-05-23 | ICU_incidence |  |  |  | 157.34 |  |  | Relax Interventions 50% | Afghanistan | AFG |  |  | FALSE
2021-05-23 | cumulative_infections |  |  |  | 9699548.58 |  |  | Relax Interventions 50% | Afghanistan | AFG |  |  | FALSE
2021-05-24 | hospital_demand |  |  |  | 3508.89 |  |  | Additional 50% Reduction | Afghanistan | AFG |  |  | FALSE
2021-05-24 | ICU_demand |  |  |  | 460.2 |  |  | Additional 50% Reduction | Afghanistan | AFG |  |  | FALSE
2021-05-24 | infections |  |  |  | 43005.5 |  |  | Additional 50% Reduction | Afghanistan | AFG |  |  | FALSE
2021-05-24 | hospital_incidence |  |  |  | 419.52 |  |  | Additional 50% Reduction | Afghanistan | AFG |  |  | FALSE
2021-05-24 | ICU_incidence |  |  |  | 159.22 |  |  | Additional 50% Reduction | Afghanistan | AFG |  |  | FALSE
2021-05-24 | cumulative_infections |  |  |  | 9742554.09 |  |  | Additional 50% Reduction | Afghanistan | AFG |  |  | FALSE
2021-05-24 | hospital_demand |  |  |  | 3508.89 |  |  | Maintain Status Quo | Afghanistan | AFG |  |  | FALSE
2021-05-24 | ICU_demand |  |  |  | 460.2 |  |  | Maintain Status Quo | Afghanistan | AFG |  |  | FALSE
2021-05-24 | infections |  |  |  | 43005.5 |  |  | Maintain Status Quo | Afghanistan | AFG |  |  | FALSE
2021-05-24 | hospital_incidence |  |  |  | 419.52 |  |  | Maintain Status Quo | Afghanistan | AFG |  |  | FALSE
2021-05-24 | ICU_incidence |  |  |  | 159.22 |  |  | Maintain Status Quo | Afghanistan | AFG |  |  | FALSE
2021-05-24 | cumulative_infections |  |  |  | 9742554.09 |  |  | Maintain Status Quo | Afghanistan | AFG |  |  | FALSE
2021-05-24 | hospital_demand |  |  |  | 3508.89 |  |  | Relax Interventions 50% | Afghanistan | AFG |  |  | FALSE
2021-05-24 | ICU_demand |  |  |  | 460.2 |  |  | Relax Interventions 50% | Afghanistan | AFG |  |  | FALSE
2021-05-24 | infections |  |  |  | 43005.5 |  |  | Relax Interventions 50% | Afghanistan | AFG |  |  | FALSE
2021-05-24 | hospital_incidence |  |  |  | 419.52 |  |  | Relax Interventions 50% | Afghanistan | AFG |  |  | FALSE
2021-05-24 | ICU_incidence |  |  |  | 159.22 |  |  | Relax Interventions 50% | Afghanistan | AFG |  |  | FALSE
2021-05-24 | cumulative_infections |  |  |  | 9742554.09 |  |  | Relax Interventions 50% | Afghanistan | AFG |  |  | FALSE
2021-05-25 | hospital_demand |  |  |  | 3552.42 |  |  | Additional 50% Reduction | Afghanistan | AFG |  |  | FALSE
2021-05-25 | ICU_demand |  |  |  | 462.67 |  |  | Additional 50% Reduction | Afghanistan | AFG |  |  | FALSE
2021-05-25 | infections |  |  |  | 43556.85 |  |  | Additional 50% Reduction | Afghanistan | AFG |  |  | FALSE
2021-05-25 | hospital_incidence |  |  |  | 424.36 |  |  | Additional 50% Reduction | Afghanistan | AFG |  |  | FALSE
2021-05-25 | ICU_incidence |  |  |  | 161.1 |  |  | Additional 50% Reduction | Afghanistan | AFG |  |  | FALSE
2021-05-25 | cumulative_infections |  |  |  | 9786110.94 |  |  | Additional 50% Reduction | Afghanistan | AFG |  |  | FALSE
2021-05-25 | hospital_demand |  |  |  | 3552.42 |  |  | Maintain Status Quo | Afghanistan | AFG |  |  | FALSE
2021-05-25 | ICU_demand |  |  |  | 462.67 |  |  | Maintain Status Quo | Afghanistan | AFG |  |  | FALSE
2021-05-25 | infections |  |  |  | 43556.85 |  |  | Maintain Status Quo | Afghanistan | AFG |  |  | FALSE
2021-05-25 | hospital_incidence |  |  |  | 424.36 |  |  | Maintain Status Quo | Afghanistan | AFG |  |  | FALSE
2021-05-25 | ICU_incidence |  |  |  | 161.1 |  |  | Maintain Status Quo | Afghanistan | AFG |  |  | FALSE
2021-05-25 | cumulative_infections |  |  |  | 9786110.94 |  |  | Maintain Status Quo | Afghanistan | AFG |  |  | FALSE
2021-05-25 | hospital_demand |  |  |  | 3552.42 |  |  | Relax Interventions 50% | Afghanistan | AFG |  |  | FALSE
2021-05-25 | ICU_demand |  |  |  | 462.67 |  |  | Relax Interventions 50% | Afghanistan | AFG |  |  | FALSE
2021-05-25 | infections |  |  |  | 43556.85 |  |  | Relax Interventions 50% | Afghanistan | AFG |  |  | FALSE
2021-05-25 | hospital_incidence |  |  |  | 424.36 |  |  | Relax Interventions 50% | Afghanistan | AFG |  |  | FALSE
2021-05-25 | ICU_incidence |  |  |  | 161.1 |  |  | Relax Interventions 50% | Afghanistan | AFG |  |  | FALSE
2021-05-25 | cumulative_infections |  |  |  | 9786110.94 |  |  | Relax Interventions 50% | Afghanistan | AFG |  |  | FALSE
2021-05-26 | hospital_demand |  |  |  | 3595.96 |  |  | Additional 50% Reduction | Afghanistan | AFG |  |  | FALSE
2021-05-26 | ICU_demand |  |  |  | 465.14 |  |  | Additional 50% Reduction | Afghanistan | AFG |  |  | FALSE
2021-05-26 | infections |  |  |  | 44104.26 |  |  | Additional 50% Reduction | Afghanistan | AFG |  |  | FALSE
2021-05-26 | hospital_incidence |  |  |  | 429.19 |  |  | Additional 50% Reduction | Afghanistan | AFG |  |  | FALSE
2021-05-26 | ICU_incidence |  |  |  | 162.96 |  |  | Additional 50% Reduction | Afghanistan | AFG |  |  | FALSE
2021-05-26 | cumulative_infections |  |  |  | 9830215.19 |  |  | Additional 50% Reduction | Afghanistan | AFG |  |  | FALSE
2021-05-26 | hospital_demand |  |  |  | 3595.96 |  |  | Maintain Status Quo | Afghanistan | AFG |  |  | FALSE
2021-05-26 | ICU_demand |  |  |  | 465.14 |  |  | Maintain Status Quo | Afghanistan | AFG |  |  | FALSE
2021-05-26 | infections |  |  |  | 44104.26 |  |  | Maintain Status Quo | Afghanistan | AFG |  |  | FALSE
2021-05-26 | hospital_incidence |  |  |  | 429.19 |  |  | Maintain Status Quo | Afghanistan | AFG |  |  | FALSE
2021-05-26 | ICU_incidence |  |  |  | 162.96 |  |  | Maintain Status Quo | Afghanistan | AFG |  |  | FALSE
2021-05-26 | cumulative_infections |  |  |  | 9830215.19 |  |  | Maintain Status Quo | Afghanistan | AFG |  |  | FALSE
2021-05-26 | hospital_demand |  |  |  | 3595.96 |  |  | Relax Interventions 50% | Afghanistan | AFG |  |  | FALSE
2021-05-26 | ICU_demand |  |  |  | 465.14 |  |  | Relax Interventions 50% | Afghanistan | AFG |  |  | FALSE
2021-05-26 | infections |  |  |  | 44104.26 |  |  | Relax Interventions 50% | Afghanistan | AFG |  |  | FALSE
2021-05-26 | hospital_incidence |  |  |  | 429.19 |  |  | Relax Interventions 50% | Afghanistan | AFG |  |  | FALSE
2021-05-26 | ICU_incidence |  |  |  | 162.96 |  |  | Relax Interventions 50% | Afghanistan | AFG |  |  | FALSE
2021-05-26 | cumulative_infections |  |  |  | 9830215.19 |  |  | Relax Interventions 50% | Afghanistan | AFG |  |  | FALSE
2021-05-27 | hospital_demand |  |  |  | 3639.48 |  |  | Additional 50% Reduction | Afghanistan | AFG |  |  | FALSE
2021-05-27 | ICU_demand |  |  |  | 467.59 |  |  | Additional 50% Reduction | Afghanistan | AFG |  |  | FALSE
2021-05-27 | infections |  |  |  | 44647.42 |  |  | Additional 50% Reduction | Afghanistan | AFG |  |  | FALSE
2021-05-27 | hospital_incidence |  |  |  | 433.99 |  |  | Additional 50% Reduction | Afghanistan | AFG |  |  | FALSE
2021-05-27 | ICU_incidence |  |  |  | 164.82 |  |  | Additional 50% Reduction | Afghanistan | AFG |  |  | FALSE
2021-05-27 | cumulative_infections |  |  |  | 9874862.61 |  |  | Additional 50% Reduction | Afghanistan | AFG |  |  | FALSE
2021-05-27 | hospital_demand |  |  |  | 3639.48 |  |  | Maintain Status Quo | Afghanistan | AFG |  |  | FALSE
2021-05-27 | ICU_demand |  |  |  | 467.59 |  |  | Maintain Status Quo | Afghanistan | AFG |  |  | FALSE
2021-05-27 | infections |  |  |  | 44647.42 |  |  | Maintain Status Quo | Afghanistan | AFG |  |  | FALSE
2021-05-27 | hospital_incidence |  |  |  | 433.99 |  |  | Maintain Status Quo | Afghanistan | AFG |  |  | FALSE
2021-05-27 | ICU_incidence |  |  |  | 164.82 |  |  | Maintain Status Quo | Afghanistan | AFG |  |  | FALSE
2021-05-27 | cumulative_infections |  |  |  | 9874862.61 |  |  | Maintain Status Quo | Afghanistan | AFG |  |  | FALSE
2021-05-27 | hospital_demand |  |  |  | 3639.48 |  |  | Relax Interventions 50% | Afghanistan | AFG |  |  | FALSE
2021-05-27 | ICU_demand |  |  |  | 467.59 |  |  | Relax Interventions 50% | Afghanistan | AFG |  |  | FALSE
2021-05-27 | infections |  |  |  | 44647.42 |  |  | Relax Interventions 50% | Afghanistan | AFG |  |  | FALSE
2021-05-27 | hospital_incidence |  |  |  | 433.99 |  |  | Relax Interventions 50% | Afghanistan | AFG |  |  | FALSE
2021-05-27 | ICU_incidence |  |  |  | 164.82 |  |  | Relax Interventions 50% | Afghanistan | AFG |  |  | FALSE
2021-05-27 | cumulative_infections |  |  |  | 9874862.61 |  |  | Relax Interventions 50% | Afghanistan | AFG |  |  | FALSE
2021-05-28 | hospital_demand |  |  |  | 3682.96 |  |  | Additional 50% Reduction | Afghanistan | AFG |  |  | FALSE
2021-05-28 | ICU_demand |  |  |  | 470.04 |  |  | Additional 50% Reduction | Afghanistan | AFG |  |  | FALSE
2021-05-28 | infections |  |  |  | 45213.67 |  |  | Additional 50% Reduction | Afghanistan | AFG |  |  | FALSE
2021-05-28 | hospital_incidence |  |  |  | 438.78 |  |  | Additional 50% Reduction | Afghanistan | AFG |  |  | FALSE
2021-05-28 | ICU_incidence |  |  |  | 166.68 |  |  | Additional 50% Reduction | Afghanistan | AFG |  |  | FALSE
2021-05-28 | cumulative_infections |  |  |  | 9920076.28 |  |  | Additional 50% Reduction | Afghanistan | AFG |  |  | FALSE
2021-05-28 | hospital_demand |  |  |  | 3682.96 |  |  | Maintain Status Quo | Afghanistan | AFG |  |  | FALSE
2021-05-28 | ICU_demand |  |  |  | 470.04 |  |  | Maintain Status Quo | Afghanistan | AFG |  |  | FALSE
2021-05-28 | infections |  |  |  | 45213.67 |  |  | Maintain Status Quo | Afghanistan | AFG |  |  | FALSE
2021-05-28 | hospital_incidence |  |  |  | 438.78 |  |  | Maintain Status Quo | Afghanistan | AFG |  |  | FALSE
2021-05-28 | ICU_incidence |  |  |  | 166.68 |  |  | Maintain Status Quo | Afghanistan | AFG |  |  | FALSE
2021-05-28 | cumulative_infections |  |  |  | 9920076.28 |  |  | Maintain Status Quo | Afghanistan | AFG |  |  | FALSE
2021-05-28 | hospital_demand |  |  |  | 3682.96 |  |  | Relax Interventions 50% | Afghanistan | AFG |  |  | FALSE
2021-05-28 | ICU_demand |  |  |  | 470.04 |  |  | Relax Interventions 50% | Afghanistan | AFG |  |  | FALSE
2021-05-28 | infections |  |  |  | 45213.67 |  |  | Relax Interventions 50% | Afghanistan | AFG |  |  | FALSE
2021-05-28 | hospital_incidence |  |  |  | 438.78 |  |  | Relax Interventions 50% | Afghanistan | AFG |  |  | FALSE
2021-05-28 | ICU_incidence |  |  |  | 166.68 |  |  | Relax Interventions 50% | Afghanistan | AFG |  |  | FALSE
2021-05-28 | cumulative_infections |  |  |  | 9920076.28 |  |  | Relax Interventions 50% | Afghanistan | AFG |  |  | FALSE
2021-05-29 | hospital_demand |  |  |  | 3726.4 |  |  | Additional 50% Reduction | Afghanistan | AFG |  |  | FALSE
2021-05-29 | ICU_demand |  |  |  | 472.49 |  |  | Additional 50% Reduction | Afghanistan | AFG |  |  | FALSE
2021-05-29 | infections |  |  |  | 45805.77 |  |  | Additional 50% Reduction | Afghanistan | AFG |  |  | FALSE
2021-05-29 | hospital_incidence |  |  |  | 443.58 |  |  | Additional 50% Reduction | Afghanistan | AFG |  |  | FALSE
2021-05-29 | ICU_incidence |  |  |  | 168.54 |  |  | Additional 50% Reduction | Afghanistan | AFG |  |  | FALSE
2021-05-29 | cumulative_infections |  |  |  | 9965882.05 |  |  | Additional 50% Reduction | Afghanistan | AFG |  |  | FALSE
2021-05-29 | hospital_demand |  |  |  | 3726.4 |  |  | Maintain Status Quo | Afghanistan | AFG |  |  | FALSE
2021-05-29 | ICU_demand |  |  |  | 472.49 |  |  | Maintain Status Quo | Afghanistan | AFG |  |  | FALSE
2021-05-29 | infections |  |  |  | 45805.77 |  |  | Maintain Status Quo | Afghanistan | AFG |  |  | FALSE
2021-05-29 | hospital_incidence |  |  |  | 443.58 |  |  | Maintain Status Quo | Afghanistan | AFG |  |  | FALSE
2021-05-29 | ICU_incidence |  |  |  | 168.54 |  |  | Maintain Status Quo | Afghanistan | AFG |  |  | FALSE
2021-05-29 | cumulative_infections |  |  |  | 9965882.05 |  |  | Maintain Status Quo | Afghanistan | AFG |  |  | FALSE
2021-05-29 | hospital_demand |  |  |  | 3726.4 |  |  | Relax Interventions 50% | Afghanistan | AFG |  |  | FALSE
2021-05-29 | ICU_demand |  |  |  | 472.49 |  |  | Relax Interventions 50% | Afghanistan | AFG |  |  | FALSE
2021-05-29 | infections |  |  |  | 45805.77 |  |  | Relax Interventions 50% | Afghanistan | AFG |  |  | FALSE
2021-05-29 | hospital_incidence |  |  |  | 443.58 |  |  | Relax Interventions 50% | Afghanistan | AFG |  |  | FALSE
2021-05-29 | ICU_incidence |  |  |  | 168.54 |  |  | Relax Interventions 50% | Afghanistan | AFG |  |  | FALSE
2021-05-29 | cumulative_infections |  |  |  | 9965882.05 |  |  | Relax Interventions 50% | Afghanistan | AFG |  |  | FALSE
2021-05-30 | hospital_demand |  |  |  | 3769.83 |  |  | Additional 50% Reduction | Afghanistan | AFG |  |  | FALSE
2021-05-30 | ICU_demand |  |  |  | 474.94 |  |  | Additional 50% Reduction | Afghanistan | AFG |  |  | FALSE
2021-05-30 | infections |  |  |  | 46401.47 |  |  | Additional 50% Reduction | Afghanistan | AFG |  |  | FALSE
2021-05-30 | hospital_incidence |  |  |  | 448.45 |  |  | Additional 50% Reduction | Afghanistan | AFG |  |  | FALSE
2021-05-30 | ICU_incidence |  |  |  | 170.41 |  |  | Additional 50% Reduction | Afghanistan | AFG |  |  | FALSE
2021-05-30 | cumulative_infections |  |  |  | 10012283.5 |  |  | Additional 50% Reduction | Afghanistan | AFG |  |  | FALSE
2021-05-30 | hospital_demand |  |  |  | 3769.83 |  |  | Maintain Status Quo | Afghanistan | AFG |  |  | FALSE
2021-05-30 | ICU_demand |  |  |  | 474.94 |  |  | Maintain Status Quo | Afghanistan | AFG |  |  | FALSE
2021-05-30 | infections |  |  |  | 46401.47 |  |  | Maintain Status Quo | Afghanistan | AFG |  |  | FALSE
2021-05-30 | hospital_incidence |  |  |  | 448.45 |  |  | Maintain Status Quo | Afghanistan | AFG |  |  | FALSE
2021-05-30 | ICU_incidence |  |  |  | 170.41 |  |  | Maintain Status Quo | Afghanistan | AFG |  |  | FALSE
2021-05-30 | cumulative_infections |  |  |  | 10012283.5 |  |  | Maintain Status Quo | Afghanistan | AFG |  |  | FALSE
2021-05-30 | hospital_demand |  |  |  | 3769.83 |  |  | Relax Interventions 50% | Afghanistan | AFG |  |  | FALSE
2021-05-30 | ICU_demand |  |  |  | 474.94 |  |  | Relax Interventions 50% | Afghanistan | AFG |  |  | FALSE
2021-05-30 | infections |  |  |  | 46401.47 |  |  | Relax Interventions 50% | Afghanistan | AFG |  |  | FALSE
2021-05-30 | hospital_incidence |  |  |  | 448.45 |  |  | Relax Interventions 50% | Afghanistan | AFG |  |  | FALSE
2021-05-30 | ICU_incidence |  |  |  | 170.41 |  |  | Relax Interventions 50% | Afghanistan | AFG |  |  | FALSE
2021-05-30 | cumulative_infections |  |  |  | 10012283.5 |  |  | Relax Interventions 50% | Afghanistan | AFG |  |  | FALSE
2021-05-31 | hospital_demand |  |  |  | 3813.35 |  |  | Additional 50% Reduction | Afghanistan | AFG |  |  | FALSE
2021-05-31 | ICU_demand |  |  |  | 477.41 |  |  | Additional 50% Reduction | Afghanistan | AFG |  |  | FALSE
2021-05-31 | infections |  |  |  | 46992.26 |  |  | Additional 50% Reduction | Afghanistan | AFG |  |  | FALSE
2021-05-31 | hospital_incidence |  |  |  | 453.39 |  |  | Additional 50% Reduction | Afghanistan | AFG |  |  | FALSE
2021-05-31 | ICU_incidence |  |  |  | 172.31 |  |  | Additional 50% Reduction | Afghanistan | AFG |  |  | FALSE
2021-05-31 | cumulative_infections |  |  |  | 10059275.8 |  |  | Additional 50% Reduction | Afghanistan | AFG |  |  | FALSE
2021-05-31 | hospital_demand |  |  |  | 3813.35 |  |  | Maintain Status Quo | Afghanistan | AFG |  |  | FALSE
2021-05-31 | ICU_demand |  |  |  | 477.41 |  |  | Maintain Status Quo | Afghanistan | AFG |  |  | FALSE
2021-05-31 | infections |  |  |  | 46992.26 |  |  | Maintain Status Quo | Afghanistan | AFG |  |  | FALSE
2021-05-31 | hospital_incidence |  |  |  | 453.39 |  |  | Maintain Status Quo | Afghanistan | AFG |  |  | FALSE
2021-05-31 | ICU_incidence |  |  |  | 172.31 |  |  | Maintain Status Quo | Afghanistan | AFG |  |  | FALSE
2021-05-31 | cumulative_infections |  |  |  | 10059275.8 |  |  | Maintain Status Quo | Afghanistan | AFG |  |  | FALSE
2021-05-31 | hospital_demand |  |  |  | 3813.35 |  |  | Relax Interventions 50% | Afghanistan | AFG |  |  | FALSE
2021-05-31 | ICU_demand |  |  |  | 477.41 |  |  | Relax Interventions 50% | Afghanistan | AFG |  |  | FALSE
2021-05-31 | infections |  |  |  | 46992.26 |  |  | Relax Interventions 50% | Afghanistan | AFG |  |  | FALSE
2021-05-31 | hospital_incidence |  |  |  | 453.39 |  |  | Relax Interventions 50% | Afghanistan | AFG |  |  | FALSE
2021-05-31 | ICU_incidence |  |  |  | 172.31 |  |  | Relax Interventions 50% | Afghanistan | AFG |  |  | FALSE
2021-05-31 | cumulative_infections |  |  |  | 10059275.8 |  |  | Relax Interventions 50% | Afghanistan | AFG |  |  | FALSE
2021-06-01 | hospital_demand |  |  |  | 3857.01 |  |  | Additional 50% Reduction | Afghanistan | AFG |  |  | FALSE
2021-06-01 | ICU_demand |  |  |  | 479.91 |  |  | Additional 50% Reduction | Afghanistan | AFG |  |  | FALSE
2021-06-01 | infections |  |  |  | 47575.76 |  |  | Additional 50% Reduction | Afghanistan | AFG |  |  | FALSE
2021-06-01 | hospital_incidence |  |  |  | 458.4 |  |  | Additional 50% Reduction | Afghanistan | AFG |  |  | FALSE
2021-06-01 | ICU_incidence |  |  |  | 174.23 |  |  | Additional 50% Reduction | Afghanistan | AFG |  |  | FALSE
2021-06-01 | cumulative_infections |  |  |  | 10106851.5 |  |  | Additional 50% Reduction | Afghanistan | AFG |  |  | FALSE
2021-06-01 | hospital_demand |  |  |  | 3857.01 |  |  | Maintain Status Quo | Afghanistan | AFG |  |  | FALSE
2021-06-01 | ICU_demand |  |  |  | 479.91 |  |  | Maintain Status Quo | Afghanistan | AFG |  |  | FALSE
2021-06-01 | infections |  |  |  | 47575.76 |  |  | Maintain Status Quo | Afghanistan | AFG |  |  | FALSE
2021-06-01 | hospital_incidence |  |  |  | 458.4 |  |  | Maintain Status Quo | Afghanistan | AFG |  |  | FALSE
2021-06-01 | ICU_incidence |  |  |  | 174.23 |  |  | Maintain Status Quo | Afghanistan | AFG |  |  | FALSE
2021-06-01 | cumulative_infections |  |  |  | 10106851.5 |  |  | Maintain Status Quo | Afghanistan | AFG |  |  | FALSE
2021-06-01 | hospital_demand |  |  |  | 3857.01 |  |  | Relax Interventions 50% | Afghanistan | AFG |  |  | FALSE
2021-06-01 | ICU_demand |  |  |  | 479.91 |  |  | Relax Interventions 50% | Afghanistan | AFG |  |  | FALSE
2021-06-01 | infections |  |  |  | 47575.76 |  |  | Relax Interventions 50% | Afghanistan | AFG |  |  | FALSE
2021-06-01 | hospital_incidence |  |  |  | 458.4 |  |  | Relax Interventions 50% | Afghanistan | AFG |  |  | FALSE
2021-06-01 | ICU_incidence |  |  |  | 174.23 |  |  | Relax Interventions 50% | Afghanistan | AFG |  |  | FALSE
2021-06-01 | cumulative_infections |  |  |  | 10106851.5 |  |  | Relax Interventions 50% | Afghanistan | AFG |  |  | FALSE
2021-06-02 | hospital_demand |  |  |  | 3900.88 |  |  | Additional 50% Reduction | Afghanistan | AFG |  |  | FALSE
2021-06-02 | ICU_demand |  |  |  | 482.42 |  |  | Additional 50% Reduction | Afghanistan | AFG |  |  | FALSE
2021-06-02 | infections |  |  |  | 48151.83 |  |  | Additional 50% Reduction | Afghanistan | AFG |  |  | FALSE
2021-06-02 | hospital_incidence |  |  |  | 463.47 |  |  | Additional 50% Reduction | Afghanistan | AFG |  |  | FALSE
2021-06-02 | ICU_incidence |  |  |  | 176.16 |  |  | Additional 50% Reduction | Afghanistan | AFG |  |  | FALSE
2021-06-02 | cumulative_infections |  |  |  | 10155003.4 |  |  | Additional 50% Reduction | Afghanistan | AFG |  |  | FALSE
2021-06-02 | hospital_demand |  |  |  | 3900.88 |  |  | Maintain Status Quo | Afghanistan | AFG |  |  | FALSE
2021-06-02 | ICU_demand |  |  |  | 482.42 |  |  | Maintain Status Quo | Afghanistan | AFG |  |  | FALSE
2021-06-02 | infections |  |  |  | 48151.83 |  |  | Maintain Status Quo | Afghanistan | AFG |  |  | FALSE
2021-06-02 | hospital_incidence |  |  |  | 463.47 |  |  | Maintain Status Quo | Afghanistan | AFG |  |  | FALSE
2021-06-02 | ICU_incidence |  |  |  | 176.16 |  |  | Maintain Status Quo | Afghanistan | AFG |  |  | FALSE
2021-06-02 | cumulative_infections |  |  |  | 10155003.4 |  |  | Maintain Status Quo | Afghanistan | AFG |  |  | FALSE
2021-06-02 | hospital_demand |  |  |  | 3900.88 |  |  | Relax Interventions 50% | Afghanistan | AFG |  |  | FALSE
2021-06-02 | ICU_demand |  |  |  | 482.42 |  |  | Relax Interventions 50% | Afghanistan | AFG |  |  | FALSE
2021-06-02 | infections |  |  |  | 48151.83 |  |  | Relax Interventions 50% | Afghanistan | AFG |  |  | FALSE
2021-06-02 | hospital_incidence |  |  |  | 463.47 |  |  | Relax Interventions 50% | Afghanistan | AFG |  |  | FALSE
2021-06-02 | ICU_incidence |  |  |  | 176.16 |  |  | Relax Interventions 50% | Afghanistan | AFG |  |  | FALSE
2021-06-02 | cumulative_infections |  |  |  | 10155003.4 |  |  | Relax Interventions 50% | Afghanistan | AFG |  |  | FALSE
2021-06-03 | hospital_demand |  |  |  | 3944.97 |  |  | Additional 50% Reduction | Afghanistan | AFG |  |  | FALSE
2021-06-03 | ICU_demand |  |  |  | 484.94 |  |  | Additional 50% Reduction | Afghanistan | AFG |  |  | FALSE
2021-06-03 | infections |  |  |  | 48720.79 |  |  | Additional 50% Reduction | Afghanistan | AFG |  |  | FALSE
2021-06-03 | hospital_incidence |  |  |  | 468.55 |  |  | Additional 50% Reduction | Afghanistan | AFG |  |  | FALSE
2021-06-03 | ICU_incidence |  |  |  | 178.1 |  |  | Additional 50% Reduction | Afghanistan | AFG |  |  | FALSE
2021-06-03 | cumulative_infections |  |  |  | 10203724.2 |  |  | Additional 50% Reduction | Afghanistan | AFG |  |  | FALSE
2021-06-03 | hospital_demand |  |  |  | 3944.97 |  |  | Maintain Status Quo | Afghanistan | AFG |  |  | FALSE
2021-06-03 | ICU_demand |  |  |  | 484.94 |  |  | Maintain Status Quo | Afghanistan | AFG |  |  | FALSE
2021-06-03 | infections |  |  |  | 48720.79 |  |  | Maintain Status Quo | Afghanistan | AFG |  |  | FALSE
2021-06-03 | hospital_incidence |  |  |  | 468.55 |  |  | Maintain Status Quo | Afghanistan | AFG |  |  | FALSE
2021-06-03 | ICU_incidence |  |  |  | 178.1 |  |  | Maintain Status Quo | Afghanistan | AFG |  |  | FALSE
2021-06-03 | cumulative_infections |  |  |  | 10203724.2 |  |  | Maintain Status Quo | Afghanistan | AFG |  |  | FALSE
2021-06-03 | hospital_demand |  |  |  | 3944.97 |  |  | Relax Interventions 50% | Afghanistan | AFG |  |  | FALSE
2021-06-03 | ICU_demand |  |  |  | 484.94 |  |  | Relax Interventions 50% | Afghanistan | AFG |  |  | FALSE
2021-06-03 | infections |  |  |  | 48720.79 |  |  | Relax Interventions 50% | Afghanistan | AFG |  |  | FALSE
2021-06-03 | hospital_incidence |  |  |  | 468.55 |  |  | Relax Interventions 50% | Afghanistan | AFG |  |  | FALSE
2021-06-03 | ICU_incidence |  |  |  | 178.1 |  |  | Relax Interventions 50% | Afghanistan | AFG |  |  | FALSE
2021-06-03 | cumulative_infections |  |  |  | 10203724.2 |  |  | Relax Interventions 50% | Afghanistan | AFG |  |  | FALSE
2021-06-04 | hospital_demand |  |  |  | 3989.27 |  |  | Additional 50% Reduction | Afghanistan | AFG |  |  | FALSE
2021-06-04 | ICU_demand |  |  |  | 487.47 |  |  | Additional 50% Reduction | Afghanistan | AFG |  |  | FALSE
2021-06-04 | infections |  |  |  | 49282.85 |  |  | Additional 50% Reduction | Afghanistan | AFG |  |  | FALSE
2021-06-04 | hospital_incidence |  |  |  | 473.63 |  |  | Additional 50% Reduction | Afghanistan | AFG |  |  | FALSE
2021-06-04 | ICU_incidence |  |  |  | 180.03 |  |  | Additional 50% Reduction | Afghanistan | AFG |  |  | FALSE
2021-06-04 | cumulative_infections |  |  |  | 10253007 |  |  | Additional 50% Reduction | Afghanistan | AFG |  |  | FALSE
2021-06-04 | hospital_demand |  |  |  | 3989.27 |  |  | Maintain Status Quo | Afghanistan | AFG |  |  | FALSE
2021-06-04 | ICU_demand |  |  |  | 487.47 |  |  | Maintain Status Quo | Afghanistan | AFG |  |  | FALSE
2021-06-04 | infections |  |  |  | 49282.85 |  |  | Maintain Status Quo | Afghanistan | AFG |  |  | FALSE
2021-06-04 | hospital_incidence |  |  |  | 473.63 |  |  | Maintain Status Quo | Afghanistan | AFG |  |  | FALSE
2021-06-04 | ICU_incidence |  |  |  | 180.03 |  |  | Maintain Status Quo | Afghanistan | AFG |  |  | FALSE
2021-06-04 | cumulative_infections |  |  |  | 10253007 |  |  | Maintain Status Quo | Afghanistan | AFG |  |  | FALSE
2021-06-04 | hospital_demand |  |  |  | 3989.27 |  |  | Relax Interventions 50% | Afghanistan | AFG |  |  | FALSE
2021-06-04 | ICU_demand |  |  |  | 487.47 |  |  | Relax Interventions 50% | Afghanistan | AFG |  |  | FALSE
2021-06-04 | infections |  |  |  | 49282.85 |  |  | Relax Interventions 50% | Afghanistan | AFG |  |  | FALSE
2021-06-04 | hospital_incidence |  |  |  | 473.63 |  |  | Relax Interventions 50% | Afghanistan | AFG |  |  | FALSE
2021-06-04 | ICU_incidence |  |  |  | 180.03 |  |  | Relax Interventions 50% | Afghanistan | AFG |  |  | FALSE
2021-06-04 | cumulative_infections |  |  |  | 10253007 |  |  | Relax Interventions 50% | Afghanistan | AFG |  |  | FALSE
2021-06-05 | hospital_demand |  |  |  | 4033.75 |  |  | Additional 50% Reduction | Afghanistan | AFG |  |  | FALSE
2021-06-05 | ICU_demand |  |  |  | 490 |  |  | Additional 50% Reduction | Afghanistan | AFG |  |  | FALSE
2021-06-05 | infections |  |  |  | 49837.99 |  |  | Additional 50% Reduction | Afghanistan | AFG |  |  | FALSE
2021-06-05 | hospital_incidence |  |  |  | 478.68 |  |  | Additional 50% Reduction | Afghanistan | AFG |  |  | FALSE
2021-06-05 | ICU_incidence |  |  |  | 181.96 |  |  | Additional 50% Reduction | Afghanistan | AFG |  |  | FALSE
2021-06-05 | cumulative_infections |  |  |  | 10302845 |  |  | Additional 50% Reduction | Afghanistan | AFG |  |  | FALSE
2021-06-05 | hospital_demand |  |  |  | 4033.75 |  |  | Maintain Status Quo | Afghanistan | AFG |  |  | FALSE
2021-06-05 | ICU_demand |  |  |  | 490 |  |  | Maintain Status Quo | Afghanistan | AFG |  |  | FALSE
2021-06-05 | infections |  |  |  | 49837.99 |  |  | Maintain Status Quo | Afghanistan | AFG |  |  | FALSE
2021-06-05 | hospital_incidence |  |  |  | 478.68 |  |  | Maintain Status Quo | Afghanistan | AFG |  |  | FALSE
2021-06-05 | ICU_incidence |  |  |  | 181.96 |  |  | Maintain Status Quo | Afghanistan | AFG |  |  | FALSE
2021-06-05 | cumulative_infections |  |  |  | 10302845 |  |  | Maintain Status Quo | Afghanistan | AFG |  |  | FALSE
2021-06-05 | hospital_demand |  |  |  | 4033.75 |  |  | Relax Interventions 50% | Afghanistan | AFG |  |  | FALSE
2021-06-05 | ICU_demand |  |  |  | 490 |  |  | Relax Interventions 50% | Afghanistan | AFG |  |  | FALSE
2021-06-05 | infections |  |  |  | 49837.99 |  |  | Relax Interventions 50% | Afghanistan | AFG |  |  | FALSE
2021-06-05 | hospital_incidence |  |  |  | 478.68 |  |  | Relax Interventions 50% | Afghanistan | AFG |  |  | FALSE
2021-06-05 | ICU_incidence |  |  |  | 181.96 |  |  | Relax Interventions 50% | Afghanistan | AFG |  |  | FALSE
2021-06-05 | cumulative_infections |  |  |  | 10302845 |  |  | Relax Interventions 50% | Afghanistan | AFG |  |  | FALSE
2021-06-06 | hospital_demand |  |  |  | 4078.37 |  |  | Additional 50% Reduction | Afghanistan | AFG |  |  | FALSE
2021-06-06 | ICU_demand |  |  |  | 492.53 |  |  | Additional 50% Reduction | Afghanistan | AFG |  |  | FALSE
2021-06-06 | infections |  |  |  | 50385.99 |  |  | Additional 50% Reduction | Afghanistan | AFG |  |  | FALSE
2021-06-06 | hospital_incidence |  |  |  | 483.7 |  |  | Additional 50% Reduction | Afghanistan | AFG |  |  | FALSE
2021-06-06 | ICU_incidence |  |  |  | 183.88 |  |  | Additional 50% Reduction | Afghanistan | AFG |  |  | FALSE
2021-06-06 | cumulative_infections |  |  |  | 10353231 |  |  | Additional 50% Reduction | Afghanistan | AFG |  |  | FALSE
2021-06-06 | hospital_demand |  |  |  | 4078.37 |  |  | Maintain Status Quo | Afghanistan | AFG |  |  | FALSE
2021-06-06 | ICU_demand |  |  |  | 492.53 |  |  | Maintain Status Quo | Afghanistan | AFG |  |  | FALSE
2021-06-06 | infections |  |  |  | 50385.99 |  |  | Maintain Status Quo | Afghanistan | AFG |  |  | FALSE
2021-06-06 | hospital_incidence |  |  |  | 483.7 |  |  | Maintain Status Quo | Afghanistan | AFG |  |  | FALSE
2021-06-06 | ICU_incidence |  |  |  | 183.88 |  |  | Maintain Status Quo | Afghanistan | AFG |  |  | FALSE
2021-06-06 | cumulative_infections |  |  |  | 10353231 |  |  | Maintain Status Quo | Afghanistan | AFG |  |  | FALSE
2021-06-06 | hospital_demand |  |  |  | 4078.37 |  |  | Relax Interventions 50% | Afghanistan | AFG |  |  | FALSE
2021-06-06 | ICU_demand |  |  |  | 492.53 |  |  | Relax Interventions 50% | Afghanistan | AFG |  |  | FALSE
2021-06-06 | infections |  |  |  | 50385.99 |  |  | Relax Interventions 50% | Afghanistan | AFG |  |  | FALSE
2021-06-06 | hospital_incidence |  |  |  | 483.7 |  |  | Relax Interventions 50% | Afghanistan | AFG |  |  | FALSE
2021-06-06 | ICU_incidence |  |  |  | 183.88 |  |  | Relax Interventions 50% | Afghanistan | AFG |  |  | FALSE
2021-06-06 | cumulative_infections |  |  |  | 10353231 |  |  | Relax Interventions 50% | Afghanistan | AFG |  |  | FALSE
2021-06-07 | hospital_demand |  |  |  | 4123.05 |  |  | Additional 50% Reduction | Afghanistan | AFG |  |  | FALSE
2021-06-07 | ICU_demand |  |  |  | 495.04 |  |  | Additional 50% Reduction | Afghanistan | AFG |  |  | FALSE
2021-06-07 | infections |  |  |  | 50926.5 |  |  | Additional 50% Reduction | Afghanistan | AFG |  |  | FALSE
2021-06-07 | hospital_incidence |  |  |  | 488.67 |  |  | Additional 50% Reduction | Afghanistan | AFG |  |  | FALSE
2021-06-07 | ICU_incidence |  |  |  | 185.79 |  |  | Additional 50% Reduction | Afghanistan | AFG |  |  | FALSE
2021-06-07 | cumulative_infections |  |  |  | 10404157.5 |  |  | Additional 50% Reduction | Afghanistan | AFG |  |  | FALSE
2021-06-07 | hospital_demand |  |  |  | 4123.05 |  |  | Maintain Status Quo | Afghanistan | AFG |  |  | FALSE
2021-06-07 | ICU_demand |  |  |  | 495.04 |  |  | Maintain Status Quo | Afghanistan | AFG |  |  | FALSE
2021-06-07 | infections |  |  |  | 50926.5 |  |  | Maintain Status Quo | Afghanistan | AFG |  |  | FALSE
2021-06-07 | hospital_incidence |  |  |  | 488.67 |  |  | Maintain Status Quo | Afghanistan | AFG |  |  | FALSE
2021-06-07 | ICU_incidence |  |  |  | 185.79 |  |  | Maintain Status Quo | Afghanistan | AFG |  |  | FALSE
2021-06-07 | cumulative_infections |  |  |  | 10404157.5 |  |  | Maintain Status Quo | Afghanistan | AFG |  |  | FALSE
2021-06-07 | hospital_demand |  |  |  | 4123.05 |  |  | Relax Interventions 50% | Afghanistan | AFG |  |  | FALSE
2021-06-07 | ICU_demand |  |  |  | 495.04 |  |  | Relax Interventions 50% | Afghanistan | AFG |  |  | FALSE
2021-06-07 | infections |  |  |  | 50926.5 |  |  | Relax Interventions 50% | Afghanistan | AFG |  |  | FALSE
2021-06-07 | hospital_incidence |  |  |  | 488.67 |  |  | Relax Interventions 50% | Afghanistan | AFG |  |  | FALSE
2021-06-07 | ICU_incidence |  |  |  | 185.79 |  |  | Relax Interventions 50% | Afghanistan | AFG |  |  | FALSE
2021-06-07 | cumulative_infections |  |  |  | 10404157.5 |  |  | Relax Interventions 50% | Afghanistan | AFG |  |  | FALSE
2021-06-08 | hospital_demand |  |  |  | 4167.74 |  |  | Additional 50% Reduction | Afghanistan | AFG |  |  | FALSE
2021-06-08 | ICU_demand |  |  |  | 497.54 |  |  | Additional 50% Reduction | Afghanistan | AFG |  |  | FALSE
2021-06-08 | infections |  |  |  | 51459.11 |  |  | Additional 50% Reduction | Afghanistan | AFG |  |  | FALSE
2021-06-08 | hospital_incidence |  |  |  | 493.58 |  |  | Additional 50% Reduction | Afghanistan | AFG |  |  | FALSE
2021-06-08 | ICU_incidence |  |  |  | 187.67 |  |  | Additional 50% Reduction | Afghanistan | AFG |  |  | FALSE
2021-06-08 | cumulative_infections |  |  |  | 10455616.6 |  |  | Additional 50% Reduction | Afghanistan | AFG |  |  | FALSE
2021-06-08 | hospital_demand |  |  |  | 4167.74 |  |  | Maintain Status Quo | Afghanistan | AFG |  |  | FALSE
2021-06-08 | ICU_demand |  |  |  | 497.54 |  |  | Maintain Status Quo | Afghanistan | AFG |  |  | FALSE
2021-06-08 | infections |  |  |  | 51459.11 |  |  | Maintain Status Quo | Afghanistan | AFG |  |  | FALSE
2021-06-08 | hospital_incidence |  |  |  | 493.58 |  |  | Maintain Status Quo | Afghanistan | AFG |  |  | FALSE
2021-06-08 | ICU_incidence |  |  |  | 187.67 |  |  | Maintain Status Quo | Afghanistan | AFG |  |  | FALSE
2021-06-08 | cumulative_infections |  |  |  | 10455616.6 |  |  | Maintain Status Quo | Afghanistan | AFG |  |  | FALSE
2021-06-08 | hospital_demand |  |  |  | 4167.74 |  |  | Relax Interventions 50% | Afghanistan | AFG |  |  | FALSE
2021-06-08 | ICU_demand |  |  |  | 497.54 |  |  | Relax Interventions 50% | Afghanistan | AFG |  |  | FALSE
2021-06-08 | infections |  |  |  | 51459.11 |  |  | Relax Interventions 50% | Afghanistan | AFG |  |  | FALSE
2021-06-08 | hospital_incidence |  |  |  | 493.58 |  |  | Relax Interventions 50% | Afghanistan | AFG |  |  | FALSE
2021-06-08 | ICU_incidence |  |  |  | 187.67 |  |  | Relax Interventions 50% | Afghanistan | AFG |  |  | FALSE
2021-06-08 | cumulative_infections |  |  |  | 10455616.6 |  |  | Relax Interventions 50% | Afghanistan | AFG |  |  | FALSE
2021-06-09 | hospital_demand |  |  |  | 4212.35 |  |  | Additional 50% Reduction | Afghanistan | AFG |  |  | FALSE
2021-06-09 | ICU_demand |  |  |  | 500.02 |  |  | Additional 50% Reduction | Afghanistan | AFG |  |  | FALSE
2021-06-09 | infections |  |  |  | 51983.41 |  |  | Additional 50% Reduction | Afghanistan | AFG |  |  | FALSE
2021-06-09 | hospital_incidence |  |  |  | 498.42 |  |  | Additional 50% Reduction | Afghanistan | AFG |  |  | FALSE
2021-06-09 | ICU_incidence |  |  |  | 189.54 |  |  | Additional 50% Reduction | Afghanistan | AFG |  |  | FALSE
2021-06-09 | cumulative_infections |  |  |  | 10507600 |  |  | Additional 50% Reduction | Afghanistan | AFG |  |  | FALSE
2021-06-09 | hospital_demand |  |  |  | 4212.35 |  |  | Maintain Status Quo | Afghanistan | AFG |  |  | FALSE
2021-06-09 | ICU_demand |  |  |  | 500.02 |  |  | Maintain Status Quo | Afghanistan | AFG |  |  | FALSE
2021-06-09 | infections |  |  |  | 51983.41 |  |  | Maintain Status Quo | Afghanistan | AFG |  |  | FALSE
2021-06-09 | hospital_incidence |  |  |  | 498.42 |  |  | Maintain Status Quo | Afghanistan | AFG |  |  | FALSE
2021-06-09 | ICU_incidence |  |  |  | 189.54 |  |  | Maintain Status Quo | Afghanistan | AFG |  |  | FALSE
2021-06-09 | cumulative_infections |  |  |  | 10507600 |  |  | Maintain Status Quo | Afghanistan | AFG |  |  | FALSE
2021-06-09 | hospital_demand |  |  |  | 4212.35 |  |  | Relax Interventions 50% | Afghanistan | AFG |  |  | FALSE
2021-06-09 | ICU_demand |  |  |  | 500.02 |  |  | Relax Interventions 50% | Afghanistan | AFG |  |  | FALSE
2021-06-09 | infections |  |  |  | 51983.41 |  |  | Relax Interventions 50% | Afghanistan | AFG |  |  | FALSE
2021-06-09 | hospital_incidence |  |  |  | 498.42 |  |  | Relax Interventions 50% | Afghanistan | AFG |  |  | FALSE
2021-06-09 | ICU_incidence |  |  |  | 189.54 |  |  | Relax Interventions 50% | Afghanistan | AFG |  |  | FALSE
2021-06-09 | cumulative_infections |  |  |  | 10507600 |  |  | Relax Interventions 50% | Afghanistan | AFG |  |  | FALSE
2021-06-10 | hospital_demand |  |  |  | 4256.82 |  |  | Additional 50% Reduction | Afghanistan | AFG |  |  | FALSE
2021-06-10 | ICU_demand |  |  |  | 502.47 |  |  | Additional 50% Reduction | Afghanistan | AFG |  |  | FALSE
2021-06-10 | infections |  |  |  | 52498.87 |  |  | Additional 50% Reduction | Afghanistan | AFG |  |  | FALSE
2021-06-10 | hospital_incidence |  |  |  | 503.18 |  |  | Additional 50% Reduction | Afghanistan | AFG |  |  | FALSE
2021-06-10 | ICU_incidence |  |  |  | 191.38 |  |  | Additional 50% Reduction | Afghanistan | AFG |  |  | FALSE
2021-06-10 | cumulative_infections |  |  |  | 10560098.9 |  |  | Additional 50% Reduction | Afghanistan | AFG |  |  | FALSE
2021-06-10 | hospital_demand |  |  |  | 4256.82 |  |  | Maintain Status Quo | Afghanistan | AFG |  |  | FALSE
2021-06-10 | ICU_demand |  |  |  | 502.47 |  |  | Maintain Status Quo | Afghanistan | AFG |  |  | FALSE
2021-06-10 | infections |  |  |  | 52498.87 |  |  | Maintain Status Quo | Afghanistan | AFG |  |  | FALSE
2021-06-10 | hospital_incidence |  |  |  | 503.18 |  |  | Maintain Status Quo | Afghanistan | AFG |  |  | FALSE
2021-06-10 | ICU_incidence |  |  |  | 191.38 |  |  | Maintain Status Quo | Afghanistan | AFG |  |  | FALSE
2021-06-10 | cumulative_infections |  |  |  | 10560098.9 |  |  | Maintain Status Quo | Afghanistan | AFG |  |  | FALSE
2021-06-10 | hospital_demand |  |  |  | 4256.82 |  |  | Relax Interventions 50% | Afghanistan | AFG |  |  | FALSE
2021-06-10 | ICU_demand |  |  |  | 502.47 |  |  | Relax Interventions 50% | Afghanistan | AFG |  |  | FALSE
2021-06-10 | infections |  |  |  | 52498.87 |  |  | Relax Interventions 50% | Afghanistan | AFG |  |  | FALSE
2021-06-10 | hospital_incidence |  |  |  | 503.18 |  |  | Relax Interventions 50% | Afghanistan | AFG |  |  | FALSE
2021-06-10 | ICU_incidence |  |  |  | 191.38 |  |  | Relax Interventions 50% | Afghanistan | AFG |  |  | FALSE
2021-06-10 | cumulative_infections |  |  |  | 10560098.9 |  |  | Relax Interventions 50% | Afghanistan | AFG |  |  | FALSE
2021-06-11 | hospital_demand |  |  |  | 4301.05 |  |  | Additional 50% Reduction | Afghanistan | AFG |  |  | FALSE
2021-06-11 | ICU_demand |  |  |  | 504.9 |  |  | Additional 50% Reduction | Afghanistan | AFG |  |  | FALSE
2021-06-11 | infections |  |  |  | 52710.87 |  |  | Additional 50% Reduction | Afghanistan | AFG |  |  | FALSE
2021-06-11 | hospital_incidence |  |  |  | 507.82 |  |  | Additional 50% Reduction | Afghanistan | AFG |  |  | FALSE
2021-06-11 | ICU_incidence |  |  |  | 193.18 |  |  | Additional 50% Reduction | Afghanistan | AFG |  |  | FALSE
2021-06-11 | cumulative_infections |  |  |  | 10612809.8 |  |  | Additional 50% Reduction | Afghanistan | AFG |  |  | FALSE
2021-06-11 | hospital_demand |  |  |  | 4301.05 |  |  | Maintain Status Quo | Afghanistan | AFG |  |  | FALSE
2021-06-11 | ICU_demand |  |  |  | 504.9 |  |  | Maintain Status Quo | Afghanistan | AFG |  |  | FALSE
2021-06-11 | infections |  |  |  | 52710.87 |  |  | Maintain Status Quo | Afghanistan | AFG |  |  | FALSE
2021-06-11 | hospital_incidence |  |  |  | 507.82 |  |  | Maintain Status Quo | Afghanistan | AFG |  |  | FALSE
2021-06-11 | ICU_incidence |  |  |  | 193.18 |  |  | Maintain Status Quo | Afghanistan | AFG |  |  | FALSE
2021-06-11 | cumulative_infections |  |  |  | 10612809.8 |  |  | Maintain Status Quo | Afghanistan | AFG |  |  | FALSE
2021-06-11 | hospital_demand |  |  |  | 4301.05 |  |  | Relax Interventions 50% | Afghanistan | AFG |  |  | FALSE
2021-06-11 | ICU_demand |  |  |  | 504.9 |  |  | Relax Interventions 50% | Afghanistan | AFG |  |  | FALSE
2021-06-11 | infections |  |  |  | 52710.87 |  |  | Relax Interventions 50% | Afghanistan | AFG |  |  | FALSE
2021-06-11 | hospital_incidence |  |  |  | 507.82 |  |  | Relax Interventions 50% | Afghanistan | AFG |  |  | FALSE
2021-06-11 | ICU_incidence |  |  |  | 193.18 |  |  | Relax Interventions 50% | Afghanistan | AFG |  |  | FALSE
2021-06-11 | cumulative_infections |  |  |  | 10612809.8 |  |  | Relax Interventions 50% | Afghanistan | AFG |  |  | FALSE
2021-06-12 | hospital_demand |  |  |  | 4344.78 |  |  | Additional 50% Reduction | Afghanistan | AFG |  |  | FALSE
2021-06-12 | ICU_demand |  |  |  | 507.23 |  |  | Additional 50% Reduction | Afghanistan | AFG |  |  | FALSE
2021-06-12 | infections |  |  |  | 52598.22 |  |  | Additional 50% Reduction | Afghanistan | AFG |  |  | FALSE
2021-06-12 | hospital_incidence |  |  |  | 511.95 |  |  | Additional 50% Reduction | Afghanistan | AFG |  |  | FALSE
2021-06-12 | ICU_incidence |  |  |  | 194.78 |  |  | Additional 50% Reduction | Afghanistan | AFG |  |  | FALSE
2021-06-12 | cumulative_infections |  |  |  | 10665408 |  |  | Additional 50% Reduction | Afghanistan | AFG |  |  | FALSE
2021-06-12 | hospital_demand |  |  |  | 4344.78 |  |  | Maintain Status Quo | Afghanistan | AFG |  |  | FALSE
2021-06-12 | ICU_demand |  |  |  | 507.23 |  |  | Maintain Status Quo | Afghanistan | AFG |  |  | FALSE
2021-06-12 | infections |  |  |  | 52598.22 |  |  | Maintain Status Quo | Afghanistan | AFG |  |  | FALSE
2021-06-12 | hospital_incidence |  |  |  | 511.95 |  |  | Maintain Status Quo | Afghanistan | AFG |  |  | FALSE
2021-06-12 | ICU_incidence |  |  |  | 194.78 |  |  | Maintain Status Quo | Afghanistan | AFG |  |  | FALSE
2021-06-12 | cumulative_infections |  |  |  | 10665408 |  |  | Maintain Status Quo | Afghanistan | AFG |  |  | FALSE
2021-06-12 | hospital_demand |  |  |  | 4344.78 |  |  | Relax Interventions 50% | Afghanistan | AFG |  |  | FALSE
2021-06-12 | ICU_demand |  |  |  | 507.23 |  |  | Relax Interventions 50% | Afghanistan | AFG |  |  | FALSE
2021-06-12 | infections |  |  |  | 52598.22 |  |  | Relax Interventions 50% | Afghanistan | AFG |  |  | FALSE
2021-06-12 | hospital_incidence |  |  |  | 511.95 |  |  | Relax Interventions 50% | Afghanistan | AFG |  |  | FALSE
2021-06-12 | ICU_incidence |  |  |  | 194.78 |  |  | Relax Interventions 50% | Afghanistan | AFG |  |  | FALSE
2021-06-12 | cumulative_infections |  |  |  | 10665408 |  |  | Relax Interventions 50% | Afghanistan | AFG |  |  | FALSE
2021-06-13 | hospital_demand |  |  |  | 4387.28 |  |  | Additional 50% Reduction | Afghanistan | AFG |  |  | FALSE
2021-06-13 | ICU_demand |  |  |  | 509.31 |  |  | Additional 50% Reduction | Afghanistan | AFG |  |  | FALSE
2021-06-13 | infections |  |  |  | 52388.64 |  |  | Additional 50% Reduction | Afghanistan | AFG |  |  | FALSE
2021-06-13 | hospital_incidence |  |  |  | 515.11 |  |  | Additional 50% Reduction | Afghanistan | AFG |  |  | FALSE
2021-06-13 | ICU_incidence |  |  |  | 196.02 |  |  | Additional 50% Reduction | Afghanistan | AFG |  |  | FALSE
2021-06-13 | cumulative_infections |  |  |  | 10717796.6 |  |  | Additional 50% Reduction | Afghanistan | AFG |  |  | FALSE
2021-06-13 | hospital_demand |  |  |  | 4387.28 |  |  | Maintain Status Quo | Afghanistan | AFG |  |  | FALSE
2021-06-13 | ICU_demand |  |  |  | 509.31 |  |  | Maintain Status Quo | Afghanistan | AFG |  |  | FALSE
2021-06-13 | infections |  |  |  | 52388.64 |  |  | Maintain Status Quo | Afghanistan | AFG |  |  | FALSE
2021-06-13 | hospital_incidence |  |  |  | 515.11 |  |  | Maintain Status Quo | Afghanistan | AFG |  |  | FALSE
2021-06-13 | ICU_incidence |  |  |  | 196.02 |  |  | Maintain Status Quo | Afghanistan | AFG |  |  | FALSE
2021-06-13 | cumulative_infections |  |  |  | 10717796.6 |  |  | Maintain Status Quo | Afghanistan | AFG |  |  | FALSE
2021-06-13 | hospital_demand |  |  |  | 4387.28 |  |  | Relax Interventions 50% | Afghanistan | AFG |  |  | FALSE
2021-06-13 | ICU_demand |  |  |  | 509.31 |  |  | Relax Interventions 50% | Afghanistan | AFG |  |  | FALSE
2021-06-13 | infections |  |  |  | 52388.64 |  |  | Relax Interventions 50% | Afghanistan | AFG |  |  | FALSE
2021-06-13 | hospital_incidence |  |  |  | 515.11 |  |  | Relax Interventions 50% | Afghanistan | AFG |  |  | FALSE
2021-06-13 | ICU_incidence |  |  |  | 196.02 |  |  | Relax Interventions 50% | Afghanistan | AFG |  |  | FALSE
2021-06-13 | cumulative_infections |  |  |  | 10717796.6 |  |  | Relax Interventions 50% | Afghanistan | AFG |  |  | FALSE
2021-06-14 | hospital_demand |  |  |  | 4427.53 |  |  | Additional 50% Reduction | Afghanistan | AFG |  |  | FALSE
2021-06-14 | ICU_demand |  |  |  | 510.97 |  |  | Additional 50% Reduction | Afghanistan | AFG |  |  | FALSE
2021-06-14 | infections |  |  |  | 52168.46 |  |  | Additional 50% Reduction | Afghanistan | AFG |  |  | FALSE
2021-06-14 | hospital_incidence |  |  |  | 517.1 |  |  | Additional 50% Reduction | Afghanistan | AFG |  |  | FALSE
2021-06-14 | ICU_incidence |  |  |  | 196.8 |  |  | Additional 50% Reduction | Afghanistan | AFG |  |  | FALSE
2021-06-14 | cumulative_infections |  |  |  | 10769965.1 |  |  | Additional 50% Reduction | Afghanistan | AFG |  |  | FALSE
2021-06-14 | hospital_demand |  |  |  | 4427.53 |  |  | Maintain Status Quo | Afghanistan | AFG |  |  | FALSE
2021-06-14 | ICU_demand |  |  |  | 510.97 |  |  | Maintain Status Quo | Afghanistan | AFG |  |  | FALSE
2021-06-14 | infections |  |  |  | 52168.46 |  |  | Maintain Status Quo | Afghanistan | AFG |  |  | FALSE
2021-06-14 | hospital_incidence |  |  |  | 517.1 |  |  | Maintain Status Quo | Afghanistan | AFG |  |  | FALSE
2021-06-14 | ICU_incidence |  |  |  | 196.8 |  |  | Maintain Status Quo | Afghanistan | AFG |  |  | FALSE
2021-06-14 | cumulative_infections |  |  |  | 10769965.1 |  |  | Maintain Status Quo | Afghanistan | AFG |  |  | FALSE
2021-06-14 | hospital_demand |  |  |  | 4427.53 |  |  | Relax Interventions 50% | Afghanistan | AFG |  |  | FALSE
2021-06-14 | ICU_demand |  |  |  | 510.97 |  |  | Relax Interventions 50% | Afghanistan | AFG |  |  | FALSE
2021-06-14 | infections |  |  |  | 52168.46 |  |  | Relax Interventions 50% | Afghanistan | AFG |  |  | FALSE
2021-06-14 | hospital_incidence |  |  |  | 517.1 |  |  | Relax Interventions 50% | Afghanistan | AFG |  |  | FALSE
2021-06-14 | ICU_incidence |  |  |  | 196.8 |  |  | Relax Interventions 50% | Afghanistan | AFG |  |  | FALSE
2021-06-14 | cumulative_infections |  |  |  | 10769965.1 |  |  | Relax Interventions 50% | Afghanistan | AFG |  |  | FALSE
2021-06-15 | hospital_demand |  |  |  | 4464.5 |  |  | Additional 50% Reduction | Afghanistan | AFG |  |  | FALSE
2021-06-15 | ICU_demand |  |  |  | 512.16 |  |  | Additional 50% Reduction | Afghanistan | AFG |  |  | FALSE
2021-06-15 | infections |  |  |  | 51959.94 |  |  | Additional 50% Reduction | Afghanistan | AFG |  |  | FALSE
2021-06-15 | hospital_incidence |  |  |  | 517.98 |  |  | Additional 50% Reduction | Afghanistan | AFG |  |  | FALSE
2021-06-15 | ICU_incidence |  |  |  | 197.15 |  |  | Additional 50% Reduction | Afghanistan | AFG |  |  | FALSE
2021-06-15 | cumulative_infections |  |  |  | 10821925 |  |  | Additional 50% Reduction | Afghanistan | AFG |  |  | FALSE
2021-06-15 | hospital_demand |  |  |  | 4464.5 |  |  | Maintain Status Quo | Afghanistan | AFG |  |  | FALSE
2021-06-15 | ICU_demand |  |  |  | 512.16 |  |  | Maintain Status Quo | Afghanistan | AFG |  |  | FALSE
2021-06-15 | infections |  |  |  | 51959.94 |  |  | Maintain Status Quo | Afghanistan | AFG |  |  | FALSE
2021-06-15 | hospital_incidence |  |  |  | 517.98 |  |  | Maintain Status Quo | Afghanistan | AFG |  |  | FALSE
2021-06-15 | ICU_incidence |  |  |  | 197.15 |  |  | Maintain Status Quo | Afghanistan | AFG |  |  | FALSE
2021-06-15 | cumulative_infections |  |  |  | 10821925 |  |  | Maintain Status Quo | Afghanistan | AFG |  |  | FALSE
2021-06-15 | hospital_demand |  |  |  | 4464.5 |  |  | Relax Interventions 50% | Afghanistan | AFG |  |  | FALSE
2021-06-15 | ICU_demand |  |  |  | 512.16 |  |  | Relax Interventions 50% | Afghanistan | AFG |  |  | FALSE
2021-06-15 | infections |  |  |  | 51959.94 |  |  | Relax Interventions 50% | Afghanistan | AFG |  |  | FALSE
2021-06-15 | hospital_incidence |  |  |  | 517.98 |  |  | Relax Interventions 50% | Afghanistan | AFG |  |  | FALSE
2021-06-15 | ICU_incidence |  |  |  | 197.15 |  |  | Relax Interventions 50% | Afghanistan | AFG |  |  | FALSE
2021-06-15 | cumulative_infections |  |  |  | 10821925 |  |  | Relax Interventions 50% | Afghanistan | AFG |  |  | FALSE
2021-06-16 | hospital_demand |  |  |  | 4497.4 |  |  | Additional 50% Reduction | Afghanistan | AFG |  |  | FALSE
2021-06-16 | ICU_demand |  |  |  | 512.9 |  |  | Additional 50% Reduction | Afghanistan | AFG |  |  | FALSE
2021-06-16 | infections |  |  |  | 51761.63 |  |  | Additional 50% Reduction | Afghanistan | AFG |  |  | FALSE
2021-06-16 | hospital_incidence |  |  |  | 517.93 |  |  | Additional 50% Reduction | Afghanistan | AFG |  |  | FALSE
2021-06-16 | ICU_incidence |  |  |  | 197.14 |  |  | Additional 50% Reduction | Afghanistan | AFG |  |  | FALSE
2021-06-16 | cumulative_infections |  |  |  | 10873686.6 |  |  | Additional 50% Reduction | Afghanistan | AFG |  |  | FALSE
2021-06-16 | hospital_demand |  |  |  | 4497.4 |  |  | Maintain Status Quo | Afghanistan | AFG |  |  | FALSE
2021-06-16 | ICU_demand |  |  |  | 512.9 |  |  | Maintain Status Quo | Afghanistan | AFG |  |  | FALSE
2021-06-16 | infections |  |  |  | 51761.63 |  |  | Maintain Status Quo | Afghanistan | AFG |  |  | FALSE
2021-06-16 | hospital_incidence |  |  |  | 517.93 |  |  | Maintain Status Quo | Afghanistan | AFG |  |  | FALSE
2021-06-16 | ICU_incidence |  |  |  | 197.14 |  |  | Maintain Status Quo | Afghanistan | AFG |  |  | FALSE
2021-06-16 | cumulative_infections |  |  |  | 10873686.6 |  |  | Maintain Status Quo | Afghanistan | AFG |  |  | FALSE
2021-06-16 | hospital_demand |  |  |  | 4497.4 |  |  | Relax Interventions 50% | Afghanistan | AFG |  |  | FALSE
2021-06-16 | ICU_demand |  |  |  | 512.9 |  |  | Relax Interventions 50% | Afghanistan | AFG |  |  | FALSE
2021-06-16 | infections |  |  |  | 51761.63 |  |  | Relax Interventions 50% | Afghanistan | AFG |  |  | FALSE
2021-06-16 | hospital_incidence |  |  |  | 517.93 |  |  | Relax Interventions 50% | Afghanistan | AFG |  |  | FALSE
2021-06-16 | ICU_incidence |  |  |  | 197.14 |  |  | Relax Interventions 50% | Afghanistan | AFG |  |  | FALSE
2021-06-16 | cumulative_infections |  |  |  | 10873686.6 |  |  | Relax Interventions 50% | Afghanistan | AFG |  |  | FALSE
2021-06-17 | hospital_demand |  |  |  | 4525.69 |  |  | Additional 50% Reduction | Afghanistan | AFG |  |  | FALSE
2021-06-17 | ICU_demand |  |  |  | 513.24 |  |  | Additional 50% Reduction | Afghanistan | AFG |  |  | FALSE
2021-06-17 | infections |  |  |  | 51566.34 |  |  | Additional 50% Reduction | Afghanistan | AFG |  |  | FALSE
2021-06-17 | hospital_incidence |  |  |  | 517.15 |  |  | Additional 50% Reduction | Afghanistan | AFG |  |  | FALSE
2021-06-17 | ICU_incidence |  |  |  | 196.86 |  |  | Additional 50% Reduction | Afghanistan | AFG |  |  | FALSE
2021-06-17 | cumulative_infections |  |  |  | 10925253 |  |  | Additional 50% Reduction | Afghanistan | AFG |  |  | FALSE
2021-06-17 | hospital_demand |  |  |  | 4525.69 |  |  | Maintain Status Quo | Afghanistan | AFG |  |  | FALSE
2021-06-17 | ICU_demand |  |  |  | 513.24 |  |  | Maintain Status Quo | Afghanistan | AFG |  |  | FALSE
2021-06-17 | infections |  |  |  | 51566.34 |  |  | Maintain Status Quo | Afghanistan | AFG |  |  | FALSE
2021-06-17 | hospital_incidence |  |  |  | 517.15 |  |  | Maintain Status Quo | Afghanistan | AFG |  |  | FALSE
2021-06-17 | ICU_incidence |  |  |  | 196.86 |  |  | Maintain Status Quo | Afghanistan | AFG |  |  | FALSE
2021-06-17 | cumulative_infections |  |  |  | 10925253 |  |  | Maintain Status Quo | Afghanistan | AFG |  |  | FALSE
2021-06-17 | hospital_demand |  |  |  | 4525.69 |  |  | Relax Interventions 50% | Afghanistan | AFG |  |  | FALSE
2021-06-17 | ICU_demand |  |  |  | 513.24 |  |  | Relax Interventions 50% | Afghanistan | AFG |  |  | FALSE
2021-06-17 | infections |  |  |  | 51566.34 |  |  | Relax Interventions 50% | Afghanistan | AFG |  |  | FALSE
2021-06-17 | hospital_incidence |  |  |  | 517.15 |  |  | Relax Interventions 50% | Afghanistan | AFG |  |  | FALSE
2021-06-17 | ICU_incidence |  |  |  | 196.86 |  |  | Relax Interventions 50% | Afghanistan | AFG |  |  | FALSE
2021-06-17 | cumulative_infections |  |  |  | 10925253 |  |  | Relax Interventions 50% | Afghanistan | AFG |  |  | FALSE
2021-06-18 | hospital_demand |  |  |  | 4549.13 |  |  | Additional 50% Reduction | Afghanistan | AFG |  |  | FALSE
2021-06-18 | ICU_demand |  |  |  | 513.24 |  |  | Additional 50% Reduction | Afghanistan | AFG |  |  | FALSE
2021-06-18 | infections |  |  |  | 51367.7 |  |  | Additional 50% Reduction | Afghanistan | AFG |  |  | FALSE
2021-06-18 | hospital_incidence |  |  |  | 515.82 |  |  | Additional 50% Reduction | Afghanistan | AFG |  |  | FALSE
2021-06-18 | ICU_incidence |  |  |  | 196.37 |  |  | Additional 50% Reduction | Afghanistan | AFG |  |  | FALSE
2021-06-18 | cumulative_infections |  |  |  | 10976620.7 |  |  | Additional 50% Reduction | Afghanistan | AFG |  |  | FALSE
2021-06-18 | hospital_demand |  |  |  | 4549.13 |  |  | Maintain Status Quo | Afghanistan | AFG |  |  | FALSE
2021-06-18 | ICU_demand |  |  |  | 513.24 |  |  | Maintain Status Quo | Afghanistan | AFG |  |  | FALSE
2021-06-18 | infections |  |  |  | 51367.7 |  |  | Maintain Status Quo | Afghanistan | AFG |  |  | FALSE
2021-06-18 | hospital_incidence |  |  |  | 515.82 |  |  | Maintain Status Quo | Afghanistan | AFG |  |  | FALSE
2021-06-18 | ICU_incidence |  |  |  | 196.37 |  |  | Maintain Status Quo | Afghanistan | AFG |  |  | FALSE
2021-06-18 | cumulative_infections |  |  |  | 10976620.7 |  |  | Maintain Status Quo | Afghanistan | AFG |  |  | FALSE
2021-06-18 | hospital_demand |  |  |  | 4549.13 |  |  | Relax Interventions 50% | Afghanistan | AFG |  |  | FALSE
2021-06-18 | ICU_demand |  |  |  | 513.24 |  |  | Relax Interventions 50% | Afghanistan | AFG |  |  | FALSE
2021-06-18 | infections |  |  |  | 51367.7 |  |  | Relax Interventions 50% | Afghanistan | AFG |  |  | FALSE
2021-06-18 | hospital_incidence |  |  |  | 515.82 |  |  | Relax Interventions 50% | Afghanistan | AFG |  |  | FALSE
2021-06-18 | ICU_incidence |  |  |  | 196.37 |  |  | Relax Interventions 50% | Afghanistan | AFG |  |  | FALSE
2021-06-18 | cumulative_infections |  |  |  | 10976620.7 |  |  | Relax Interventions 50% | Afghanistan | AFG |  |  | FALSE
2021-06-19 | hospital_demand |  |  |  | 4567.65 |  |  | Additional 50% Reduction | Afghanistan | AFG |  |  | FALSE
2021-06-19 | ICU_demand |  |  |  | 512.97 |  |  | Additional 50% Reduction | Afghanistan | AFG |  |  | FALSE
2021-06-19 | infections |  |  |  | 51161.55 |  |  | Additional 50% Reduction | Afghanistan | AFG |  |  | FALSE
2021-06-19 | hospital_incidence |  |  |  | 514.08 |  |  | Additional 50% Reduction | Afghanistan | AFG |  |  | FALSE
2021-06-19 | ICU_incidence |  |  |  | 195.72 |  |  | Additional 50% Reduction | Afghanistan | AFG |  |  | FALSE
2021-06-19 | cumulative_infections |  |  |  | 11027782.2 |  |  | Additional 50% Reduction | Afghanistan | AFG |  |  | FALSE
2021-06-19 | hospital_demand |  |  |  | 4567.65 |  |  | Maintain Status Quo | Afghanistan | AFG |  |  | FALSE
2021-06-19 | ICU_demand |  |  |  | 512.97 |  |  | Maintain Status Quo | Afghanistan | AFG |  |  | FALSE
2021-06-19 | infections |  |  |  | 51161.55 |  |  | Maintain Status Quo | Afghanistan | AFG |  |  | FALSE
2021-06-19 | hospital_incidence |  |  |  | 514.08 |  |  | Maintain Status Quo | Afghanistan | AFG |  |  | FALSE
2021-06-19 | ICU_incidence |  |  |  | 195.72 |  |  | Maintain Status Quo | Afghanistan | AFG |  |  | FALSE
2021-06-19 | cumulative_infections |  |  |  | 11027782.2 |  |  | Maintain Status Quo | Afghanistan | AFG |  |  | FALSE
2021-06-19 | hospital_demand |  |  |  | 4567.65 |  |  | Relax Interventions 50% | Afghanistan | AFG |  |  | FALSE
2021-06-19 | ICU_demand |  |  |  | 512.97 |  |  | Relax Interventions 50% | Afghanistan | AFG |  |  | FALSE
2021-06-19 | infections |  |  |  | 51161.55 |  |  | Relax Interventions 50% | Afghanistan | AFG |  |  | FALSE
2021-06-19 | hospital_incidence |  |  |  | 514.08 |  |  | Relax Interventions 50% | Afghanistan | AFG |  |  | FALSE
2021-06-19 | ICU_incidence |  |  |  | 195.72 |  |  | Relax Interventions 50% | Afghanistan | AFG |  |  | FALSE
2021-06-19 | cumulative_infections |  |  |  | 11027782.2 |  |  | Relax Interventions 50% | Afghanistan | AFG |  |  | FALSE
2021-06-20 | hospital_demand |  |  |  | 4581.39 |  |  | Additional 50% Reduction | Afghanistan | AFG |  |  | FALSE
2021-06-20 | ICU_demand |  |  |  | 512.48 |  |  | Additional 50% Reduction | Afghanistan | AFG |  |  | FALSE
2021-06-20 | infections |  |  |  | 50945.7 |  |  | Additional 50% Reduction | Afghanistan | AFG |  |  | FALSE
2021-06-20 | hospital_incidence |  |  |  | 512.02 |  |  | Additional 50% Reduction | Afghanistan | AFG |  |  | FALSE
2021-06-20 | ICU_incidence |  |  |  | 194.96 |  |  | Additional 50% Reduction | Afghanistan | AFG |  |  | FALSE
2021-06-20 | cumulative_infections |  |  |  | 11078727.9 |  |  | Additional 50% Reduction | Afghanistan | AFG |  |  | FALSE
2021-06-20 | hospital_demand |  |  |  | 4581.39 |  |  | Maintain Status Quo | Afghanistan | AFG |  |  | FALSE
2021-06-20 | ICU_demand |  |  |  | 512.48 |  |  | Maintain Status Quo | Afghanistan | AFG |  |  | FALSE
2021-06-20 | infections |  |  |  | 50945.7 |  |  | Maintain Status Quo | Afghanistan | AFG |  |  | FALSE
2021-06-20 | hospital_incidence |  |  |  | 512.02 |  |  | Maintain Status Quo | Afghanistan | AFG |  |  | FALSE
2021-06-20 | ICU_incidence |  |  |  | 194.96 |  |  | Maintain Status Quo | Afghanistan | AFG |  |  | FALSE
2021-06-20 | cumulative_infections |  |  |  | 11078727.9 |  |  | Maintain Status Quo | Afghanistan | AFG |  |  | FALSE
2021-06-20 | hospital_demand |  |  |  | 4581.39 |  |  | Relax Interventions 50% | Afghanistan | AFG |  |  | FALSE
2021-06-20 | ICU_demand |  |  |  | 512.48 |  |  | Relax Interventions 50% | Afghanistan | AFG |  |  | FALSE
2021-06-20 | infections |  |  |  | 50945.7 |  |  | Relax Interventions 50% | Afghanistan | AFG |  |  | FALSE
2021-06-20 | hospital_incidence |  |  |  | 512.02 |  |  | Relax Interventions 50% | Afghanistan | AFG |  |  | FALSE
2021-06-20 | ICU_incidence |  |  |  | 194.96 |  |  | Relax Interventions 50% | Afghanistan | AFG |  |  | FALSE
2021-06-20 | cumulative_infections |  |  |  | 11078727.9 |  |  | Relax Interventions 50% | Afghanistan | AFG |  |  | FALSE
2021-06-21 | hospital_demand |  |  |  | 4590.54 |  |  | Additional 50% Reduction | Afghanistan | AFG |  |  | FALSE
2021-06-21 | ICU_demand |  |  |  | 511.82 |  |  | Additional 50% Reduction | Afghanistan | AFG |  |  | FALSE
2021-06-21 | infections |  |  |  | 50719.17 |  |  | Additional 50% Reduction | Afghanistan | AFG |  |  | FALSE
2021-06-21 | hospital_incidence |  |  |  | 509.71 |  |  | Additional 50% Reduction | Afghanistan | AFG |  |  | FALSE
2021-06-21 | ICU_incidence |  |  |  | 194.11 |  |  | Additional 50% Reduction | Afghanistan | AFG |  |  | FALSE
2021-06-21 | cumulative_infections |  |  |  | 11129447.1 |  |  | Additional 50% Reduction | Afghanistan | AFG |  |  | FALSE
2021-06-21 | hospital_demand |  |  |  | 4590.54 |  |  | Maintain Status Quo | Afghanistan | AFG |  |  | FALSE
2021-06-21 | ICU_demand |  |  |  | 511.82 |  |  | Maintain Status Quo | Afghanistan | AFG |  |  | FALSE
2021-06-21 | infections |  |  |  | 50719.17 |  |  | Maintain Status Quo | Afghanistan | AFG |  |  | FALSE
2021-06-21 | hospital_incidence |  |  |  | 509.71 |  |  | Maintain Status Quo | Afghanistan | AFG |  |  | FALSE
2021-06-21 | ICU_incidence |  |  |  | 194.11 |  |  | Maintain Status Quo | Afghanistan | AFG |  |  | FALSE
2021-06-21 | cumulative_infections |  |  |  | 11129447.1 |  |  | Maintain Status Quo | Afghanistan | AFG |  |  | FALSE
2021-06-21 | hospital_demand |  |  |  | 4590.54 |  |  | Relax Interventions 50% | Afghanistan | AFG |  |  | FALSE
2021-06-21 | ICU_demand |  |  |  | 511.82 |  |  | Relax Interventions 50% | Afghanistan | AFG |  |  | FALSE
2021-06-21 | infections |  |  |  | 50719.17 |  |  | Relax Interventions 50% | Afghanistan | AFG |  |  | FALSE
2021-06-21 | hospital_incidence |  |  |  | 509.71 |  |  | Relax Interventions 50% | Afghanistan | AFG |  |  | FALSE
2021-06-21 | ICU_incidence |  |  |  | 194.11 |  |  | Relax Interventions 50% | Afghanistan | AFG |  |  | FALSE
2021-06-21 | cumulative_infections |  |  |  | 11129447.1 |  |  | Relax Interventions 50% | Afghanistan | AFG |  |  | FALSE
2021-06-22 | hospital_demand |  |  |  | 4595.39 |  |  | Additional 50% Reduction | Afghanistan | AFG |  |  | FALSE
2021-06-22 | ICU_demand |  |  |  | 511 |  |  | Additional 50% Reduction | Afghanistan | AFG |  |  | FALSE
2021-06-22 | infections |  |  |  | 50481.67 |  |  | Additional 50% Reduction | Afghanistan | AFG |  |  | FALSE
2021-06-22 | hospital_incidence |  |  |  | 507.19 |  |  | Additional 50% Reduction | Afghanistan | AFG |  |  | FALSE
2021-06-22 | ICU_incidence |  |  |  | 193.18 |  |  | Additional 50% Reduction | Afghanistan | AFG |  |  | FALSE
2021-06-22 | cumulative_infections |  |  |  | 11179928.8 |  |  | Additional 50% Reduction | Afghanistan | AFG |  |  | FALSE
2021-06-22 | hospital_demand |  |  |  | 4595.39 |  |  | Maintain Status Quo | Afghanistan | AFG |  |  | FALSE
2021-06-22 | ICU_demand |  |  |  | 511 |  |  | Maintain Status Quo | Afghanistan | AFG |  |  | FALSE
2021-06-22 | infections |  |  |  | 50481.67 |  |  | Maintain Status Quo | Afghanistan | AFG |  |  | FALSE
2021-06-22 | hospital_incidence |  |  |  | 507.19 |  |  | Maintain Status Quo | Afghanistan | AFG |  |  | FALSE
2021-06-22 | ICU_incidence |  |  |  | 193.18 |  |  | Maintain Status Quo | Afghanistan | AFG |  |  | FALSE
2021-06-22 | cumulative_infections |  |  |  | 11179928.8 |  |  | Maintain Status Quo | Afghanistan | AFG |  |  | FALSE
2021-06-22 | hospital_demand |  |  |  | 4595.39 |  |  | Relax Interventions 50% | Afghanistan | AFG |  |  | FALSE
2021-06-22 | ICU_demand |  |  |  | 511 |  |  | Relax Interventions 50% | Afghanistan | AFG |  |  | FALSE
2021-06-22 | infections |  |  |  | 50481.67 |  |  | Relax Interventions 50% | Afghanistan | AFG |  |  | FALSE
2021-06-22 | hospital_incidence |  |  |  | 507.19 |  |  | Relax Interventions 50% | Afghanistan | AFG |  |  | FALSE
2021-06-22 | ICU_incidence |  |  |  | 193.18 |  |  | Relax Interventions 50% | Afghanistan | AFG |  |  | FALSE
2021-06-22 | cumulative_infections |  |  |  | 11179928.8 |  |  | Relax Interventions 50% | Afghanistan | AFG |  |  | FALSE
2021-06-23 | hospital_demand |  |  |  | 4596.21 |  |  | Additional 50% Reduction | Afghanistan | AFG |  |  | FALSE
2021-06-23 | ICU_demand |  |  |  | 510.05 |  |  | Additional 50% Reduction | Afghanistan | AFG |  |  | FALSE
2021-06-23 | infections |  |  |  | 50233.2 |  |  | Additional 50% Reduction | Afghanistan | AFG |  |  | FALSE
2021-06-23 | hospital_incidence |  |  |  | 504.49 |  |  | Additional 50% Reduction | Afghanistan | AFG |  |  | FALSE
2021-06-23 | ICU_incidence |  |  |  | 192.19 |  |  | Additional 50% Reduction | Afghanistan | AFG |  |  | FALSE
2021-06-23 | cumulative_infections |  |  |  | 11230162 |  |  | Additional 50% Reduction | Afghanistan | AFG |  |  | FALSE
2021-06-23 | hospital_demand |  |  |  | 4596.21 |  |  | Maintain Status Quo | Afghanistan | AFG |  |  | FALSE
2021-06-23 | ICU_demand |  |  |  | 510.05 |  |  | Maintain Status Quo | Afghanistan | AFG |  |  | FALSE
2021-06-23 | infections |  |  |  | 50233.2 |  |  | Maintain Status Quo | Afghanistan | AFG |  |  | FALSE
2021-06-23 | hospital_incidence |  |  |  | 504.49 |  |  | Maintain Status Quo | Afghanistan | AFG |  |  | FALSE
2021-06-23 | ICU_incidence |  |  |  | 192.19 |  |  | Maintain Status Quo | Afghanistan | AFG |  |  | FALSE
2021-06-23 | cumulative_infections |  |  |  | 11230162 |  |  | Maintain Status Quo | Afghanistan | AFG |  |  | FALSE
2021-06-23 | hospital_demand |  |  |  | 4596.21 |  |  | Relax Interventions 50% | Afghanistan | AFG |  |  | FALSE
2021-06-23 | ICU_demand |  |  |  | 510.05 |  |  | Relax Interventions 50% | Afghanistan | AFG |  |  | FALSE
2021-06-23 | infections |  |  |  | 50233.2 |  |  | Relax Interventions 50% | Afghanistan | AFG |  |  | FALSE
2021-06-23 | hospital_incidence |  |  |  | 504.49 |  |  | Relax Interventions 50% | Afghanistan | AFG |  |  | FALSE
2021-06-23 | ICU_incidence |  |  |  | 192.19 |  |  | Relax Interventions 50% | Afghanistan | AFG |  |  | FALSE
2021-06-23 | cumulative_infections |  |  |  | 11230162 |  |  | Relax Interventions 50% | Afghanistan | AFG |  |  | FALSE
2021-06-24 | hospital_demand |  |  |  | 4593.32 |  |  | Additional 50% Reduction | Afghanistan | AFG |  |  | FALSE
2021-06-24 | ICU_demand |  |  |  | 508.98 |  |  | Additional 50% Reduction | Afghanistan | AFG |  |  | FALSE
2021-06-24 | infections |  |  |  | 49973.93 |  |  | Additional 50% Reduction | Afghanistan | AFG |  |  | FALSE
2021-06-24 | hospital_incidence |  |  |  | 501.61 |  |  | Additional 50% Reduction | Afghanistan | AFG |  |  | FALSE
2021-06-24 | ICU_incidence |  |  |  | 191.14 |  |  | Additional 50% Reduction | Afghanistan | AFG |  |  | FALSE
2021-06-24 | cumulative_infections |  |  |  | 11280135.9 |  |  | Additional 50% Reduction | Afghanistan | AFG |  |  | FALSE
2021-06-24 | hospital_demand |  |  |  | 4593.32 |  |  | Maintain Status Quo | Afghanistan | AFG |  |  | FALSE
2021-06-24 | ICU_demand |  |  |  | 508.98 |  |  | Maintain Status Quo | Afghanistan | AFG |  |  | FALSE
2021-06-24 | infections |  |  |  | 49973.93 |  |  | Maintain Status Quo | Afghanistan | AFG |  |  | FALSE
2021-06-24 | hospital_incidence |  |  |  | 501.61 |  |  | Maintain Status Quo | Afghanistan | AFG |  |  | FALSE
2021-06-24 | ICU_incidence |  |  |  | 191.14 |  |  | Maintain Status Quo | Afghanistan | AFG |  |  | FALSE
2021-06-24 | cumulative_infections |  |  |  | 11280135.9 |  |  | Maintain Status Quo | Afghanistan | AFG |  |  | FALSE
2021-06-24 | hospital_demand |  |  |  | 4593.32 |  |  | Relax Interventions 50% | Afghanistan | AFG |  |  | FALSE
2021-06-24 | ICU_demand |  |  |  | 508.98 |  |  | Relax Interventions 50% | Afghanistan | AFG |  |  | FALSE
2021-06-24 | infections |  |  |  | 49973.93 |  |  | Relax Interventions 50% | Afghanistan | AFG |  |  | FALSE
2021-06-24 | hospital_incidence |  |  |  | 501.61 |  |  | Relax Interventions 50% | Afghanistan | AFG |  |  | FALSE
2021-06-24 | ICU_incidence |  |  |  | 191.14 |  |  | Relax Interventions 50% | Afghanistan | AFG |  |  | FALSE
2021-06-24 | cumulative_infections |  |  |  | 11280135.9 |  |  | Relax Interventions 50% | Afghanistan | AFG |  |  | FALSE
2021-06-25 | hospital_demand |  |  |  | 4587 |  |  | Additional 50% Reduction | Afghanistan | AFG |  |  | FALSE
2021-06-25 | ICU_demand |  |  |  | 507.81 |  |  | Additional 50% Reduction | Afghanistan | AFG |  |  | FALSE
2021-06-25 | infections |  |  |  | 49697.6 |  |  | Additional 50% Reduction | Afghanistan | AFG |  |  | FALSE
2021-06-25 | hospital_incidence |  |  |  | 498.57 |  |  | Additional 50% Reduction | Afghanistan | AFG |  |  | FALSE
2021-06-25 | ICU_incidence |  |  |  | 190.03 |  |  | Additional 50% Reduction | Afghanistan | AFG |  |  | FALSE
2021-06-25 | cumulative_infections |  |  |  | 11329833.5 |  |  | Additional 50% Reduction | Afghanistan | AFG |  |  | FALSE
2021-06-25 | hospital_demand |  |  |  | 4587 |  |  | Maintain Status Quo | Afghanistan | AFG |  |  | FALSE
2021-06-25 | ICU_demand |  |  |  | 507.81 |  |  | Maintain Status Quo | Afghanistan | AFG |  |  | FALSE
2021-06-25 | infections |  |  |  | 49697.6 |  |  | Maintain Status Quo | Afghanistan | AFG |  |  | FALSE
2021-06-25 | hospital_incidence |  |  |  | 498.57 |  |  | Maintain Status Quo | Afghanistan | AFG |  |  | FALSE
2021-06-25 | ICU_incidence |  |  |  | 190.03 |  |  | Maintain Status Quo | Afghanistan | AFG |  |  | FALSE
2021-06-25 | cumulative_infections |  |  |  | 11329833.5 |  |  | Maintain Status Quo | Afghanistan | AFG |  |  | FALSE
2021-06-25 | hospital_demand |  |  |  | 4587 |  |  | Relax Interventions 50% | Afghanistan | AFG |  |  | FALSE
2021-06-25 | ICU_demand |  |  |  | 507.81 |  |  | Relax Interventions 50% | Afghanistan | AFG |  |  | FALSE
2021-06-25 | infections |  |  |  | 49697.6 |  |  | Relax Interventions 50% | Afghanistan | AFG |  |  | FALSE
2021-06-25 | hospital_incidence |  |  |  | 498.57 |  |  | Relax Interventions 50% | Afghanistan | AFG |  |  | FALSE
2021-06-25 | ICU_incidence |  |  |  | 190.03 |  |  | Relax Interventions 50% | Afghanistan | AFG |  |  | FALSE
2021-06-25 | cumulative_infections |  |  |  | 11329833.5 |  |  | Relax Interventions 50% | Afghanistan | AFG |  |  | FALSE
2021-06-26 | hospital_demand |  |  |  | 4577.51 |  |  | Additional 50% Reduction | Afghanistan | AFG |  |  | FALSE
2021-06-26 | ICU_demand |  |  |  | 506.54 |  |  | Additional 50% Reduction | Afghanistan | AFG |  |  | FALSE
2021-06-26 | infections |  |  |  | 49402.99 |  |  | Additional 50% Reduction | Afghanistan | AFG |  |  | FALSE
2021-06-26 | hospital_incidence |  |  |  | 495.37 |  |  | Additional 50% Reduction | Afghanistan | AFG |  |  | FALSE
2021-06-26 | ICU_incidence |  |  |  | 188.86 |  |  | Additional 50% Reduction | Afghanistan | AFG |  |  | FALSE
2021-06-26 | cumulative_infections |  |  |  | 11379236.5 |  |  | Additional 50% Reduction | Afghanistan | AFG |  |  | FALSE
2021-06-26 | hospital_demand |  |  |  | 4577.51 |  |  | Maintain Status Quo | Afghanistan | AFG |  |  | FALSE
2021-06-26 | ICU_demand |  |  |  | 506.54 |  |  | Maintain Status Quo | Afghanistan | AFG |  |  | FALSE
2021-06-26 | infections |  |  |  | 49402.99 |  |  | Maintain Status Quo | Afghanistan | AFG |  |  | FALSE
2021-06-26 | hospital_incidence |  |  |  | 495.37 |  |  | Maintain Status Quo | Afghanistan | AFG |  |  | FALSE
2021-06-26 | ICU_incidence |  |  |  | 188.86 |  |  | Maintain Status Quo | Afghanistan | AFG |  |  | FALSE
2021-06-26 | cumulative_infections |  |  |  | 11379236.5 |  |  | Maintain Status Quo | Afghanistan | AFG |  |  | FALSE
2021-06-26 | hospital_demand |  |  |  | 4577.51 |  |  | Relax Interventions 50% | Afghanistan | AFG |  |  | FALSE
2021-06-26 | ICU_demand |  |  |  | 506.54 |  |  | Relax Interventions 50% | Afghanistan | AFG |  |  | FALSE
2021-06-26 | infections |  |  |  | 49402.99 |  |  | Relax Interventions 50% | Afghanistan | AFG |  |  | FALSE
2021-06-26 | hospital_incidence |  |  |  | 495.37 |  |  | Relax Interventions 50% | Afghanistan | AFG |  |  | FALSE
2021-06-26 | ICU_incidence |  |  |  | 188.86 |  |  | Relax Interventions 50% | Afghanistan | AFG |  |  | FALSE
2021-06-26 | cumulative_infections |  |  |  | 11379236.5 |  |  | Relax Interventions 50% | Afghanistan | AFG |  |  | FALSE
2021-06-27 | hospital_demand |  |  |  | 4565.09 |  |  | Additional 50% Reduction | Afghanistan | AFG |  |  | FALSE
2021-06-27 | ICU_demand |  |  |  | 505.16 |  |  | Additional 50% Reduction | Afghanistan | AFG |  |  | FALSE
2021-06-27 | infections |  |  |  | 49095.93 |  |  | Additional 50% Reduction | Afghanistan | AFG |  |  | FALSE
2021-06-27 | hospital_incidence |  |  |  | 492 |  |  | Additional 50% Reduction | Afghanistan | AFG |  |  | FALSE
2021-06-27 | ICU_incidence |  |  |  | 187.62 |  |  | Additional 50% Reduction | Afghanistan | AFG |  |  | FALSE
2021-06-27 | cumulative_infections |  |  |  | 11428332.4 |  |  | Additional 50% Reduction | Afghanistan | AFG |  |  | FALSE
2021-06-27 | hospital_demand |  |  |  | 4565.09 |  |  | Maintain Status Quo | Afghanistan | AFG |  |  | FALSE
2021-06-27 | ICU_demand |  |  |  | 505.16 |  |  | Maintain Status Quo | Afghanistan | AFG |  |  | FALSE
2021-06-27 | infections |  |  |  | 49095.93 |  |  | Maintain Status Quo | Afghanistan | AFG |  |  | FALSE
2021-06-27 | hospital_incidence |  |  |  | 492 |  |  | Maintain Status Quo | Afghanistan | AFG |  |  | FALSE
2021-06-27 | ICU_incidence |  |  |  | 187.62 |  |  | Maintain Status Quo | Afghanistan | AFG |  |  | FALSE
2021-06-27 | cumulative_infections |  |  |  | 11428332.4 |  |  | Maintain Status Quo | Afghanistan | AFG |  |  | FALSE
2021-06-27 | hospital_demand |  |  |  | 4565.09 |  |  | Relax Interventions 50% | Afghanistan | AFG |  |  | FALSE
2021-06-27 | ICU_demand |  |  |  | 505.16 |  |  | Relax Interventions 50% | Afghanistan | AFG |  |  | FALSE
2021-06-27 | infections |  |  |  | 49095.93 |  |  | Relax Interventions 50% | Afghanistan | AFG |  |  | FALSE
2021-06-27 | hospital_incidence |  |  |  | 492 |  |  | Relax Interventions 50% | Afghanistan | AFG |  |  | FALSE
2021-06-27 | ICU_incidence |  |  |  | 187.62 |  |  | Relax Interventions 50% | Afghanistan | AFG |  |  | FALSE
2021-06-27 | cumulative_infections |  |  |  | 11428332.4 |  |  | Relax Interventions 50% | Afghanistan | AFG |  |  | FALSE
2021-06-28 | hospital_demand |  |  |  | 4549.95 |  |  | Additional 50% Reduction | Afghanistan | AFG |  |  | FALSE
2021-06-28 | ICU_demand |  |  |  | 503.68 |  |  | Additional 50% Reduction | Afghanistan | AFG |  |  | FALSE
2021-06-28 | infections |  |  |  | 48778.78 |  |  | Additional 50% Reduction | Afghanistan | AFG |  |  | FALSE
2021-06-28 | hospital_incidence |  |  |  | 488.47 |  |  | Additional 50% Reduction | Afghanistan | AFG |  |  | FALSE
2021-06-28 | ICU_incidence |  |  |  | 186.31 |  |  | Additional 50% Reduction | Afghanistan | AFG |  |  | FALSE
2021-06-28 | cumulative_infections |  |  |  | 11477111.2 |  |  | Additional 50% Reduction | Afghanistan | AFG |  |  | FALSE
2021-06-28 | hospital_demand |  |  |  | 4549.95 |  |  | Maintain Status Quo | Afghanistan | AFG |  |  | FALSE
2021-06-28 | ICU_demand |  |  |  | 503.68 |  |  | Maintain Status Quo | Afghanistan | AFG |  |  | FALSE
2021-06-28 | infections |  |  |  | 48778.78 |  |  | Maintain Status Quo | Afghanistan | AFG |  |  | FALSE
2021-06-28 | hospital_incidence |  |  |  | 488.47 |  |  | Maintain Status Quo | Afghanistan | AFG |  |  | FALSE
2021-06-28 | ICU_incidence |  |  |  | 186.31 |  |  | Maintain Status Quo | Afghanistan | AFG |  |  | FALSE
2021-06-28 | cumulative_infections |  |  |  | 11477111.2 |  |  | Maintain Status Quo | Afghanistan | AFG |  |  | FALSE
2021-06-28 | hospital_demand |  |  |  | 4549.95 |  |  | Relax Interventions 50% | Afghanistan | AFG |  |  | FALSE
2021-06-28 | ICU_demand |  |  |  | 503.68 |  |  | Relax Interventions 50% | Afghanistan | AFG |  |  | FALSE
2021-06-28 | infections |  |  |  | 48778.78 |  |  | Relax Interventions 50% | Afghanistan | AFG |  |  | FALSE
2021-06-28 | hospital_incidence |  |  |  | 488.47 |  |  | Relax Interventions 50% | Afghanistan | AFG |  |  | FALSE
2021-06-28 | ICU_incidence |  |  |  | 186.31 |  |  | Relax Interventions 50% | Afghanistan | AFG |  |  | FALSE
2021-06-28 | cumulative_infections |  |  |  | 11477111.2 |  |  | Relax Interventions 50% | Afghanistan | AFG |  |  | FALSE
2021-06-29 | hospital_demand |  |  |  | 4532.26 |  |  | Additional 50% Reduction | Afghanistan | AFG |  |  | FALSE
2021-06-29 | ICU_demand |  |  |  | 502.1 |  |  | Additional 50% Reduction | Afghanistan | AFG |  |  | FALSE
2021-06-29 | infections |  |  |  | 48452.3 |  |  | Additional 50% Reduction | Afghanistan | AFG |  |  | FALSE
2021-06-29 | hospital_incidence |  |  |  | 484.79 |  |  | Additional 50% Reduction | Afghanistan | AFG |  |  | FALSE
2021-06-29 | ICU_incidence |  |  |  | 184.93 |  |  | Additional 50% Reduction | Afghanistan | AFG |  |  | FALSE
2021-06-29 | cumulative_infections |  |  |  | 11525563.5 |  |  | Additional 50% Reduction | Afghanistan | AFG |  |  | FALSE
2021-06-29 | hospital_demand |  |  |  | 4532.26 |  |  | Maintain Status Quo | Afghanistan | AFG |  |  | FALSE
2021-06-29 | ICU_demand |  |  |  | 502.1 |  |  | Maintain Status Quo | Afghanistan | AFG |  |  | FALSE
2021-06-29 | infections |  |  |  | 48452.3 |  |  | Maintain Status Quo | Afghanistan | AFG |  |  | FALSE
2021-06-29 | hospital_incidence |  |  |  | 484.79 |  |  | Maintain Status Quo | Afghanistan | AFG |  |  | FALSE
2021-06-29 | ICU_incidence |  |  |  | 184.93 |  |  | Maintain Status Quo | Afghanistan | AFG |  |  | FALSE
2021-06-29 | cumulative_infections |  |  |  | 11525563.5 |  |  | Maintain Status Quo | Afghanistan | AFG |  |  | FALSE
2021-06-29 | hospital_demand |  |  |  | 4532.26 |  |  | Relax Interventions 50% | Afghanistan | AFG |  |  | FALSE
2021-06-29 | ICU_demand |  |  |  | 502.1 |  |  | Relax Interventions 50% | Afghanistan | AFG |  |  | FALSE
2021-06-29 | infections |  |  |  | 48452.3 |  |  | Relax Interventions 50% | Afghanistan | AFG |  |  | FALSE
2021-06-29 | hospital_incidence |  |  |  | 484.79 |  |  | Relax Interventions 50% | Afghanistan | AFG |  |  | FALSE
2021-06-29 | ICU_incidence |  |  |  | 184.93 |  |  | Relax Interventions 50% | Afghanistan | AFG |  |  | FALSE
2021-06-29 | cumulative_infections |  |  |  | 11525563.5 |  |  | Relax Interventions 50% | Afghanistan | AFG |  |  | FALSE
2021-06-30 | hospital_demand |  |  |  | 4512.23 |  |  | Additional 50% Reduction | Afghanistan | AFG |  |  | FALSE
2021-06-30 | ICU_demand |  |  |  | 500.42 |  |  | Additional 50% Reduction | Afghanistan | AFG |  |  | FALSE
2021-06-30 | infections |  |  |  | 48116.63 |  |  | Additional 50% Reduction | Afghanistan | AFG |  |  | FALSE
2021-06-30 | hospital_incidence |  |  |  | 480.98 |  |  | Additional 50% Reduction | Afghanistan | AFG |  |  | FALSE
2021-06-30 | ICU_incidence |  |  |  | 183.48 |  |  | Additional 50% Reduction | Afghanistan | AFG |  |  | FALSE
2021-06-30 | cumulative_infections |  |  |  | 11573680.1 |  |  | Additional 50% Reduction | Afghanistan | AFG |  |  | FALSE
2021-06-30 | hospital_demand |  |  |  | 4512.23 |  |  | Maintain Status Quo | Afghanistan | AFG |  |  | FALSE
2021-06-30 | ICU_demand |  |  |  | 500.42 |  |  | Maintain Status Quo | Afghanistan | AFG |  |  | FALSE
2021-06-30 | infections |  |  |  | 48116.63 |  |  | Maintain Status Quo | Afghanistan | AFG |  |  | FALSE
2021-06-30 | hospital_incidence |  |  |  | 480.98 |  |  | Maintain Status Quo | Afghanistan | AFG |  |  | FALSE
2021-06-30 | ICU_incidence |  |  |  | 183.48 |  |  | Maintain Status Quo | Afghanistan | AFG |  |  | FALSE
2021-06-30 | cumulative_infections |  |  |  | 11573680.1 |  |  | Maintain Status Quo | Afghanistan | AFG |  |  | FALSE
2021-06-30 | hospital_demand |  |  |  | 4512.23 |  |  | Relax Interventions 50% | Afghanistan | AFG |  |  | FALSE
2021-06-30 | ICU_demand |  |  |  | 500.42 |  |  | Relax Interventions 50% | Afghanistan | AFG |  |  | FALSE
2021-06-30 | infections |  |  |  | 48116.63 |  |  | Relax Interventions 50% | Afghanistan | AFG |  |  | FALSE
2021-06-30 | hospital_incidence |  |  |  | 480.98 |  |  | Relax Interventions 50% | Afghanistan | AFG |  |  | FALSE
2021-06-30 | ICU_incidence |  |  |  | 183.48 |  |  | Relax Interventions 50% | Afghanistan | AFG |  |  | FALSE
2021-06-30 | cumulative_infections |  |  |  | 11573680.1 |  |  | Relax Interventions 50% | Afghanistan | AFG |  |  | FALSE
2021-07-01 | hospital_demand |  |  |  | 4490.02 |  |  | Additional 50% Reduction | Afghanistan | AFG |  |  | FALSE
2021-07-01 | ICU_demand |  |  |  | 498.64 |  |  | Additional 50% Reduction | Afghanistan | AFG |  |  | FALSE
2021-07-01 | infections |  |  |  | 47771.8 |  |  | Additional 50% Reduction | Afghanistan | AFG |  |  | FALSE
2021-07-01 | hospital_incidence |  |  |  | 477.05 |  |  | Additional 50% Reduction | Afghanistan | AFG |  |  | FALSE
2021-07-01 | ICU_incidence |  |  |  | 181.98 |  |  | Additional 50% Reduction | Afghanistan | AFG |  |  | FALSE
2021-07-01 | cumulative_infections |  |  |  | 11621451.9 |  |  | Additional 50% Reduction | Afghanistan | AFG |  |  | FALSE
2021-07-01 | hospital_demand |  |  |  | 4490.02 |  |  | Maintain Status Quo | Afghanistan | AFG |  |  | FALSE
2021-07-01 | ICU_demand |  |  |  | 498.64 |  |  | Maintain Status Quo | Afghanistan | AFG |  |  | FALSE
2021-07-01 | infections |  |  |  | 47771.8 |  |  | Maintain Status Quo | Afghanistan | AFG |  |  | FALSE
2021-07-01 | hospital_incidence |  |  |  | 477.05 |  |  | Maintain Status Quo | Afghanistan | AFG |  |  | FALSE
2021-07-01 | ICU_incidence |  |  |  | 181.98 |  |  | Maintain Status Quo | Afghanistan | AFG |  |  | FALSE
2021-07-01 | cumulative_infections |  |  |  | 11621451.9 |  |  | Maintain Status Quo | Afghanistan | AFG |  |  | FALSE
2021-07-01 | hospital_demand |  |  |  | 4490.02 |  |  | Relax Interventions 50% | Afghanistan | AFG |  |  | FALSE
2021-07-01 | ICU_demand |  |  |  | 498.64 |  |  | Relax Interventions 50% | Afghanistan | AFG |  |  | FALSE
2021-07-01 | infections |  |  |  | 47771.8 |  |  | Relax Interventions 50% | Afghanistan | AFG |  |  | FALSE
2021-07-01 | hospital_incidence |  |  |  | 477.05 |  |  | Relax Interventions 50% | Afghanistan | AFG |  |  | FALSE
2021-07-01 | ICU_incidence |  |  |  | 181.98 |  |  | Relax Interventions 50% | Afghanistan | AFG |  |  | FALSE
2021-07-01 | cumulative_infections |  |  |  | 11621451.9 |  |  | Relax Interventions 50% | Afghanistan | AFG |  |  | FALSE
2021-07-02 | hospital_demand |  |  |  | 4465.8 |  |  | Additional 50% Reduction | Afghanistan | AFG |  |  | FALSE
2021-07-02 | ICU_demand |  |  |  | 496.79 |  |  | Additional 50% Reduction | Afghanistan | AFG |  |  | FALSE
2021-07-02 | infections |  |  |  | 47417.87 |  |  | Additional 50% Reduction | Afghanistan | AFG |  |  | FALSE
2021-07-02 | hospital_incidence |  |  |  | 473.01 |  |  | Additional 50% Reduction | Afghanistan | AFG |  |  | FALSE
2021-07-02 | ICU_incidence |  |  |  | 180.43 |  |  | Additional 50% Reduction | Afghanistan | AFG |  |  | FALSE
2021-07-02 | cumulative_infections |  |  |  | 11668869.8 |  |  | Additional 50% Reduction | Afghanistan | AFG |  |  | FALSE
2021-07-02 | hospital_demand |  |  |  | 4465.8 |  |  | Maintain Status Quo | Afghanistan | AFG |  |  | FALSE
2021-07-02 | ICU_demand |  |  |  | 496.79 |  |  | Maintain Status Quo | Afghanistan | AFG |  |  | FALSE
2021-07-02 | infections |  |  |  | 47417.87 |  |  | Maintain Status Quo | Afghanistan | AFG |  |  | FALSE
2021-07-02 | hospital_incidence |  |  |  | 473.01 |  |  | Maintain Status Quo | Afghanistan | AFG |  |  | FALSE
2021-07-02 | ICU_incidence |  |  |  | 180.43 |  |  | Maintain Status Quo | Afghanistan | AFG |  |  | FALSE
2021-07-02 | cumulative_infections |  |  |  | 11668869.8 |  |  | Maintain Status Quo | Afghanistan | AFG |  |  | FALSE
2021-07-02 | hospital_demand |  |  |  | 4465.8 |  |  | Relax Interventions 50% | Afghanistan | AFG |  |  | FALSE
2021-07-02 | ICU_demand |  |  |  | 496.79 |  |  | Relax Interventions 50% | Afghanistan | AFG |  |  | FALSE
2021-07-02 | infections |  |  |  | 47417.87 |  |  | Relax Interventions 50% | Afghanistan | AFG |  |  | FALSE
2021-07-02 | hospital_incidence |  |  |  | 473.01 |  |  | Relax Interventions 50% | Afghanistan | AFG |  |  | FALSE
2021-07-02 | ICU_incidence |  |  |  | 180.43 |  |  | Relax Interventions 50% | Afghanistan | AFG |  |  | FALSE
2021-07-02 | cumulative_infections |  |  |  | 11668869.8 |  |  | Relax Interventions 50% | Afghanistan | AFG |  |  | FALSE
2021-07-03 | hospital_demand |  |  |  | 4439.73 |  |  | Additional 50% Reduction | Afghanistan | AFG |  |  | FALSE
2021-07-03 | ICU_demand |  |  |  | 494.87 |  |  | Additional 50% Reduction | Afghanistan | AFG |  |  | FALSE
2021-07-03 | infections |  |  |  | 47054.98 |  |  | Additional 50% Reduction | Afghanistan | AFG |  |  | FALSE
2021-07-03 | hospital_incidence |  |  |  | 468.88 |  |  | Additional 50% Reduction | Afghanistan | AFG |  |  | FALSE
2021-07-03 | ICU_incidence |  |  |  | 178.84 |  |  | Additional 50% Reduction | Afghanistan | AFG |  |  | FALSE
2021-07-03 | cumulative_infections |  |  |  | 11715924.8 |  |  | Additional 50% Reduction | Afghanistan | AFG |  |  | FALSE
2021-07-03 | hospital_demand |  |  |  | 4439.73 |  |  | Maintain Status Quo | Afghanistan | AFG |  |  | FALSE
2021-07-03 | ICU_demand |  |  |  | 494.87 |  |  | Maintain Status Quo | Afghanistan | AFG |  |  | FALSE
2021-07-03 | infections |  |  |  | 47054.98 |  |  | Maintain Status Quo | Afghanistan | AFG |  |  | FALSE
2021-07-03 | hospital_incidence |  |  |  | 468.88 |  |  | Maintain Status Quo | Afghanistan | AFG |  |  | FALSE
2021-07-03 | ICU_incidence |  |  |  | 178.84 |  |  | Maintain Status Quo | Afghanistan | AFG |  |  | FALSE
2021-07-03 | cumulative_infections |  |  |  | 11715924.8 |  |  | Maintain Status Quo | Afghanistan | AFG |  |  | FALSE
2021-07-03 | hospital_demand |  |  |  | 4439.73 |  |  | Relax Interventions 50% | Afghanistan | AFG |  |  | FALSE
2021-07-03 | ICU_demand |  |  |  | 494.87 |  |  | Relax Interventions 50% | Afghanistan | AFG |  |  | FALSE
2021-07-03 | infections |  |  |  | 47054.98 |  |  | Relax Interventions 50% | Afghanistan | AFG |  |  | FALSE
2021-07-03 | hospital_incidence |  |  |  | 468.88 |  |  | Relax Interventions 50% | Afghanistan | AFG |  |  | FALSE
2021-07-03 | ICU_incidence |  |  |  | 178.84 |  |  | Relax Interventions 50% | Afghanistan | AFG |  |  | FALSE
2021-07-03 | cumulative_infections |  |  |  | 11715924.8 |  |  | Relax Interventions 50% | Afghanistan | AFG |  |  | FALSE
2021-07-04 | hospital_demand |  |  |  | 4411.96 |  |  | Additional 50% Reduction | Afghanistan | AFG |  |  | FALSE
2021-07-04 | ICU_demand |  |  |  | 492.88 |  |  | Additional 50% Reduction | Afghanistan | AFG |  |  | FALSE
2021-07-04 | infections |  |  |  | 46683.32 |  |  | Additional 50% Reduction | Afghanistan | AFG |  |  | FALSE
2021-07-04 | hospital_incidence |  |  |  | 464.67 |  |  | Additional 50% Reduction | Afghanistan | AFG |  |  | FALSE
2021-07-04 | ICU_incidence |  |  |  | 177.2 |  |  | Additional 50% Reduction | Afghanistan | AFG |  |  | FALSE
2021-07-04 | cumulative_infections |  |  |  | 11762608.1 |  |  | Additional 50% Reduction | Afghanistan | AFG |  |  | FALSE
2021-07-04 | hospital_demand |  |  |  | 4411.96 |  |  | Maintain Status Quo | Afghanistan | AFG |  |  | FALSE
2021-07-04 | ICU_demand |  |  |  | 492.88 |  |  | Maintain Status Quo | Afghanistan | AFG |  |  | FALSE
2021-07-04 | infections |  |  |  | 46683.32 |  |  | Maintain Status Quo | Afghanistan | AFG |  |  | FALSE
2021-07-04 | hospital_incidence |  |  |  | 464.67 |  |  | Maintain Status Quo | Afghanistan | AFG |  |  | FALSE
2021-07-04 | ICU_incidence |  |  |  | 177.2 |  |  | Maintain Status Quo | Afghanistan | AFG |  |  | FALSE
2021-07-04 | cumulative_infections |  |  |  | 11762608.1 |  |  | Maintain Status Quo | Afghanistan | AFG |  |  | FALSE
2021-07-04 | hospital_demand |  |  |  | 4411.96 |  |  | Relax Interventions 50% | Afghanistan | AFG |  |  | FALSE
2021-07-04 | ICU_demand |  |  |  | 492.88 |  |  | Relax Interventions 50% | Afghanistan | AFG |  |  | FALSE
2021-07-04 | infections |  |  |  | 46683.32 |  |  | Relax Interventions 50% | Afghanistan | AFG |  |  | FALSE
2021-07-04 | hospital_incidence |  |  |  | 464.67 |  |  | Relax Interventions 50% | Afghanistan | AFG |  |  | FALSE
2021-07-04 | ICU_incidence |  |  |  | 177.2 |  |  | Relax Interventions 50% | Afghanistan | AFG |  |  | FALSE
2021-07-04 | cumulative_infections |  |  |  | 11762608.1 |  |  | Relax Interventions 50% | Afghanistan | AFG |  |  | FALSE
2021-07-05 | hospital_demand |  |  |  | 4382.65 |  |  | Additional 50% Reduction | Afghanistan | AFG |  |  | FALSE
2021-07-05 | ICU_demand |  |  |  | 490.83 |  |  | Additional 50% Reduction | Afghanistan | AFG |  |  | FALSE
2021-07-05 | infections |  |  |  | 46303.15 |  |  | Additional 50% Reduction | Afghanistan | AFG |  |  | FALSE
2021-07-05 | hospital_incidence |  |  |  | 460.38 |  |  | Additional 50% Reduction | Afghanistan | AFG |  |  | FALSE
2021-07-05 | ICU_incidence |  |  |  | 175.54 |  |  | Additional 50% Reduction | Afghanistan | AFG |  |  | FALSE
2021-07-05 | cumulative_infections |  |  |  | 11808911.3 |  |  | Additional 50% Reduction | Afghanistan | AFG |  |  | FALSE
2021-07-05 | hospital_demand |  |  |  | 4382.65 |  |  | Maintain Status Quo | Afghanistan | AFG |  |  | FALSE
2021-07-05 | ICU_demand |  |  |  | 490.83 |  |  | Maintain Status Quo | Afghanistan | AFG |  |  | FALSE
2021-07-05 | infections |  |  |  | 46303.15 |  |  | Maintain Status Quo | Afghanistan | AFG |  |  | FALSE
2021-07-05 | hospital_incidence |  |  |  | 460.38 |  |  | Maintain Status Quo | Afghanistan | AFG |  |  | FALSE
2021-07-05 | ICU_incidence |  |  |  | 175.54 |  |  | Maintain Status Quo | Afghanistan | AFG |  |  | FALSE
2021-07-05 | cumulative_infections |  |  |  | 11808911.3 |  |  | Maintain Status Quo | Afghanistan | AFG |  |  | FALSE
2021-07-05 | hospital_demand |  |  |  | 4382.65 |  |  | Relax Interventions 50% | Afghanistan | AFG |  |  | FALSE
2021-07-05 | ICU_demand |  |  |  | 490.83 |  |  | Relax Interventions 50% | Afghanistan | AFG |  |  | FALSE
2021-07-05 | infections |  |  |  | 46303.15 |  |  | Relax Interventions 50% | Afghanistan | AFG |  |  | FALSE
2021-07-05 | hospital_incidence |  |  |  | 460.38 |  |  | Relax Interventions 50% | Afghanistan | AFG |  |  | FALSE
2021-07-05 | ICU_incidence |  |  |  | 175.54 |  |  | Relax Interventions 50% | Afghanistan | AFG |  |  | FALSE
2021-07-05 | cumulative_infections |  |  |  | 11808911.3 |  |  | Relax Interventions 50% | Afghanistan | AFG |  |  | FALSE
2021-07-06 | hospital_demand |  |  |  | 4351.91 |  |  | Additional 50% Reduction | Afghanistan | AFG |  |  | FALSE
2021-07-06 | ICU_demand |  |  |  | 488.73 |  |  | Additional 50% Reduction | Afghanistan | AFG |  |  | FALSE
2021-07-06 | infections |  |  |  | 45914.76 |  |  | Additional 50% Reduction | Afghanistan | AFG |  |  | FALSE
2021-07-06 | hospital_incidence |  |  |  | 456.03 |  |  | Additional 50% Reduction | Afghanistan | AFG |  |  | FALSE
2021-07-06 | ICU_incidence |  |  |  | 173.84 |  |  | Additional 50% Reduction | Afghanistan | AFG |  |  | FALSE
2021-07-06 | cumulative_infections |  |  |  | 11854826 |  |  | Additional 50% Reduction | Afghanistan | AFG |  |  | FALSE
2021-07-06 | hospital_demand |  |  |  | 4351.91 |  |  | Maintain Status Quo | Afghanistan | AFG |  |  | FALSE
2021-07-06 | ICU_demand |  |  |  | 488.73 |  |  | Maintain Status Quo | Afghanistan | AFG |  |  | FALSE
2021-07-06 | infections |  |  |  | 45914.76 |  |  | Maintain Status Quo | Afghanistan | AFG |  |  | FALSE
2021-07-06 | hospital_incidence |  |  |  | 456.03 |  |  | Maintain Status Quo | Afghanistan | AFG |  |  | FALSE
2021-07-06 | ICU_incidence |  |  |  | 173.84 |  |  | Maintain Status Quo | Afghanistan | AFG |  |  | FALSE
2021-07-06 | cumulative_infections |  |  |  | 11854826 |  |  | Maintain Status Quo | Afghanistan | AFG |  |  | FALSE
2021-07-06 | hospital_demand |  |  |  | 4351.91 |  |  | Relax Interventions 50% | Afghanistan | AFG |  |  | FALSE
2021-07-06 | ICU_demand |  |  |  | 488.73 |  |  | Relax Interventions 50% | Afghanistan | AFG |  |  | FALSE
2021-07-06 | infections |  |  |  | 45914.76 |  |  | Relax Interventions 50% | Afghanistan | AFG |  |  | FALSE
2021-07-06 | hospital_incidence |  |  |  | 456.03 |  |  | Relax Interventions 50% | Afghanistan | AFG |  |  | FALSE
2021-07-06 | ICU_incidence |  |  |  | 173.84 |  |  | Relax Interventions 50% | Afghanistan | AFG |  |  | FALSE
2021-07-06 | cumulative_infections |  |  |  | 11854826 |  |  | Relax Interventions 50% | Afghanistan | AFG |  |  | FALSE
2021-07-07 | hospital_demand |  |  |  | 4319.88 |  |  | Additional 50% Reduction | Afghanistan | AFG |  |  | FALSE
2021-07-07 | ICU_demand |  |  |  | 486.58 |  |  | Additional 50% Reduction | Afghanistan | AFG |  |  | FALSE
2021-07-07 | infections |  |  |  | 45518.46 |  |  | Additional 50% Reduction | Afghanistan | AFG |  |  | FALSE
2021-07-07 | hospital_incidence |  |  |  | 451.63 |  |  | Additional 50% Reduction | Afghanistan | AFG |  |  | FALSE
2021-07-07 | ICU_incidence |  |  |  | 172.12 |  |  | Additional 50% Reduction | Afghanistan | AFG |  |  | FALSE
2021-07-07 | cumulative_infections |  |  |  | 11900344.5 |  |  | Additional 50% Reduction | Afghanistan | AFG |  |  | FALSE
2021-07-07 | hospital_demand |  |  |  | 4319.88 |  |  | Maintain Status Quo | Afghanistan | AFG |  |  | FALSE
2021-07-07 | ICU_demand |  |  |  | 486.58 |  |  | Maintain Status Quo | Afghanistan | AFG |  |  | FALSE
2021-07-07 | infections |  |  |  | 45518.46 |  |  | Maintain Status Quo | Afghanistan | AFG |  |  | FALSE
2021-07-07 | hospital_incidence |  |  |  | 451.63 |  |  | Maintain Status Quo | Afghanistan | AFG |  |  | FALSE
2021-07-07 | ICU_incidence |  |  |  | 172.12 |  |  | Maintain Status Quo | Afghanistan | AFG |  |  | FALSE
2021-07-07 | cumulative_infections |  |  |  | 11900344.5 |  |  | Maintain Status Quo | Afghanistan | AFG |  |  | FALSE
2021-07-07 | hospital_demand |  |  |  | 4319.88 |  |  | Relax Interventions 50% | Afghanistan | AFG |  |  | FALSE
2021-07-07 | ICU_demand |  |  |  | 486.58 |  |  | Relax Interventions 50% | Afghanistan | AFG |  |  | FALSE
2021-07-07 | infections |  |  |  | 45518.46 |  |  | Relax Interventions 50% | Afghanistan | AFG |  |  | FALSE
2021-07-07 | hospital_incidence |  |  |  | 451.63 |  |  | Relax Interventions 50% | Afghanistan | AFG |  |  | FALSE
2021-07-07 | ICU_incidence |  |  |  | 172.12 |  |  | Relax Interventions 50% | Afghanistan | AFG |  |  | FALSE
2021-07-07 | cumulative_infections |  |  |  | 11900344.5 |  |  | Relax Interventions 50% | Afghanistan | AFG |  |  | FALSE
2021-07-08 | hospital_demand |  |  |  | 4286.68 |  |  | Additional 50% Reduction | Afghanistan | AFG |  |  | FALSE
2021-07-08 | ICU_demand |  |  |  | 484.39 |  |  | Additional 50% Reduction | Afghanistan | AFG |  |  | FALSE
2021-07-08 | infections |  |  |  | 45114.63 |  |  | Additional 50% Reduction | Afghanistan | AFG |  |  | FALSE
2021-07-08 | hospital_incidence |  |  |  | 447.18 |  |  | Additional 50% Reduction | Afghanistan | AFG |  |  | FALSE
2021-07-08 | ICU_incidence |  |  |  | 170.37 |  |  | Additional 50% Reduction | Afghanistan | AFG |  |  | FALSE
2021-07-08 | cumulative_infections |  |  |  | 11945459.1 |  |  | Additional 50% Reduction | Afghanistan | AFG |  |  | FALSE
2021-07-08 | hospital_demand |  |  |  | 4286.68 |  |  | Maintain Status Quo | Afghanistan | AFG |  |  | FALSE
2021-07-08 | ICU_demand |  |  |  | 484.39 |  |  | Maintain Status Quo | Afghanistan | AFG |  |  | FALSE
2021-07-08 | infections |  |  |  | 45114.63 |  |  | Maintain Status Quo | Afghanistan | AFG |  |  | FALSE
2021-07-08 | hospital_incidence |  |  |  | 447.18 |  |  | Maintain Status Quo | Afghanistan | AFG |  |  | FALSE
2021-07-08 | ICU_incidence |  |  |  | 170.37 |  |  | Maintain Status Quo | Afghanistan | AFG |  |  | FALSE
2021-07-08 | cumulative_infections |  |  |  | 11945459.1 |  |  | Maintain Status Quo | Afghanistan | AFG |  |  | FALSE
2021-07-08 | hospital_demand |  |  |  | 4286.68 |  |  | Relax Interventions 50% | Afghanistan | AFG |  |  | FALSE
2021-07-08 | ICU_demand |  |  |  | 484.39 |  |  | Relax Interventions 50% | Afghanistan | AFG |  |  | FALSE
2021-07-08 | infections |  |  |  | 45114.63 |  |  | Relax Interventions 50% | Afghanistan | AFG |  |  | FALSE
2021-07-08 | hospital_incidence |  |  |  | 447.18 |  |  | Relax Interventions 50% | Afghanistan | AFG |  |  | FALSE
2021-07-08 | ICU_incidence |  |  |  | 170.37 |  |  | Relax Interventions 50% | Afghanistan | AFG |  |  | FALSE
2021-07-08 | cumulative_infections |  |  |  | 11945459.1 |  |  | Relax Interventions 50% | Afghanistan | AFG |  |  | FALSE
2021-07-09 | hospital_demand |  |  |  | 4252.44 |  |  | Additional 50% Reduction | Afghanistan | AFG |  |  | FALSE
2021-07-09 | ICU_demand |  |  |  | 482.17 |  |  | Additional 50% Reduction | Afghanistan | AFG |  |  | FALSE
2021-07-09 | infections |  |  |  | 44992.09 |  |  | Additional 50% Reduction | Afghanistan | AFG |  |  | FALSE
2021-07-09 | hospital_incidence |  |  |  | 442.74 |  |  | Additional 50% Reduction | Afghanistan | AFG |  |  | FALSE
2021-07-09 | ICU_incidence |  |  |  | 168.62 |  |  | Additional 50% Reduction | Afghanistan | AFG |  |  | FALSE
2021-07-09 | cumulative_infections |  |  |  | 11990451.2 |  |  | Additional 50% Reduction | Afghanistan | AFG |  |  | FALSE
2021-07-09 | hospital_demand |  |  |  | 4252.44 |  |  | Maintain Status Quo | Afghanistan | AFG |  |  | FALSE
2021-07-09 | ICU_demand |  |  |  | 482.17 |  |  | Maintain Status Quo | Afghanistan | AFG |  |  | FALSE
2021-07-09 | infections |  |  |  | 44992.09 |  |  | Maintain Status Quo | Afghanistan | AFG |  |  | FALSE
2021-07-09 | hospital_incidence |  |  |  | 442.74 |  |  | Maintain Status Quo | Afghanistan | AFG |  |  | FALSE
2021-07-09 | ICU_incidence |  |  |  | 168.62 |  |  | Maintain Status Quo | Afghanistan | AFG |  |  | FALSE
2021-07-09 | cumulative_infections |  |  |  | 11990451.2 |  |  | Maintain Status Quo | Afghanistan | AFG |  |  | FALSE
2021-07-09 | hospital_demand |  |  |  | 4252.44 |  |  | Relax Interventions 50% | Afghanistan | AFG |  |  | FALSE
2021-07-09 | ICU_demand |  |  |  | 482.17 |  |  | Relax Interventions 50% | Afghanistan | AFG |  |  | FALSE
2021-07-09 | infections |  |  |  | 44992.09 |  |  | Relax Interventions 50% | Afghanistan | AFG |  |  | FALSE
2021-07-09 | hospital_incidence |  |  |  | 442.74 |  |  | Relax Interventions 50% | Afghanistan | AFG |  |  | FALSE
2021-07-09 | ICU_incidence |  |  |  | 168.62 |  |  | Relax Interventions 50% | Afghanistan | AFG |  |  | FALSE
2021-07-09 | cumulative_infections |  |  |  | 11990451.2 |  |  | Relax Interventions 50% | Afghanistan | AFG |  |  | FALSE
2021-07-10 | hospital_demand |  |  |  | 4217.45 |  |  | Additional 50% Reduction | Afghanistan | AFG |  |  | FALSE
2021-07-10 | ICU_demand |  |  |  | 479.97 |  |  | Additional 50% Reduction | Afghanistan | AFG |  |  | FALSE
2021-07-10 | infections |  |  |  | 45166.95 |  |  | Additional 50% Reduction | Afghanistan | AFG |  |  | FALSE
2021-07-10 | hospital_incidence |  |  |  | 438.66 |  |  | Additional 50% Reduction | Afghanistan | AFG |  |  | FALSE
2021-07-10 | ICU_incidence |  |  |  | 167 |  |  | Additional 50% Reduction | Afghanistan | AFG |  |  | FALSE
2021-07-10 | cumulative_infections |  |  |  | 12035618.2 |  |  | Additional 50% Reduction | Afghanistan | AFG |  |  | FALSE
2021-07-10 | hospital_demand |  |  |  | 4217.45 |  |  | Maintain Status Quo | Afghanistan | AFG |  |  | FALSE
2021-07-10 | ICU_demand |  |  |  | 479.97 |  |  | Maintain Status Quo | Afghanistan | AFG |  |  | FALSE
2021-07-10 | infections |  |  |  | 45166.95 |  |  | Maintain Status Quo | Afghanistan | AFG |  |  | FALSE
2021-07-10 | hospital_incidence |  |  |  | 438.66 |  |  | Maintain Status Quo | Afghanistan | AFG |  |  | FALSE
2021-07-10 | ICU_incidence |  |  |  | 167 |  |  | Maintain Status Quo | Afghanistan | AFG |  |  | FALSE
2021-07-10 | cumulative_infections |  |  |  | 12035618.2 |  |  | Maintain Status Quo | Afghanistan | AFG |  |  | FALSE
2021-07-10 | hospital_demand |  |  |  | 4217.45 |  |  | Relax Interventions 50% | Afghanistan | AFG |  |  | FALSE
2021-07-10 | ICU_demand |  |  |  | 479.97 |  |  | Relax Interventions 50% | Afghanistan | AFG |  |  | FALSE
2021-07-10 | infections |  |  |  | 45166.95 |  |  | Relax Interventions 50% | Afghanistan | AFG |  |  | FALSE
2021-07-10 | hospital_incidence |  |  |  | 438.66 |  |  | Relax Interventions 50% | Afghanistan | AFG |  |  | FALSE
2021-07-10 | ICU_incidence |  |  |  | 167 |  |  | Relax Interventions 50% | Afghanistan | AFG |  |  | FALSE
2021-07-10 | cumulative_infections |  |  |  | 12035618.2 |  |  | Relax Interventions 50% | Afghanistan | AFG |  |  | FALSE
2021-07-11 | hospital_demand |  |  |  | 4182.42 |  |  | Additional 50% Reduction | Afghanistan | AFG |  |  | FALSE
2021-07-11 | ICU_demand |  |  |  | 477.95 |  |  | Additional 50% Reduction | Afghanistan | AFG |  |  | FALSE
2021-07-11 | infections |  |  |  | 45410.86 |  |  | Additional 50% Reduction | Afghanistan | AFG |  |  | FALSE
2021-07-11 | hospital_incidence |  |  |  | 435.37 |  |  | Additional 50% Reduction | Afghanistan | AFG |  |  | FALSE
2021-07-11 | ICU_incidence |  |  |  | 165.67 |  |  | Additional 50% Reduction | Afghanistan | AFG |  |  | FALSE
2021-07-11 | cumulative_infections |  |  |  | 12081029 |  |  | Additional 50% Reduction | Afghanistan | AFG |  |  | FALSE
2021-07-11 | hospital_demand |  |  |  | 4182.42 |  |  | Maintain Status Quo | Afghanistan | AFG |  |  | FALSE
2021-07-11 | ICU_demand |  |  |  | 477.95 |  |  | Maintain Status Quo | Afghanistan | AFG |  |  | FALSE
2021-07-11 | infections |  |  |  | 45410.86 |  |  | Maintain Status Quo | Afghanistan | AFG |  |  | FALSE
2021-07-11 | hospital_incidence |  |  |  | 435.37 |  |  | Maintain Status Quo | Afghanistan | AFG |  |  | FALSE
2021-07-11 | ICU_incidence |  |  |  | 165.67 |  |  | Maintain Status Quo | Afghanistan | AFG |  |  | FALSE
2021-07-11 | cumulative_infections |  |  |  | 12081029 |  |  | Maintain Status Quo | Afghanistan | AFG |  |  | FALSE
2021-07-11 | hospital_demand |  |  |  | 4182.42 |  |  | Relax Interventions 50% | Afghanistan | AFG |  |  | FALSE
2021-07-11 | ICU_demand |  |  |  | 477.95 |  |  | Relax Interventions 50% | Afghanistan | AFG |  |  | FALSE
2021-07-11 | infections |  |  |  | 45410.86 |  |  | Relax Interventions 50% | Afghanistan | AFG |  |  | FALSE
2021-07-11 | hospital_incidence |  |  |  | 435.37 |  |  | Relax Interventions 50% | Afghanistan | AFG |  |  | FALSE
2021-07-11 | ICU_incidence |  |  |  | 165.67 |  |  | Relax Interventions 50% | Afghanistan | AFG |  |  | FALSE
2021-07-11 | cumulative_infections |  |  |  | 12081029 |  |  | Relax Interventions 50% | Afghanistan | AFG |  |  | FALSE
2021-07-12 | hospital_demand |  |  |  | 4148.33 |  |  | Additional 50% Reduction | Afghanistan | AFG |  |  | FALSE
2021-07-12 | ICU_demand |  |  |  | 476.23 |  |  | Additional 50% Reduction | Afghanistan | AFG |  |  | FALSE
2021-07-12 | infections |  |  |  | 45638.8 |  |  | Additional 50% Reduction | Afghanistan | AFG |  |  | FALSE
2021-07-12 | hospital_incidence |  |  |  | 433.04 |  |  | Additional 50% Reduction | Afghanistan | AFG |  |  | FALSE
2021-07-12 | ICU_incidence |  |  |  | 164.69 |  |  | Additional 50% Reduction | Afghanistan | AFG |  |  | FALSE
2021-07-12 | cumulative_infections |  |  |  | 12126667.8 |  |  | Additional 50% Reduction | Afghanistan | AFG |  |  | FALSE
2021-07-12 | hospital_demand |  |  |  | 4148.33 |  |  | Maintain Status Quo | Afghanistan | AFG |  |  | FALSE
2021-07-12 | ICU_demand |  |  |  | 476.23 |  |  | Maintain Status Quo | Afghanistan | AFG |  |  | FALSE
2021-07-12 | infections |  |  |  | 45638.8 |  |  | Maintain Status Quo | Afghanistan | AFG |  |  | FALSE
2021-07-12 | hospital_incidence |  |  |  | 433.04 |  |  | Maintain Status Quo | Afghanistan | AFG |  |  | FALSE
2021-07-12 | ICU_incidence |  |  |  | 164.69 |  |  | Maintain Status Quo | Afghanistan | AFG |  |  | FALSE
2021-07-12 | cumulative_infections |  |  |  | 12126667.8 |  |  | Maintain Status Quo | Afghanistan | AFG |  |  | FALSE
2021-07-12 | hospital_demand |  |  |  | 4148.33 |  |  | Relax Interventions 50% | Afghanistan | AFG |  |  | FALSE
2021-07-12 | ICU_demand |  |  |  | 476.23 |  |  | Relax Interventions 50% | Afghanistan | AFG |  |  | FALSE
2021-07-12 | infections |  |  |  | 45638.8 |  |  | Relax Interventions 50% | Afghanistan | AFG |  |  | FALSE
2021-07-12 | hospital_incidence |  |  |  | 433.04 |  |  | Relax Interventions 50% | Afghanistan | AFG |  |  | FALSE
2021-07-12 | ICU_incidence |  |  |  | 164.69 |  |  | Relax Interventions 50% | Afghanistan | AFG |  |  | FALSE
2021-07-12 | cumulative_infections |  |  |  | 12126667.8 |  |  | Relax Interventions 50% | Afghanistan | AFG |  |  | FALSE
2021-07-13 | hospital_demand |  |  |  | 4116.11 |  |  | Additional 50% Reduction | Afghanistan | AFG |  |  | FALSE
2021-07-13 | ICU_demand |  |  |  | 474.87 |  |  | Additional 50% Reduction | Afghanistan | AFG |  |  | FALSE
2021-07-13 | infections |  |  |  | 45829.99 |  |  | Additional 50% Reduction | Afghanistan | AFG |  |  | FALSE
2021-07-13 | hospital_incidence |  |  |  | 431.59 |  |  | Additional 50% Reduction | Afghanistan | AFG |  |  | FALSE
2021-07-13 | ICU_incidence |  |  |  | 164.04 |  |  | Additional 50% Reduction | Afghanistan | AFG |  |  | FALSE
2021-07-13 | cumulative_infections |  |  |  | 12172497.8 |  |  | Additional 50% Reduction | Afghanistan | AFG |  |  | FALSE
2021-07-13 | hospital_demand |  |  |  | 4116.11 |  |  | Maintain Status Quo | Afghanistan | AFG |  |  | FALSE
2021-07-13 | ICU_demand |  |  |  | 474.87 |  |  | Maintain Status Quo | Afghanistan | AFG |  |  | FALSE
2021-07-13 | infections |  |  |  | 45829.99 |  |  | Maintain Status Quo | Afghanistan | AFG |  |  | FALSE
2021-07-13 | hospital_incidence |  |  |  | 431.59 |  |  | Maintain Status Quo | Afghanistan | AFG |  |  | FALSE
2021-07-13 | ICU_incidence |  |  |  | 164.04 |  |  | Maintain Status Quo | Afghanistan | AFG |  |  | FALSE
2021-07-13 | cumulative_infections |  |  |  | 12172497.8 |  |  | Maintain Status Quo | Afghanistan | AFG |  |  | FALSE
2021-07-13 | hospital_demand |  |  |  | 4116.11 |  |  | Relax Interventions 50% | Afghanistan | AFG |  |  | FALSE
2021-07-13 | ICU_demand |  |  |  | 474.87 |  |  | Relax Interventions 50% | Afghanistan | AFG |  |  | FALSE
2021-07-13 | infections |  |  |  | 45829.99 |  |  | Relax Interventions 50% | Afghanistan | AFG |  |  | FALSE
2021-07-13 | hospital_incidence |  |  |  | 431.59 |  |  | Relax Interventions 50% | Afghanistan | AFG |  |  | FALSE
2021-07-13 | ICU_incidence |  |  |  | 164.04 |  |  | Relax Interventions 50% | Afghanistan | AFG |  |  | FALSE
2021-07-13 | cumulative_infections |  |  |  | 12172497.8 |  |  | Relax Interventions 50% | Afghanistan | AFG |  |  | FALSE
2021-07-14 | hospital_demand |  |  |  | 4086.51 |  |  | Additional 50% Reduction | Afghanistan | AFG |  |  | FALSE
2021-07-14 | ICU_demand |  |  |  | 473.84 |  |  | Additional 50% Reduction | Afghanistan | AFG |  |  | FALSE
2021-07-14 | infections |  |  |  | 45986.99 |  |  | Additional 50% Reduction | Afghanistan | AFG |  |  | FALSE
2021-07-14 | hospital_incidence |  |  |  | 430.86 |  |  | Additional 50% Reduction | Afghanistan | AFG |  |  | FALSE
2021-07-14 | ICU_incidence |  |  |  | 163.66 |  |  | Additional 50% Reduction | Afghanistan | AFG |  |  | FALSE
2021-07-14 | cumulative_infections |  |  |  | 12218484.8 |  |  | Additional 50% Reduction | Afghanistan | AFG |  |  | FALSE
2021-07-14 | hospital_demand |  |  |  | 4086.51 |  |  | Maintain Status Quo | Afghanistan | AFG |  |  | FALSE
2021-07-14 | ICU_demand |  |  |  | 473.84 |  |  | Maintain Status Quo | Afghanistan | AFG |  |  | FALSE
2021-07-14 | infections |  |  |  | 45986.99 |  |  | Maintain Status Quo | Afghanistan | AFG |  |  | FALSE
2021-07-14 | hospital_incidence |  |  |  | 430.86 |  |  | Maintain Status Quo | Afghanistan | AFG |  |  | FALSE
2021-07-14 | ICU_incidence |  |  |  | 163.66 |  |  | Maintain Status Quo | Afghanistan | AFG |  |  | FALSE
2021-07-14 | cumulative_infections |  |  |  | 12218484.8 |  |  | Maintain Status Quo | Afghanistan | AFG |  |  | FALSE
2021-07-14 | hospital_demand |  |  |  | 4086.51 |  |  | Relax Interventions 50% | Afghanistan | AFG |  |  | FALSE
2021-07-14 | ICU_demand |  |  |  | 473.84 |  |  | Relax Interventions 50% | Afghanistan | AFG |  |  | FALSE
2021-07-14 | infections |  |  |  | 45986.99 |  |  | Relax Interventions 50% | Afghanistan | AFG |  |  | FALSE
2021-07-14 | hospital_incidence |  |  |  | 430.86 |  |  | Relax Interventions 50% | Afghanistan | AFG |  |  | FALSE
2021-07-14 | ICU_incidence |  |  |  | 163.66 |  |  | Relax Interventions 50% | Afghanistan | AFG |  |  | FALSE
2021-07-14 | cumulative_infections |  |  |  | 12218484.8 |  |  | Relax Interventions 50% | Afghanistan | AFG |  |  | FALSE
2021-07-15 | hospital_demand |  |  |  | 4060 |  |  | Additional 50% Reduction | Afghanistan | AFG |  |  | FALSE
2021-07-15 | ICU_demand |  |  |  | 473.1 |  |  | Additional 50% Reduction | Afghanistan | AFG |  |  | FALSE
2021-07-15 | infections |  |  |  | 46117.66 |  |  | Additional 50% Reduction | Afghanistan | AFG |  |  | FALSE
2021-07-15 | hospital_incidence |  |  |  | 430.65 |  |  | Additional 50% Reduction | Afghanistan | AFG |  |  | FALSE
2021-07-15 | ICU_incidence |  |  |  | 163.46 |  |  | Additional 50% Reduction | Afghanistan | AFG |  |  | FALSE
2021-07-15 | cumulative_infections |  |  |  | 12264602.5 |  |  | Additional 50% Reduction | Afghanistan | AFG |  |  | FALSE
2021-07-15 | hospital_demand |  |  |  | 4060 |  |  | Maintain Status Quo | Afghanistan | AFG |  |  | FALSE
2021-07-15 | ICU_demand |  |  |  | 473.1 |  |  | Maintain Status Quo | Afghanistan | AFG |  |  | FALSE
2021-07-15 | infections |  |  |  | 46117.66 |  |  | Maintain Status Quo | Afghanistan | AFG |  |  | FALSE
2021-07-15 | hospital_incidence |  |  |  | 430.65 |  |  | Maintain Status Quo | Afghanistan | AFG |  |  | FALSE
2021-07-15 | ICU_incidence |  |  |  | 163.46 |  |  | Maintain Status Quo | Afghanistan | AFG |  |  | FALSE
2021-07-15 | cumulative_infections |  |  |  | 12264602.5 |  |  | Maintain Status Quo | Afghanistan | AFG |  |  | FALSE
2021-07-15 | hospital_demand |  |  |  | 4060 |  |  | Relax Interventions 50% | Afghanistan | AFG |  |  | FALSE
2021-07-15 | ICU_demand |  |  |  | 473.1 |  |  | Relax Interventions 50% | Afghanistan | AFG |  |  | FALSE
2021-07-15 | infections |  |  |  | 46117.66 |  |  | Relax Interventions 50% | Afghanistan | AFG |  |  | FALSE
2021-07-15 | hospital_incidence |  |  |  | 430.65 |  |  | Relax Interventions 50% | Afghanistan | AFG |  |  | FALSE
2021-07-15 | ICU_incidence |  |  |  | 163.46 |  |  | Relax Interventions 50% | Afghanistan | AFG |  |  | FALSE
2021-07-15 | cumulative_infections |  |  |  | 12264602.5 |  |  | Relax Interventions 50% | Afghanistan | AFG |  |  | FALSE
2021-07-16 | hospital_demand |  |  |  | 4036.78 |  |  | Additional 50% Reduction | Afghanistan | AFG |  |  | FALSE
2021-07-16 | ICU_demand |  |  |  | 472.58 |  |  | Additional 50% Reduction | Afghanistan | AFG |  |  | FALSE
2021-07-16 | infections |  |  |  | 46228.81 |  |  | Additional 50% Reduction | Afghanistan | AFG |  |  | FALSE
2021-07-16 | hospital_incidence |  |  |  | 430.78 |  |  | Additional 50% Reduction | Afghanistan | AFG |  |  | FALSE
2021-07-16 | ICU_incidence |  |  |  | 163.39 |  |  | Additional 50% Reduction | Afghanistan | AFG |  |  | FALSE
2021-07-16 | cumulative_infections |  |  |  | 12310831.3 |  |  | Additional 50% Reduction | Afghanistan | AFG |  |  | FALSE
2021-07-16 | hospital_demand |  |  |  | 4036.78 |  |  | Maintain Status Quo | Afghanistan | AFG |  |  | FALSE
2021-07-16 | ICU_demand |  |  |  | 472.58 |  |  | Maintain Status Quo | Afghanistan | AFG |  |  | FALSE
2021-07-16 | infections |  |  |  | 46228.81 |  |  | Maintain Status Quo | Afghanistan | AFG |  |  | FALSE
2021-07-16 | hospital_incidence |  |  |  | 430.78 |  |  | Maintain Status Quo | Afghanistan | AFG |  |  | FALSE
2021-07-16 | ICU_incidence |  |  |  | 163.39 |  |  | Maintain Status Quo | Afghanistan | AFG |  |  | FALSE
2021-07-16 | cumulative_infections |  |  |  | 12310831.3 |  |  | Maintain Status Quo | Afghanistan | AFG |  |  | FALSE
2021-07-16 | hospital_demand |  |  |  | 4036.78 |  |  | Relax Interventions 50% | Afghanistan | AFG |  |  | FALSE
2021-07-16 | ICU_demand |  |  |  | 472.58 |  |  | Relax Interventions 50% | Afghanistan | AFG |  |  | FALSE
2021-07-16 | infections |  |  |  | 46228.81 |  |  | Relax Interventions 50% | Afghanistan | AFG |  |  | FALSE
2021-07-16 | hospital_incidence |  |  |  | 430.78 |  |  | Relax Interventions 50% | Afghanistan | AFG |  |  | FALSE
2021-07-16 | ICU_incidence |  |  |  | 163.39 |  |  | Relax Interventions 50% | Afghanistan | AFG |  |  | FALSE
2021-07-16 | cumulative_infections |  |  |  | 12310831.3 |  |  | Relax Interventions 50% | Afghanistan | AFG |  |  | FALSE
2021-07-17 | hospital_demand |  |  |  | 4016.86 |  |  | Additional 50% Reduction | Afghanistan | AFG |  |  | FALSE
2021-07-17 | ICU_demand |  |  |  | 472.23 |  |  | Additional 50% Reduction | Afghanistan | AFG |  |  | FALSE
2021-07-17 | infections |  |  |  | 46324.87 |  |  | Additional 50% Reduction | Afghanistan | AFG |  |  | FALSE
2021-07-17 | hospital_incidence |  |  |  | 431.13 |  |  | Additional 50% Reduction | Afghanistan | AFG |  |  | FALSE
2021-07-17 | ICU_incidence |  |  |  | 163.4 |  |  | Additional 50% Reduction | Afghanistan | AFG |  |  | FALSE
2021-07-17 | cumulative_infections |  |  |  | 12357156.1 |  |  | Additional 50% Reduction | Afghanistan | AFG |  |  | FALSE
2021-07-17 | hospital_demand |  |  |  | 4016.86 |  |  | Maintain Status Quo | Afghanistan | AFG |  |  | FALSE
2021-07-17 | ICU_demand |  |  |  | 472.23 |  |  | Maintain Status Quo | Afghanistan | AFG |  |  | FALSE
2021-07-17 | infections |  |  |  | 46324.87 |  |  | Maintain Status Quo | Afghanistan | AFG |  |  | FALSE
2021-07-17 | hospital_incidence |  |  |  | 431.13 |  |  | Maintain Status Quo | Afghanistan | AFG |  |  | FALSE
2021-07-17 | ICU_incidence |  |  |  | 163.4 |  |  | Maintain Status Quo | Afghanistan | AFG |  |  | FALSE
2021-07-17 | cumulative_infections |  |  |  | 12357156.1 |  |  | Maintain Status Quo | Afghanistan | AFG |  |  | FALSE
2021-07-17 | hospital_demand |  |  |  | 4016.86 |  |  | Relax Interventions 50% | Afghanistan | AFG |  |  | FALSE
2021-07-17 | ICU_demand |  |  |  | 472.23 |  |  | Relax Interventions 50% | Afghanistan | AFG |  |  | FALSE
2021-07-17 | infections |  |  |  | 46324.87 |  |  | Relax Interventions 50% | Afghanistan | AFG |  |  | FALSE
2021-07-17 | hospital_incidence |  |  |  | 431.13 |  |  | Relax Interventions 50% | Afghanistan | AFG |  |  | FALSE
2021-07-17 | ICU_incidence |  |  |  | 163.4 |  |  | Relax Interventions 50% | Afghanistan | AFG |  |  | FALSE
2021-07-17 | cumulative_infections |  |  |  | 12357156.1 |  |  | Relax Interventions 50% | Afghanistan | AFG |  |  | FALSE
2021-07-18 | hospital_demand |  |  |  | 4000.1 |  |  | Additional 50% Reduction | Afghanistan | AFG |  |  | FALSE
2021-07-18 | ICU_demand |  |  |  | 472 |  |  | Additional 50% Reduction | Afghanistan | AFG |  |  | FALSE
2021-07-18 | infections |  |  |  | 46408.26 |  |  | Additional 50% Reduction | Afghanistan | AFG |  |  | FALSE
2021-07-18 | hospital_incidence |  |  |  | 431.6 |  |  | Additional 50% Reduction | Afghanistan | AFG |  |  | FALSE
2021-07-18 | ICU_incidence |  |  |  | 163.46 |  |  | Additional 50% Reduction | Afghanistan | AFG |  |  | FALSE
2021-07-18 | cumulative_infections |  |  |  | 12403564.4 |  |  | Additional 50% Reduction | Afghanistan | AFG |  |  | FALSE
2021-07-18 | hospital_demand |  |  |  | 4000.1 |  |  | Maintain Status Quo | Afghanistan | AFG |  |  | FALSE
2021-07-18 | ICU_demand |  |  |  | 472 |  |  | Maintain Status Quo | Afghanistan | AFG |  |  | FALSE
2021-07-18 | infections |  |  |  | 46408.26 |  |  | Maintain Status Quo | Afghanistan | AFG |  |  | FALSE
2021-07-18 | hospital_incidence |  |  |  | 431.6 |  |  | Maintain Status Quo | Afghanistan | AFG |  |  | FALSE
2021-07-18 | ICU_incidence |  |  |  | 163.46 |  |  | Maintain Status Quo | Afghanistan | AFG |  |  | FALSE
2021-07-18 | cumulative_infections |  |  |  | 12403564.4 |  |  | Maintain Status Quo | Afghanistan | AFG |  |  | FALSE
2021-07-18 | hospital_demand |  |  |  | 4000.1 |  |  | Relax Interventions 50% | Afghanistan | AFG |  |  | FALSE
2021-07-18 | ICU_demand |  |  |  | 472 |  |  | Relax Interventions 50% | Afghanistan | AFG |  |  | FALSE
2021-07-18 | infections |  |  |  | 46408.26 |  |  | Relax Interventions 50% | Afghanistan | AFG |  |  | FALSE
2021-07-18 | hospital_incidence |  |  |  | 431.6 |  |  | Relax Interventions 50% | Afghanistan | AFG |  |  | FALSE
2021-07-18 | ICU_incidence |  |  |  | 163.46 |  |  | Relax Interventions 50% | Afghanistan | AFG |  |  | FALSE
2021-07-18 | cumulative_infections |  |  |  | 12403564.4 |  |  | Relax Interventions 50% | Afghanistan | AFG |  |  | FALSE
2021-07-19 | hospital_demand |  |  |  | 3986.27 |  |  | Additional 50% Reduction | Afghanistan | AFG |  |  | FALSE
2021-07-19 | ICU_demand |  |  |  | 471.86 |  |  | Additional 50% Reduction | Afghanistan | AFG |  |  | FALSE
2021-07-19 | infections |  |  |  | 46480.18 |  |  | Additional 50% Reduction | Afghanistan | AFG |  |  | FALSE
2021-07-19 | hospital_incidence |  |  |  | 432.13 |  |  | Additional 50% Reduction | Afghanistan | AFG |  |  | FALSE
2021-07-19 | ICU_incidence |  |  |  | 163.54 |  |  | Additional 50% Reduction | Afghanistan | AFG |  |  | FALSE
2021-07-19 | cumulative_infections |  |  |  | 12450044.6 |  |  | Additional 50% Reduction | Afghanistan | AFG |  |  | FALSE
2021-07-19 | hospital_demand |  |  |  | 3986.27 |  |  | Maintain Status Quo | Afghanistan | AFG |  |  | FALSE
2021-07-19 | ICU_demand |  |  |  | 471.86 |  |  | Maintain Status Quo | Afghanistan | AFG |  |  | FALSE
2021-07-19 | infections |  |  |  | 46480.18 |  |  | Maintain Status Quo | Afghanistan | AFG |  |  | FALSE
2021-07-19 | hospital_incidence |  |  |  | 432.13 |  |  | Maintain Status Quo | Afghanistan | AFG |  |  | FALSE
2021-07-19 | ICU_incidence |  |  |  | 163.54 |  |  | Maintain Status Quo | Afghanistan | AFG |  |  | FALSE
2021-07-19 | cumulative_infections |  |  |  | 12450044.6 |  |  | Maintain Status Quo | Afghanistan | AFG |  |  | FALSE
2021-07-19 | hospital_demand |  |  |  | 3986.27 |  |  | Relax Interventions 50% | Afghanistan | AFG |  |  | FALSE
2021-07-19 | ICU_demand |  |  |  | 471.86 |  |  | Relax Interventions 50% | Afghanistan | AFG |  |  | FALSE
2021-07-19 | infections |  |  |  | 46480.18 |  |  | Relax Interventions 50% | Afghanistan | AFG |  |  | FALSE
2021-07-19 | hospital_incidence |  |  |  | 432.13 |  |  | Relax Interventions 50% | Afghanistan | AFG |  |  | FALSE
2021-07-19 | ICU_incidence |  |  |  | 163.54 |  |  | Relax Interventions 50% | Afghanistan | AFG |  |  | FALSE
2021-07-19 | cumulative_infections |  |  |  | 12450044.6 |  |  | Relax Interventions 50% | Afghanistan | AFG |  |  | FALSE
2021-07-20 | hospital_demand |  |  |  | 3975.08 |  |  | Additional 50% Reduction | Afghanistan | AFG |  |  | FALSE
2021-07-20 | ICU_demand |  |  |  | 471.77 |  |  | Additional 50% Reduction | Afghanistan | AFG |  |  | FALSE
2021-07-20 | infections |  |  |  | 46541.18 |  |  | Additional 50% Reduction | Afghanistan | AFG |  |  | FALSE
2021-07-20 | hospital_incidence |  |  |  | 432.67 |  |  | Additional 50% Reduction | Afghanistan | AFG |  |  | FALSE
2021-07-20 | ICU_incidence |  |  |  | 163.62 |  |  | Additional 50% Reduction | Afghanistan | AFG |  |  | FALSE
2021-07-20 | cumulative_infections |  |  |  | 12496585.8 |  |  | Additional 50% Reduction | Afghanistan | AFG |  |  | FALSE
2021-07-20 | hospital_demand |  |  |  | 3975.08 |  |  | Maintain Status Quo | Afghanistan | AFG |  |  | FALSE
2021-07-20 | ICU_demand |  |  |  | 471.77 |  |  | Maintain Status Quo | Afghanistan | AFG |  |  | FALSE
2021-07-20 | infections |  |  |  | 46541.18 |  |  | Maintain Status Quo | Afghanistan | AFG |  |  | FALSE
2021-07-20 | hospital_incidence |  |  |  | 432.67 |  |  | Maintain Status Quo | Afghanistan | AFG |  |  | FALSE
2021-07-20 | ICU_incidence |  |  |  | 163.62 |  |  | Maintain Status Quo | Afghanistan | AFG |  |  | FALSE
2021-07-20 | cumulative_infections |  |  |  | 12496585.8 |  |  | Maintain Status Quo | Afghanistan | AFG |  |  | FALSE
2021-07-20 | hospital_demand |  |  |  | 3975.08 |  |  | Relax Interventions 50% | Afghanistan | AFG |  |  | FALSE
2021-07-20 | ICU_demand |  |  |  | 471.77 |  |  | Relax Interventions 50% | Afghanistan | AFG |  |  | FALSE
2021-07-20 | infections |  |  |  | 46541.18 |  |  | Relax Interventions 50% | Afghanistan | AFG |  |  | FALSE
2021-07-20 | hospital_incidence |  |  |  | 432.67 |  |  | Relax Interventions 50% | Afghanistan | AFG |  |  | FALSE
2021-07-20 | ICU_incidence |  |  |  | 163.62 |  |  | Relax Interventions 50% | Afghanistan | AFG |  |  | FALSE
2021-07-20 | cumulative_infections |  |  |  | 12496585.8 |  |  | Relax Interventions 50% | Afghanistan | AFG |  |  | FALSE
2021-07-21 | hospital_demand |  |  |  | 3966.23 |  |  | Additional 50% Reduction | Afghanistan | AFG |  |  | FALSE
2021-07-21 | ICU_demand |  |  |  | 471.73 |  |  | Additional 50% Reduction | Afghanistan | AFG |  |  | FALSE
2021-07-21 | infections |  |  |  | 46591.47 |  |  | Additional 50% Reduction | Afghanistan | AFG |  |  | FALSE
2021-07-21 | hospital_incidence |  |  |  | 433.21 |  |  | Additional 50% Reduction | Afghanistan | AFG |  |  | FALSE
2021-07-21 | ICU_incidence |  |  |  | 163.71 |  |  | Additional 50% Reduction | Afghanistan | AFG |  |  | FALSE
2021-07-21 | cumulative_infections |  |  |  | 12543177.2 |  |  | Additional 50% Reduction | Afghanistan | AFG |  |  | FALSE
2021-07-21 | hospital_demand |  |  |  | 3966.23 |  |  | Maintain Status Quo | Afghanistan | AFG |  |  | FALSE
2021-07-21 | ICU_demand |  |  |  | 471.73 |  |  | Maintain Status Quo | Afghanistan | AFG |  |  | FALSE
2021-07-21 | infections |  |  |  | 46591.47 |  |  | Maintain Status Quo | Afghanistan | AFG |  |  | FALSE
2021-07-21 | hospital_incidence |  |  |  | 433.21 |  |  | Maintain Status Quo | Afghanistan | AFG |  |  | FALSE
2021-07-21 | ICU_incidence |  |  |  | 163.71 |  |  | Maintain Status Quo | Afghanistan | AFG |  |  | FALSE
2021-07-21 | cumulative_infections |  |  |  | 12543177.2 |  |  | Maintain Status Quo | Afghanistan | AFG |  |  | FALSE
2021-07-21 | hospital_demand |  |  |  | 3966.23 |  |  | Relax Interventions 50% | Afghanistan | AFG |  |  | FALSE
2021-07-21 | ICU_demand |  |  |  | 471.73 |  |  | Relax Interventions 50% | Afghanistan | AFG |  |  | FALSE
2021-07-21 | infections |  |  |  | 46591.47 |  |  | Relax Interventions 50% | Afghanistan | AFG |  |  | FALSE
2021-07-21 | hospital_incidence |  |  |  | 433.21 |  |  | Relax Interventions 50% | Afghanistan | AFG |  |  | FALSE
2021-07-21 | ICU_incidence |  |  |  | 163.71 |  |  | Relax Interventions 50% | Afghanistan | AFG |  |  | FALSE
2021-07-21 | cumulative_infections |  |  |  | 12543177.2 |  |  | Relax Interventions 50% | Afghanistan | AFG |  |  | FALSE
2021-07-22 | hospital_demand |  |  |  | 3959.4 |  |  | Additional 50% Reduction | Afghanistan | AFG |  |  | FALSE
2021-07-22 | ICU_demand |  |  |  | 471.72 |  |  | Additional 50% Reduction | Afghanistan | AFG |  |  | FALSE
2021-07-22 | infections |  |  |  | 46631.13 |  |  | Additional 50% Reduction | Afghanistan | AFG |  |  | FALSE
2021-07-22 | hospital_incidence |  |  |  | 433.72 |  |  | Additional 50% Reduction | Afghanistan | AFG |  |  | FALSE
2021-07-22 | ICU_incidence |  |  |  | 163.79 |  |  | Additional 50% Reduction | Afghanistan | AFG |  |  | FALSE
2021-07-22 | cumulative_infections |  |  |  | 12589808.4 |  |  | Additional 50% Reduction | Afghanistan | AFG |  |  | FALSE
2021-07-22 | hospital_demand |  |  |  | 3959.4 |  |  | Maintain Status Quo | Afghanistan | AFG |  |  | FALSE
2021-07-22 | ICU_demand |  |  |  | 471.72 |  |  | Maintain Status Quo | Afghanistan | AFG |  |  | FALSE
2021-07-22 | infections |  |  |  | 46631.13 |  |  | Maintain Status Quo | Afghanistan | AFG |  |  | FALSE
2021-07-22 | hospital_incidence |  |  |  | 433.72 |  |  | Maintain Status Quo | Afghanistan | AFG |  |  | FALSE
2021-07-22 | ICU_incidence |  |  |  | 163.79 |  |  | Maintain Status Quo | Afghanistan | AFG |  |  | FALSE
2021-07-22 | cumulative_infections |  |  |  | 12589808.4 |  |  | Maintain Status Quo | Afghanistan | AFG |  |  | FALSE
2021-07-22 | hospital_demand |  |  |  | 3959.4 |  |  | Relax Interventions 50% | Afghanistan | AFG |  |  | FALSE
2021-07-22 | ICU_demand |  |  |  | 471.72 |  |  | Relax Interventions 50% | Afghanistan | AFG |  |  | FALSE
2021-07-22 | infections |  |  |  | 46631.13 |  |  | Relax Interventions 50% | Afghanistan | AFG |  |  | FALSE
2021-07-22 | hospital_incidence |  |  |  | 433.72 |  |  | Relax Interventions 50% | Afghanistan | AFG |  |  | FALSE
2021-07-22 | ICU_incidence |  |  |  | 163.79 |  |  | Relax Interventions 50% | Afghanistan | AFG |  |  | FALSE
2021-07-22 | cumulative_infections |  |  |  | 12589808.4 |  |  | Relax Interventions 50% | Afghanistan | AFG |  |  | FALSE
2021-07-23 | hospital_demand |  |  |  | 3954.28 |  |  | Additional 50% Reduction | Afghanistan | AFG |  |  | FALSE
2021-07-23 | ICU_demand |  |  |  | 471.72 |  |  | Additional 50% Reduction | Afghanistan | AFG |  |  | FALSE
2021-07-23 | infections |  |  |  | 46494.01 |  |  | Additional 50% Reduction | Afghanistan | AFG |  |  | FALSE
2021-07-23 | hospital_incidence |  |  |  | 434.16 |  |  | Additional 50% Reduction | Afghanistan | AFG |  |  | FALSE
2021-07-23 | ICU_incidence |  |  |  | 163.85 |  |  | Additional 50% Reduction | Afghanistan | AFG |  |  | FALSE
2021-07-23 | cumulative_infections |  |  |  | 12636302.4 |  |  | Additional 50% Reduction | Afghanistan | AFG |  |  | FALSE
2021-07-23 | hospital_demand |  |  |  | 3954.28 |  |  | Maintain Status Quo | Afghanistan | AFG |  |  | FALSE
2021-07-23 | ICU_demand |  |  |  | 471.72 |  |  | Maintain Status Quo | Afghanistan | AFG |  |  | FALSE
2021-07-23 | infections |  |  |  | 46494.01 |  |  | Maintain Status Quo | Afghanistan | AFG |  |  | FALSE
2021-07-23 | hospital_incidence |  |  |  | 434.16 |  |  | Maintain Status Quo | Afghanistan | AFG |  |  | FALSE
2021-07-23 | ICU_incidence |  |  |  | 163.85 |  |  | Maintain Status Quo | Afghanistan | AFG |  |  | FALSE
2021-07-23 | cumulative_infections |  |  |  | 12636302.4 |  |  | Maintain Status Quo | Afghanistan | AFG |  |  | FALSE
2021-07-23 | hospital_demand |  |  |  | 3954.28 |  |  | Relax Interventions 50% | Afghanistan | AFG |  |  | FALSE
2021-07-23 | ICU_demand |  |  |  | 471.72 |  |  | Relax Interventions 50% | Afghanistan | AFG |  |  | FALSE
2021-07-23 | infections |  |  |  | 46494.01 |  |  | Relax Interventions 50% | Afghanistan | AFG |  |  | FALSE
2021-07-23 | hospital_incidence |  |  |  | 434.16 |  |  | Relax Interventions 50% | Afghanistan | AFG |  |  | FALSE
2021-07-23 | ICU_incidence |  |  |  | 163.85 |  |  | Relax Interventions 50% | Afghanistan | AFG |  |  | FALSE
2021-07-23 | cumulative_infections |  |  |  | 12636302.4 |  |  | Relax Interventions 50% | Afghanistan | AFG |  |  | FALSE
2021-07-24 | hospital_demand |  |  |  | 3950.5 |  |  | Additional 50% Reduction | Afghanistan | AFG |  |  | FALSE
2021-07-24 | ICU_demand |  |  |  | 471.69 |  |  | Additional 50% Reduction | Afghanistan | AFG |  |  | FALSE
2021-07-24 | infections |  |  |  | 46172.25 |  |  | Additional 50% Reduction | Afghanistan | AFG |  |  | FALSE
2021-07-24 | hospital_incidence |  |  |  | 434.34 |  |  | Additional 50% Reduction | Afghanistan | AFG |  |  | FALSE
2021-07-24 | ICU_incidence |  |  |  | 163.81 |  |  | Additional 50% Reduction | Afghanistan | AFG |  |  | FALSE
2021-07-24 | cumulative_infections |  |  |  | 12682474.6 |  |  | Additional 50% Reduction | Afghanistan | AFG |  |  | FALSE
2021-07-24 | hospital_demand |  |  |  | 3950.5 |  |  | Maintain Status Quo | Afghanistan | AFG |  |  | FALSE
2021-07-24 | ICU_demand |  |  |  | 471.69 |  |  | Maintain Status Quo | Afghanistan | AFG |  |  | FALSE
2021-07-24 | infections |  |  |  | 46172.25 |  |  | Maintain Status Quo | Afghanistan | AFG |  |  | FALSE
2021-07-24 | hospital_incidence |  |  |  | 434.34 |  |  | Maintain Status Quo | Afghanistan | AFG |  |  | FALSE
2021-07-24 | ICU_incidence |  |  |  | 163.81 |  |  | Maintain Status Quo | Afghanistan | AFG |  |  | FALSE
2021-07-24 | cumulative_infections |  |  |  | 12682474.6 |  |  | Maintain Status Quo | Afghanistan | AFG |  |  | FALSE
2021-07-24 | hospital_demand |  |  |  | 3950.5 |  |  | Relax Interventions 50% | Afghanistan | AFG |  |  | FALSE
2021-07-24 | ICU_demand |  |  |  | 471.69 |  |  | Relax Interventions 50% | Afghanistan | AFG |  |  | FALSE
2021-07-24 | infections |  |  |  | 46172.25 |  |  | Relax Interventions 50% | Afghanistan | AFG |  |  | FALSE
2021-07-24 | hospital_incidence |  |  |  | 434.34 |  |  | Relax Interventions 50% | Afghanistan | AFG |  |  | FALSE
2021-07-24 | ICU_incidence |  |  |  | 163.81 |  |  | Relax Interventions 50% | Afghanistan | AFG |  |  | FALSE
2021-07-24 | cumulative_infections |  |  |  | 12682474.6 |  |  | Relax Interventions 50% | Afghanistan | AFG |  |  | FALSE
2021-07-25 | hospital_demand |  |  |  | 3947.44 |  |  | Additional 50% Reduction | Afghanistan | AFG |  |  | FALSE
2021-07-25 | ICU_demand |  |  |  | 471.55 |  |  | Additional 50% Reduction | Afghanistan | AFG |  |  | FALSE
2021-07-25 | infections |  |  |  | 45795.33 |  |  | Additional 50% Reduction | Afghanistan | AFG |  |  | FALSE
2021-07-25 | hospital_incidence |  |  |  | 434.01 |  |  | Additional 50% Reduction | Afghanistan | AFG |  |  | FALSE
2021-07-25 | ICU_incidence |  |  |  | 163.58 |  |  | Additional 50% Reduction | Afghanistan | AFG |  |  | FALSE
2021-07-25 | cumulative_infections |  |  |  | 12728270 |  |  | Additional 50% Reduction | Afghanistan | AFG |  |  | FALSE
2021-07-25 | hospital_demand |  |  |  | 3947.44 |  |  | Maintain Status Quo | Afghanistan | AFG |  |  | FALSE
2021-07-25 | ICU_demand |  |  |  | 471.55 |  |  | Maintain Status Quo | Afghanistan | AFG |  |  | FALSE
2021-07-25 | infections |  |  |  | 45795.33 |  |  | Maintain Status Quo | Afghanistan | AFG |  |  | FALSE
2021-07-25 | hospital_incidence |  |  |  | 434.01 |  |  | Maintain Status Quo | Afghanistan | AFG |  |  | FALSE
2021-07-25 | ICU_incidence |  |  |  | 163.58 |  |  | Maintain Status Quo | Afghanistan | AFG |  |  | FALSE
2021-07-25 | cumulative_infections |  |  |  | 12728270 |  |  | Maintain Status Quo | Afghanistan | AFG |  |  | FALSE
2021-07-25 | hospital_demand |  |  |  | 3947.44 |  |  | Relax Interventions 50% | Afghanistan | AFG |  |  | FALSE
2021-07-25 | ICU_demand |  |  |  | 471.55 |  |  | Relax Interventions 50% | Afghanistan | AFG |  |  | FALSE
2021-07-25 | infections |  |  |  | 45795.33 |  |  | Relax Interventions 50% | Afghanistan | AFG |  |  | FALSE
2021-07-25 | hospital_incidence |  |  |  | 434.01 |  |  | Relax Interventions 50% | Afghanistan | AFG |  |  | FALSE
2021-07-25 | ICU_incidence |  |  |  | 163.58 |  |  | Relax Interventions 50% | Afghanistan | AFG |  |  | FALSE
2021-07-25 | cumulative_infections |  |  |  | 12728270 |  |  | Relax Interventions 50% | Afghanistan | AFG |  |  | FALSE
2021-07-26 | hospital_demand |  |  |  | 3944.37 |  |  | Additional 50% Reduction | Afghanistan | AFG |  |  | FALSE
2021-07-26 | ICU_demand |  |  |  | 471.21 |  |  | Additional 50% Reduction | Afghanistan | AFG |  |  | FALSE
2021-07-26 | infections |  |  |  | 45412.59 |  |  | Additional 50% Reduction | Afghanistan | AFG |  |  | FALSE
2021-07-26 | hospital_incidence |  |  |  | 433.05 |  |  | Additional 50% Reduction | Afghanistan | AFG |  |  | FALSE
2021-07-26 | ICU_incidence |  |  |  | 163.11 |  |  | Additional 50% Reduction | Afghanistan | AFG |  |  | FALSE
2021-07-26 | cumulative_infections |  |  |  | 12773682.5 |  |  | Additional 50% Reduction | Afghanistan | AFG |  |  | FALSE
2021-07-26 | hospital_demand |  |  |  | 3944.37 |  |  | Maintain Status Quo | Afghanistan | AFG |  |  | FALSE
2021-07-26 | ICU_demand |  |  |  | 471.21 |  |  | Maintain Status Quo | Afghanistan | AFG |  |  | FALSE
2021-07-26 | infections |  |  |  | 45412.59 |  |  | Maintain Status Quo | Afghanistan | AFG |  |  | FALSE
2021-07-26 | hospital_incidence |  |  |  | 433.05 |  |  | Maintain Status Quo | Afghanistan | AFG |  |  | FALSE
2021-07-26 | ICU_incidence |  |  |  | 163.11 |  |  | Maintain Status Quo | Afghanistan | AFG |  |  | FALSE
2021-07-26 | cumulative_infections |  |  |  | 12773682.5 |  |  | Maintain Status Quo | Afghanistan | AFG |  |  | FALSE
2021-07-26 | hospital_demand |  |  |  | 3944.37 |  |  | Relax Interventions 50% | Afghanistan | AFG |  |  | FALSE
2021-07-26 | ICU_demand |  |  |  | 471.21 |  |  | Relax Interventions 50% | Afghanistan | AFG |  |  | FALSE
2021-07-26 | infections |  |  |  | 45412.59 |  |  | Relax Interventions 50% | Afghanistan | AFG |  |  | FALSE
2021-07-26 | hospital_incidence |  |  |  | 433.05 |  |  | Relax Interventions 50% | Afghanistan | AFG |  |  | FALSE
2021-07-26 | ICU_incidence |  |  |  | 163.11 |  |  | Relax Interventions 50% | Afghanistan | AFG |  |  | FALSE
2021-07-26 | cumulative_infections |  |  |  | 12773682.5 |  |  | Relax Interventions 50% | Afghanistan | AFG |  |  | FALSE
2021-07-27 | hospital_demand |  |  |  | 3940.58 |  |  | Additional 50% Reduction | Afghanistan | AFG |  |  | FALSE
2021-07-27 | ICU_demand |  |  |  | 470.64 |  |  | Additional 50% Reduction | Afghanistan | AFG |  |  | FALSE
2021-07-27 | infections |  |  |  | 45037.06 |  |  | Additional 50% Reduction | Afghanistan | AFG |  |  | FALSE
2021-07-27 | hospital_incidence |  |  |  | 431.52 |  |  | Additional 50% Reduction | Afghanistan | AFG |  |  | FALSE
2021-07-27 | ICU_incidence |  |  |  | 162.42 |  |  | Additional 50% Reduction | Afghanistan | AFG |  |  | FALSE
2021-07-27 | cumulative_infections |  |  |  | 12818719.6 |  |  | Additional 50% Reduction | Afghanistan | AFG |  |  | FALSE
2021-07-27 | hospital_demand |  |  |  | 3940.58 |  |  | Maintain Status Quo | Afghanistan | AFG |  |  | FALSE
2021-07-27 | ICU_demand |  |  |  | 470.64 |  |  | Maintain Status Quo | Afghanistan | AFG |  |  | FALSE
2021-07-27 | infections |  |  |  | 45037.06 |  |  | Maintain Status Quo | Afghanistan | AFG |  |  | FALSE
2021-07-27 | hospital_incidence |  |  |  | 431.52 |  |  | Maintain Status Quo | Afghanistan | AFG |  |  | FALSE
2021-07-27 | ICU_incidence |  |  |  | 162.42 |  |  | Maintain Status Quo | Afghanistan | AFG |  |  | FALSE
2021-07-27 | cumulative_infections |  |  |  | 12818719.6 |  |  | Maintain Status Quo | Afghanistan | AFG |  |  | FALSE
2021-07-27 | hospital_demand |  |  |  | 3940.58 |  |  | Relax Interventions 50% | Afghanistan | AFG |  |  | FALSE
2021-07-27 | ICU_demand |  |  |  | 470.64 |  |  | Relax Interventions 50% | Afghanistan | AFG |  |  | FALSE
2021-07-27 | infections |  |  |  | 45037.06 |  |  | Relax Interventions 50% | Afghanistan | AFG |  |  | FALSE
2021-07-27 | hospital_incidence |  |  |  | 431.52 |  |  | Relax Interventions 50% | Afghanistan | AFG |  |  | FALSE
2021-07-27 | ICU_incidence |  |  |  | 162.42 |  |  | Relax Interventions 50% | Afghanistan | AFG |  |  | FALSE
2021-07-27 | cumulative_infections |  |  |  | 12818719.6 |  |  | Relax Interventions 50% | Afghanistan | AFG |  |  | FALSE
2021-07-28 | hospital_demand |  |  |  | 3935.51 |  |  | Additional 50% Reduction | Afghanistan | AFG |  |  | FALSE
2021-07-28 | ICU_demand |  |  |  | 469.84 |  |  | Additional 50% Reduction | Afghanistan | AFG |  |  | FALSE
2021-07-28 | infections |  |  |  | 44668.29 |  |  | Additional 50% Reduction | Afghanistan | AFG |  |  | FALSE
2021-07-28 | hospital_incidence |  |  |  | 429.51 |  |  | Additional 50% Reduction | Afghanistan | AFG |  |  | FALSE
2021-07-28 | ICU_incidence |  |  |  | 161.55 |  |  | Additional 50% Reduction | Afghanistan | AFG |  |  | FALSE
2021-07-28 | cumulative_infections |  |  |  | 12863387.9 |  |  | Additional 50% Reduction | Afghanistan | AFG |  |  | FALSE
2021-07-28 | hospital_demand |  |  |  | 3935.51 |  |  | Maintain Status Quo | Afghanistan | AFG |  |  | FALSE
2021-07-28 | ICU_demand |  |  |  | 469.84 |  |  | Maintain Status Quo | Afghanistan | AFG |  |  | FALSE
2021-07-28 | infections |  |  |  | 44668.29 |  |  | Maintain Status Quo | Afghanistan | AFG |  |  | FALSE
2021-07-28 | hospital_incidence |  |  |  | 429.51 |  |  | Maintain Status Quo | Afghanistan | AFG |  |  | FALSE
2021-07-28 | ICU_incidence |  |  |  | 161.55 |  |  | Maintain Status Quo | Afghanistan | AFG |  |  | FALSE
2021-07-28 | cumulative_infections |  |  |  | 12863387.9 |  |  | Maintain Status Quo | Afghanistan | AFG |  |  | FALSE
2021-07-28 | hospital_demand |  |  |  | 3935.51 |  |  | Relax Interventions 50% | Afghanistan | AFG |  |  | FALSE
2021-07-28 | ICU_demand |  |  |  | 469.84 |  |  | Relax Interventions 50% | Afghanistan | AFG |  |  | FALSE
2021-07-28 | infections |  |  |  | 44668.29 |  |  | Relax Interventions 50% | Afghanistan | AFG |  |  | FALSE
2021-07-28 | hospital_incidence |  |  |  | 429.51 |  |  | Relax Interventions 50% | Afghanistan | AFG |  |  | FALSE
2021-07-28 | ICU_incidence |  |  |  | 161.55 |  |  | Relax Interventions 50% | Afghanistan | AFG |  |  | FALSE
2021-07-28 | cumulative_infections |  |  |  | 12863387.9 |  |  | Relax Interventions 50% | Afghanistan | AFG |  |  | FALSE
2021-07-29 | hospital_demand |  |  |  | 3928.75 |  |  | Additional 50% Reduction | Afghanistan | AFG |  |  | FALSE
2021-07-29 | ICU_demand |  |  |  | 468.85 |  |  | Additional 50% Reduction | Afghanistan | AFG |  |  | FALSE
2021-07-29 | infections |  |  |  | 44302.49 |  |  | Additional 50% Reduction | Afghanistan | AFG |  |  | FALSE
2021-07-29 | hospital_incidence |  |  |  | 427.14 |  |  | Additional 50% Reduction | Afghanistan | AFG |  |  | FALSE
2021-07-29 | ICU_incidence |  |  |  | 160.55 |  |  | Additional 50% Reduction | Afghanistan | AFG |  |  | FALSE
2021-07-29 | cumulative_infections |  |  |  | 12907690.4 |  |  | Additional 50% Reduction | Afghanistan | AFG |  |  | FALSE
2021-07-29 | hospital_demand |  |  |  | 3928.75 |  |  | Maintain Status Quo | Afghanistan | AFG |  |  | FALSE
2021-07-29 | ICU_demand |  |  |  | 468.85 |  |  | Maintain Status Quo | Afghanistan | AFG |  |  | FALSE
2021-07-29 | infections |  |  |  | 44302.49 |  |  | Maintain Status Quo | Afghanistan | AFG |  |  | FALSE
2021-07-29 | hospital_incidence |  |  |  | 427.14 |  |  | Maintain Status Quo | Afghanistan | AFG |  |  | FALSE
2021-07-29 | ICU_incidence |  |  |  | 160.55 |  |  | Maintain Status Quo | Afghanistan | AFG |  |  | FALSE
2021-07-29 | cumulative_infections |  |  |  | 12907690.4 |  |  | Maintain Status Quo | Afghanistan | AFG |  |  | FALSE
2021-07-29 | hospital_demand |  |  |  | 3928.75 |  |  | Relax Interventions 50% | Afghanistan | AFG |  |  | FALSE
2021-07-29 | ICU_demand |  |  |  | 468.85 |  |  | Relax Interventions 50% | Afghanistan | AFG |  |  | FALSE
2021-07-29 | infections |  |  |  | 44302.49 |  |  | Relax Interventions 50% | Afghanistan | AFG |  |  | FALSE
2021-07-29 | hospital_incidence |  |  |  | 427.14 |  |  | Relax Interventions 50% | Afghanistan | AFG |  |  | FALSE
2021-07-29 | ICU_incidence |  |  |  | 160.55 |  |  | Relax Interventions 50% | Afghanistan | AFG |  |  | FALSE
2021-07-29 | cumulative_infections |  |  |  | 12907690.4 |  |  | Relax Interventions 50% | Afghanistan | AFG |  |  | FALSE
2021-07-30 | hospital_demand |  |  |  | 3920.08 |  |  | Additional 50% Reduction | Afghanistan | AFG |  |  | FALSE
2021-07-30 | ICU_demand |  |  |  | 467.7 |  |  | Additional 50% Reduction | Afghanistan | AFG |  |  | FALSE
2021-07-30 | infections |  |  |  | 43936.31 |  |  | Additional 50% Reduction | Afghanistan | AFG |  |  | FALSE
2021-07-30 | hospital_incidence |  |  |  | 424.49 |  |  | Additional 50% Reduction | Afghanistan | AFG |  |  | FALSE
2021-07-30 | ICU_incidence |  |  |  | 159.45 |  |  | Additional 50% Reduction | Afghanistan | AFG |  |  | FALSE
2021-07-30 | cumulative_infections |  |  |  | 12951626.7 |  |  | Additional 50% Reduction | Afghanistan | AFG |  |  | FALSE
2021-07-30 | hospital_demand |  |  |  | 3920.08 |  |  | Maintain Status Quo | Afghanistan | AFG |  |  | FALSE
2021-07-30 | ICU_demand |  |  |  | 467.7 |  |  | Maintain Status Quo | Afghanistan | AFG |  |  | FALSE
2021-07-30 | infections |  |  |  | 43936.31 |  |  | Maintain Status Quo | Afghanistan | AFG |  |  | FALSE
2021-07-30 | hospital_incidence |  |  |  | 424.49 |  |  | Maintain Status Quo | Afghanistan | AFG |  |  | FALSE
2021-07-30 | ICU_incidence |  |  |  | 159.45 |  |  | Maintain Status Quo | Afghanistan | AFG |  |  | FALSE
2021-07-30 | cumulative_infections |  |  |  | 12951626.7 |  |  | Maintain Status Quo | Afghanistan | AFG |  |  | FALSE
2021-07-30 | hospital_demand |  |  |  | 3920.08 |  |  | Relax Interventions 50% | Afghanistan | AFG |  |  | FALSE
2021-07-30 | ICU_demand |  |  |  | 467.7 |  |  | Relax Interventions 50% | Afghanistan | AFG |  |  | FALSE
2021-07-30 | infections |  |  |  | 43936.31 |  |  | Relax Interventions 50% | Afghanistan | AFG |  |  | FALSE
2021-07-30 | hospital_incidence |  |  |  | 424.49 |  |  | Relax Interventions 50% | Afghanistan | AFG |  |  | FALSE
2021-07-30 | ICU_incidence |  |  |  | 159.45 |  |  | Relax Interventions 50% | Afghanistan | AFG |  |  | FALSE
2021-07-30 | cumulative_infections |  |  |  | 12951626.7 |  |  | Relax Interventions 50% | Afghanistan | AFG |  |  | FALSE
2021-07-31 | hospital_demand |  |  |  | 3909.41 |  |  | Additional 50% Reduction | Afghanistan | AFG |  |  | FALSE
2021-07-31 | ICU_demand |  |  |  | 466.43 |  |  | Additional 50% Reduction | Afghanistan | AFG |  |  | FALSE
2021-07-31 | infections |  |  |  | 43567.6 |  |  | Additional 50% Reduction | Afghanistan | AFG |  |  | FALSE
2021-07-31 | hospital_incidence |  |  |  | 421.66 |  |  | Additional 50% Reduction | Afghanistan | AFG |  |  | FALSE
2021-07-31 | ICU_incidence |  |  |  | 158.28 |  |  | Additional 50% Reduction | Afghanistan | AFG |  |  | FALSE
2021-07-31 | cumulative_infections |  |  |  | 12995194.3 |  |  | Additional 50% Reduction | Afghanistan | AFG |  |  | FALSE
2021-07-31 | hospital_demand |  |  |  | 3909.41 |  |  | Maintain Status Quo | Afghanistan | AFG |  |  | FALSE
2021-07-31 | ICU_demand |  |  |  | 466.43 |  |  | Maintain Status Quo | Afghanistan | AFG |  |  | FALSE
2021-07-31 | infections |  |  |  | 43567.6 |  |  | Maintain Status Quo | Afghanistan | AFG |  |  | FALSE
2021-07-31 | hospital_incidence |  |  |  | 421.66 |  |  | Maintain Status Quo | Afghanistan | AFG |  |  | FALSE
2021-07-31 | ICU_incidence |  |  |  | 158.28 |  |  | Maintain Status Quo | Afghanistan | AFG |  |  | FALSE
2021-07-31 | cumulative_infections |  |  |  | 12995194.3 |  |  | Maintain Status Quo | Afghanistan | AFG |  |  | FALSE
2021-07-31 | hospital_demand |  |  |  | 3909.41 |  |  | Relax Interventions 50% | Afghanistan | AFG |  |  | FALSE
2021-07-31 | ICU_demand |  |  |  | 466.43 |  |  | Relax Interventions 50% | Afghanistan | AFG |  |  | FALSE
2021-07-31 | infections |  |  |  | 43567.6 |  |  | Relax Interventions 50% | Afghanistan | AFG |  |  | FALSE
2021-07-31 | hospital_incidence |  |  |  | 421.66 |  |  | Relax Interventions 50% | Afghanistan | AFG |  |  | FALSE
2021-07-31 | ICU_incidence |  |  |  | 158.28 |  |  | Relax Interventions 50% | Afghanistan | AFG |  |  | FALSE
2021-07-31 | cumulative_infections |  |  |  | 12995194.3 |  |  | Relax Interventions 50% | Afghanistan | AFG |  |  | FALSE
2021-08-01 | hospital_demand |  |  |  | 3896.73 |  |  | Additional 50% Reduction | Afghanistan | AFG |  |  | FALSE
2021-08-01 | ICU_demand |  |  |  | 465.06 |  |  | Additional 50% Reduction | Afghanistan | AFG |  |  | FALSE
2021-08-01 | infections |  |  |  | 43195.33 |  |  | Additional 50% Reduction | Afghanistan | AFG |  |  | FALSE
2021-08-01 | hospital_incidence |  |  |  | 418.69 |  |  | Additional 50% Reduction | Afghanistan | AFG |  |  | FALSE
2021-08-01 | ICU_incidence |  |  |  | 157.06 |  |  | Additional 50% Reduction | Afghanistan | AFG |  |  | FALSE
2021-08-01 | cumulative_infections |  |  |  | 13038389.6 |  |  | Additional 50% Reduction | Afghanistan | AFG |  |  | FALSE
2021-08-01 | hospital_demand |  |  |  | 3896.73 |  |  | Maintain Status Quo | Afghanistan | AFG |  |  | FALSE
2021-08-01 | ICU_demand |  |  |  | 465.06 |  |  | Maintain Status Quo | Afghanistan | AFG |  |  | FALSE
2021-08-01 | infections |  |  |  | 43195.33 |  |  | Maintain Status Quo | Afghanistan | AFG |  |  | FALSE
2021-08-01 | hospital_incidence |  |  |  | 418.69 |  |  | Maintain Status Quo | Afghanistan | AFG |  |  | FALSE
2021-08-01 | ICU_incidence |  |  |  | 157.06 |  |  | Maintain Status Quo | Afghanistan | AFG |  |  | FALSE
2021-08-01 | cumulative_infections |  |  |  | 13038389.6 |  |  | Maintain Status Quo | Afghanistan | AFG |  |  | FALSE
2021-08-01 | hospital_demand |  |  |  | 3896.73 |  |  | Relax Interventions 50% | Afghanistan | AFG |  |  | FALSE
2021-08-01 | ICU_demand |  |  |  | 465.06 |  |  | Relax Interventions 50% | Afghanistan | AFG |  |  | FALSE
2021-08-01 | infections |  |  |  | 43195.33 |  |  | Relax Interventions 50% | Afghanistan | AFG |  |  | FALSE
2021-08-01 | hospital_incidence |  |  |  | 418.69 |  |  | Relax Interventions 50% | Afghanistan | AFG |  |  | FALSE
2021-08-01 | ICU_incidence |  |  |  | 157.06 |  |  | Relax Interventions 50% | Afghanistan | AFG |  |  | FALSE
2021-08-01 | cumulative_infections |  |  |  | 13038389.6 |  |  | Relax Interventions 50% | Afghanistan | AFG |  |  | FALSE
2021-08-02 | hospital_demand |  |  |  | 3882.12 |  |  | Additional 50% Reduction | Afghanistan | AFG |  |  | FALSE
2021-08-02 | ICU_demand |  |  |  | 463.62 |  |  | Additional 50% Reduction | Afghanistan | AFG |  |  | FALSE
2021-08-02 | infections |  |  |  | 42819.17 |  |  | Additional 50% Reduction | Afghanistan | AFG |  |  | FALSE
2021-08-02 | hospital_incidence |  |  |  | 415.62 |  |  | Additional 50% Reduction | Afghanistan | AFG |  |  | FALSE
2021-08-02 | ICU_incidence |  |  |  | 155.82 |  |  | Additional 50% Reduction | Afghanistan | AFG |  |  | FALSE
2021-08-02 | cumulative_infections |  |  |  | 13081208.8 |  |  | Additional 50% Reduction | Afghanistan | AFG |  |  | FALSE
2021-08-02 | hospital_demand |  |  |  | 3882.12 |  |  | Maintain Status Quo | Afghanistan | AFG |  |  | FALSE
2021-08-02 | ICU_demand |  |  |  | 463.62 |  |  | Maintain Status Quo | Afghanistan | AFG |  |  | FALSE
2021-08-02 | infections |  |  |  | 42819.17 |  |  | Maintain Status Quo | Afghanistan | AFG |  |  | FALSE
2021-08-02 | hospital_incidence |  |  |  | 415.62 |  |  | Maintain Status Quo | Afghanistan | AFG |  |  | FALSE
2021-08-02 | ICU_incidence |  |  |  | 155.82 |  |  | Maintain Status Quo | Afghanistan | AFG |  |  | FALSE
2021-08-02 | cumulative_infections |  |  |  | 13081208.8 |  |  | Maintain Status Quo | Afghanistan | AFG |  |  | FALSE
2021-08-02 | hospital_demand |  |  |  | 3882.12 |  |  | Relax Interventions 50% | Afghanistan | AFG |  |  | FALSE
2021-08-02 | ICU_demand |  |  |  | 463.62 |  |  | Relax Interventions 50% | Afghanistan | AFG |  |  | FALSE
2021-08-02 | infections |  |  |  | 42819.17 |  |  | Relax Interventions 50% | Afghanistan | AFG |  |  | FALSE
2021-08-02 | hospital_incidence |  |  |  | 415.62 |  |  | Relax Interventions 50% | Afghanistan | AFG |  |  | FALSE
2021-08-02 | ICU_incidence |  |  |  | 155.82 |  |  | Relax Interventions 50% | Afghanistan | AFG |  |  | FALSE
2021-08-02 | cumulative_infections |  |  |  | 13081208.8 |  |  | Relax Interventions 50% | Afghanistan | AFG |  |  | FALSE
2021-08-03 | hospital_demand |  |  |  | 3865.68 |  |  | Additional 50% Reduction | Afghanistan | AFG |  |  | FALSE
2021-08-03 | ICU_demand |  |  |  | 462.12 |  |  | Additional 50% Reduction | Afghanistan | AFG |  |  | FALSE
2021-08-03 | infections |  |  |  | 42439.16 |  |  | Additional 50% Reduction | Afghanistan | AFG |  |  | FALSE
2021-08-03 | hospital_incidence |  |  |  | 412.48 |  |  | Additional 50% Reduction | Afghanistan | AFG |  |  | FALSE
2021-08-03 | ICU_incidence |  |  |  | 154.55 |  |  | Additional 50% Reduction | Afghanistan | AFG |  |  | FALSE
2021-08-03 | cumulative_infections |  |  |  | 13123647.9 |  |  | Additional 50% Reduction | Afghanistan | AFG |  |  | FALSE
2021-08-03 | hospital_demand |  |  |  | 3865.68 |  |  | Maintain Status Quo | Afghanistan | AFG |  |  | FALSE
2021-08-03 | ICU_demand |  |  |  | 462.12 |  |  | Maintain Status Quo | Afghanistan | AFG |  |  | FALSE
2021-08-03 | infections |  |  |  | 42439.16 |  |  | Maintain Status Quo | Afghanistan | AFG |  |  | FALSE
2021-08-03 | hospital_incidence |  |  |  | 412.48 |  |  | Maintain Status Quo | Afghanistan | AFG |  |  | FALSE
2021-08-03 | ICU_incidence |  |  |  | 154.55 |  |  | Maintain Status Quo | Afghanistan | AFG |  |  | FALSE
2021-08-03 | cumulative_infections |  |  |  | 13123647.9 |  |  | Maintain Status Quo | Afghanistan | AFG |  |  | FALSE
2021-08-03 | hospital_demand |  |  |  | 3865.68 |  |  | Relax Interventions 50% | Afghanistan | AFG |  |  | FALSE
2021-08-03 | ICU_demand |  |  |  | 462.12 |  |  | Relax Interventions 50% | Afghanistan | AFG |  |  | FALSE
2021-08-03 | infections |  |  |  | 42439.16 |  |  | Relax Interventions 50% | Afghanistan | AFG |  |  | FALSE
2021-08-03 | hospital_incidence |  |  |  | 412.48 |  |  | Relax Interventions 50% | Afghanistan | AFG |  |  | FALSE
2021-08-03 | ICU_incidence |  |  |  | 154.55 |  |  | Relax Interventions 50% | Afghanistan | AFG |  |  | FALSE
2021-08-03 | cumulative_infections |  |  |  | 13123647.9 |  |  | Relax Interventions 50% | Afghanistan | AFG |  |  | FALSE
2021-08-04 | hospital_demand |  |  |  | 3847.55 |  |  | Additional 50% Reduction | Afghanistan | AFG |  |  | FALSE
2021-08-04 | ICU_demand |  |  |  | 460.57 |  |  | Additional 50% Reduction | Afghanistan | AFG |  |  | FALSE
2021-08-04 | infections |  |  |  | 42055.5 |  |  | Additional 50% Reduction | Afghanistan | AFG |  |  | FALSE
2021-08-04 | hospital_incidence |  |  |  | 409.28 |  |  | Additional 50% Reduction | Afghanistan | AFG |  |  | FALSE
2021-08-04 | ICU_incidence |  |  |  | 153.26 |  |  | Additional 50% Reduction | Afghanistan | AFG |  |  | FALSE
2021-08-04 | cumulative_infections |  |  |  | 13165703.5 |  |  | Additional 50% Reduction | Afghanistan | AFG |  |  | FALSE
2021-08-04 | hospital_demand |  |  |  | 3847.55 |  |  | Maintain Status Quo | Afghanistan | AFG |  |  | FALSE
2021-08-04 | ICU_demand |  |  |  | 460.57 |  |  | Maintain Status Quo | Afghanistan | AFG |  |  | FALSE
2021-08-04 | infections |  |  |  | 42055.5 |  |  | Maintain Status Quo | Afghanistan | AFG |  |  | FALSE
2021-08-04 | hospital_incidence |  |  |  | 409.28 |  |  | Maintain Status Quo | Afghanistan | AFG |  |  | FALSE
2021-08-04 | ICU_incidence |  |  |  | 153.26 |  |  | Maintain Status Quo | Afghanistan | AFG |  |  | FALSE
2021-08-04 | cumulative_infections |  |  |  | 13165703.5 |  |  | Maintain Status Quo | Afghanistan | AFG |  |  | FALSE
2021-08-04 | hospital_demand |  |  |  | 3847.55 |  |  | Relax Interventions 50% | Afghanistan | AFG |  |  | FALSE
2021-08-04 | ICU_demand |  |  |  | 460.57 |  |  | Relax Interventions 50% | Afghanistan | AFG |  |  | FALSE
2021-08-04 | infections |  |  |  | 42055.5 |  |  | Relax Interventions 50% | Afghanistan | AFG |  |  | FALSE
2021-08-04 | hospital_incidence |  |  |  | 409.28 |  |  | Relax Interventions 50% | Afghanistan | AFG |  |  | FALSE
2021-08-04 | ICU_incidence |  |  |  | 153.26 |  |  | Relax Interventions 50% | Afghanistan | AFG |  |  | FALSE
2021-08-04 | cumulative_infections |  |  |  | 13165703.5 |  |  | Relax Interventions 50% | Afghanistan | AFG |  |  | FALSE
2021-08-05 | hospital_demand |  |  |  | 3827.87 |  |  | Additional 50% Reduction | Afghanistan | AFG |  |  | FALSE
2021-08-05 | ICU_demand |  |  |  | 458.99 |  |  | Additional 50% Reduction | Afghanistan | AFG |  |  | FALSE
2021-08-05 | infections |  |  |  | 41668.46 |  |  | Additional 50% Reduction | Afghanistan | AFG |  |  | FALSE
2021-08-05 | hospital_incidence |  |  |  | 406.03 |  |  | Additional 50% Reduction | Afghanistan | AFG |  |  | FALSE
2021-08-05 | ICU_incidence |  |  |  | 151.96 |  |  | Additional 50% Reduction | Afghanistan | AFG |  |  | FALSE
2021-08-05 | cumulative_infections |  |  |  | 13207371.9 |  |  | Additional 50% Reduction | Afghanistan | AFG |  |  | FALSE
2021-08-05 | hospital_demand |  |  |  | 3827.87 |  |  | Maintain Status Quo | Afghanistan | AFG |  |  | FALSE
2021-08-05 | ICU_demand |  |  |  | 458.99 |  |  | Maintain Status Quo | Afghanistan | AFG |  |  | FALSE
2021-08-05 | infections |  |  |  | 41668.46 |  |  | Maintain Status Quo | Afghanistan | AFG |  |  | FALSE
2021-08-05 | hospital_incidence |  |  |  | 406.03 |  |  | Maintain Status Quo | Afghanistan | AFG |  |  | FALSE
2021-08-05 | ICU_incidence |  |  |  | 151.96 |  |  | Maintain Status Quo | Afghanistan | AFG |  |  | FALSE
2021-08-05 | cumulative_infections |  |  |  | 13207371.9 |  |  | Maintain Status Quo | Afghanistan | AFG |  |  | FALSE
2021-08-05 | hospital_demand |  |  |  | 3827.87 |  |  | Relax Interventions 50% | Afghanistan | AFG |  |  | FALSE
2021-08-05 | ICU_demand |  |  |  | 458.99 |  |  | Relax Interventions 50% | Afghanistan | AFG |  |  | FALSE
2021-08-05 | infections |  |  |  | 41668.46 |  |  | Relax Interventions 50% | Afghanistan | AFG |  |  | FALSE
2021-08-05 | hospital_incidence |  |  |  | 406.03 |  |  | Relax Interventions 50% | Afghanistan | AFG |  |  | FALSE
2021-08-05 | ICU_incidence |  |  |  | 151.96 |  |  | Relax Interventions 50% | Afghanistan | AFG |  |  | FALSE
2021-08-05 | cumulative_infections |  |  |  | 13207371.9 |  |  | Relax Interventions 50% | Afghanistan | AFG |  |  | FALSE
2021-08-06 | hospital_demand |  |  |  | 3806.77 |  |  | Additional 50% Reduction | Afghanistan | AFG |  |  | FALSE
2021-08-06 | ICU_demand |  |  |  | 457.37 |  |  | Additional 50% Reduction | Afghanistan | AFG |  |  | FALSE
2021-08-06 | infections |  |  |  | 41239.55 |  |  | Additional 50% Reduction | Afghanistan | AFG |  |  | FALSE
2021-08-06 | hospital_incidence |  |  |  | 402.72 |  |  | Additional 50% Reduction | Afghanistan | AFG |  |  | FALSE
2021-08-06 | ICU_incidence |  |  |  | 150.65 |  |  | Additional 50% Reduction | Afghanistan | AFG |  |  | FALSE
2021-08-06 | cumulative_infections |  |  |  | 13248611.5 |  |  | Additional 50% Reduction | Afghanistan | AFG |  |  | FALSE
2021-08-06 | hospital_demand |  |  |  | 3806.77 |  |  | Maintain Status Quo | Afghanistan | AFG |  |  | FALSE
2021-08-06 | ICU_demand |  |  |  | 457.37 |  |  | Maintain Status Quo | Afghanistan | AFG |  |  | FALSE
2021-08-06 | infections |  |  |  | 41239.55 |  |  | Maintain Status Quo | Afghanistan | AFG |  |  | FALSE
2021-08-06 | hospital_incidence |  |  |  | 402.72 |  |  | Maintain Status Quo | Afghanistan | AFG |  |  | FALSE
2021-08-06 | ICU_incidence |  |  |  | 150.65 |  |  | Maintain Status Quo | Afghanistan | AFG |  |  | FALSE
2021-08-06 | cumulative_infections |  |  |  | 13248611.5 |  |  | Maintain Status Quo | Afghanistan | AFG |  |  | FALSE
2021-08-06 | hospital_demand |  |  |  | 3806.77 |  |  | Relax Interventions 50% | Afghanistan | AFG |  |  | FALSE
2021-08-06 | ICU_demand |  |  |  | 457.37 |  |  | Relax Interventions 50% | Afghanistan | AFG |  |  | FALSE
2021-08-06 | infections |  |  |  | 41239.55 |  |  | Relax Interventions 50% | Afghanistan | AFG |  |  | FALSE
2021-08-06 | hospital_incidence |  |  |  | 402.72 |  |  | Relax Interventions 50% | Afghanistan | AFG |  |  | FALSE
2021-08-06 | ICU_incidence |  |  |  | 150.65 |  |  | Relax Interventions 50% | Afghanistan | AFG |  |  | FALSE
2021-08-06 | cumulative_infections |  |  |  | 13248611.5 |  |  | Relax Interventions 50% | Afghanistan | AFG |  |  | FALSE
2021-08-07 | hospital_demand |  |  |  | 3784.36 |  |  | Additional 50% Reduction | Afghanistan | AFG |  |  | FALSE
2021-08-07 | ICU_demand |  |  |  | 455.71 |  |  | Additional 50% Reduction | Afghanistan | AFG |  |  | FALSE
2021-08-07 | infections |  |  |  | 40767.41 |  |  | Additional 50% Reduction | Afghanistan | AFG |  |  | FALSE
2021-08-07 | hospital_incidence |  |  |  | 399.33 |  |  | Additional 50% Reduction | Afghanistan | AFG |  |  | FALSE
2021-08-07 | ICU_incidence |  |  |  | 149.31 |  |  | Additional 50% Reduction | Afghanistan | AFG |  |  | FALSE
2021-08-07 | cumulative_infections |  |  |  | 13289378.9 |  |  | Additional 50% Reduction | Afghanistan | AFG |  |  | FALSE
2021-08-07 | hospital_demand |  |  |  | 3784.36 |  |  | Maintain Status Quo | Afghanistan | AFG |  |  | FALSE
2021-08-07 | ICU_demand |  |  |  | 455.71 |  |  | Maintain Status Quo | Afghanistan | AFG |  |  | FALSE
2021-08-07 | infections |  |  |  | 40767.41 |  |  | Maintain Status Quo | Afghanistan | AFG |  |  | FALSE
2021-08-07 | hospital_incidence |  |  |  | 399.33 |  |  | Maintain Status Quo | Afghanistan | AFG |  |  | FALSE
2021-08-07 | ICU_incidence |  |  |  | 149.31 |  |  | Maintain Status Quo | Afghanistan | AFG |  |  | FALSE
2021-08-07 | cumulative_infections |  |  |  | 13289378.9 |  |  | Maintain Status Quo | Afghanistan | AFG |  |  | FALSE
2021-08-07 | hospital_demand |  |  |  | 3784.36 |  |  | Relax Interventions 50% | Afghanistan | AFG |  |  | FALSE
2021-08-07 | ICU_demand |  |  |  | 455.71 |  |  | Relax Interventions 50% | Afghanistan | AFG |  |  | FALSE
2021-08-07 | infections |  |  |  | 40767.41 |  |  | Relax Interventions 50% | Afghanistan | AFG |  |  | FALSE
2021-08-07 | hospital_incidence |  |  |  | 399.33 |  |  | Relax Interventions 50% | Afghanistan | AFG |  |  | FALSE
2021-08-07 | ICU_incidence |  |  |  | 149.31 |  |  | Relax Interventions 50% | Afghanistan | AFG |  |  | FALSE
2021-08-07 | cumulative_infections |  |  |  | 13289378.9 |  |  | Relax Interventions 50% | Afghanistan | AFG |  |  | FALSE
2021-08-08 | hospital_demand |  |  |  | 3760.68 |  |  | Additional 50% Reduction | Afghanistan | AFG |  |  | FALSE
2021-08-08 | ICU_demand |  |  |  | 454 |  |  | Additional 50% Reduction | Afghanistan | AFG |  |  | FALSE
2021-08-08 | infections |  |  |  | 40283.06 |  |  | Additional 50% Reduction | Afghanistan | AFG |  |  | FALSE
2021-08-08 | hospital_incidence |  |  |  | 395.79 |  |  | Additional 50% Reduction | Afghanistan | AFG |  |  | FALSE
2021-08-08 | ICU_incidence |  |  |  | 147.91 |  |  | Additional 50% Reduction | Afghanistan | AFG |  |  | FALSE
2021-08-08 | cumulative_infections |  |  |  | 13329661.9 |  |  | Additional 50% Reduction | Afghanistan | AFG |  |  | FALSE
2021-08-08 | hospital_demand |  |  |  | 3760.68 |  |  | Maintain Status Quo | Afghanistan | AFG |  |  | FALSE
2021-08-08 | ICU_demand |  |  |  | 454 |  |  | Maintain Status Quo | Afghanistan | AFG |  |  | FALSE
2021-08-08 | infections |  |  |  | 40283.06 |  |  | Maintain Status Quo | Afghanistan | AFG |  |  | FALSE
2021-08-08 | hospital_incidence |  |  |  | 395.79 |  |  | Maintain Status Quo | Afghanistan | AFG |  |  | FALSE
2021-08-08 | ICU_incidence |  |  |  | 147.91 |  |  | Maintain Status Quo | Afghanistan | AFG |  |  | FALSE
2021-08-08 | cumulative_infections |  |  |  | 13329661.9 |  |  | Maintain Status Quo | Afghanistan | AFG |  |  | FALSE
2021-08-08 | hospital_demand |  |  |  | 3760.68 |  |  | Relax Interventions 50% | Afghanistan | AFG |  |  | FALSE
2021-08-08 | ICU_demand |  |  |  | 454 |  |  | Relax Interventions 50% | Afghanistan | AFG |  |  | FALSE
2021-08-08 | infections |  |  |  | 40283.06 |  |  | Relax Interventions 50% | Afghanistan | AFG |  |  | FALSE
2021-08-08 | hospital_incidence |  |  |  | 395.79 |  |  | Relax Interventions 50% | Afghanistan | AFG |  |  | FALSE
2021-08-08 | ICU_incidence |  |  |  | 147.91 |  |  | Relax Interventions 50% | Afghanistan | AFG |  |  | FALSE
2021-08-08 | cumulative_infections |  |  |  | 13329661.9 |  |  | Relax Interventions 50% | Afghanistan | AFG |  |  | FALSE
2021-08-09 | hospital_demand |  |  |  | 3735.74 |  |  | Additional 50% Reduction | Afghanistan | AFG |  |  | FALSE
2021-08-09 | ICU_demand |  |  |  | 452.22 |  |  | Additional 50% Reduction | Afghanistan | AFG |  |  | FALSE
2021-08-09 | infections |  |  |  | 39798.46 |  |  | Additional 50% Reduction | Afghanistan | AFG |  |  | FALSE
2021-08-09 | hospital_incidence |  |  |  | 392.08 |  |  | Additional 50% Reduction | Afghanistan | AFG |  |  | FALSE
2021-08-09 | ICU_incidence |  |  |  | 146.44 |  |  | Additional 50% Reduction | Afghanistan | AFG |  |  | FALSE
2021-08-09 | cumulative_infections |  |  |  | 13369460.4 |  |  | Additional 50% Reduction | Afghanistan | AFG |  |  | FALSE
2021-08-09 | hospital_demand |  |  |  | 3735.74 |  |  | Maintain Status Quo | Afghanistan | AFG |  |  | FALSE
2021-08-09 | ICU_demand |  |  |  | 452.22 |  |  | Maintain Status Quo | Afghanistan | AFG |  |  | FALSE
2021-08-09 | infections |  |  |  | 39798.46 |  |  | Maintain Status Quo | Afghanistan | AFG |  |  | FALSE
2021-08-09 | hospital_incidence |  |  |  | 392.08 |  |  | Maintain Status Quo | Afghanistan | AFG |  |  | FALSE
2021-08-09 | ICU_incidence |  |  |  | 146.44 |  |  | Maintain Status Quo | Afghanistan | AFG |  |  | FALSE
2021-08-09 | cumulative_infections |  |  |  | 13369460.4 |  |  | Maintain Status Quo | Afghanistan | AFG |  |  | FALSE
2021-08-09 | hospital_demand |  |  |  | 3735.74 |  |  | Relax Interventions 50% | Afghanistan | AFG |  |  | FALSE
2021-08-09 | ICU_demand |  |  |  | 452.22 |  |  | Relax Interventions 50% | Afghanistan | AFG |  |  | FALSE
2021-08-09 | infections |  |  |  | 39798.46 |  |  | Relax Interventions 50% | Afghanistan | AFG |  |  | FALSE
2021-08-09 | hospital_incidence |  |  |  | 392.08 |  |  | Relax Interventions 50% | Afghanistan | AFG |  |  | FALSE
2021-08-09 | ICU_incidence |  |  |  | 146.44 |  |  | Relax Interventions 50% | Afghanistan | AFG |  |  | FALSE
2021-08-09 | cumulative_infections |  |  |  | 13369460.4 |  |  | Relax Interventions 50% | Afghanistan | AFG |  |  | FALSE
2021-08-10 | hospital_demand |  |  |  | 3709.52 |  |  | Additional 50% Reduction | Afghanistan | AFG |  |  | FALSE
2021-08-10 | ICU_demand |  |  |  | 450.36 |  |  | Additional 50% Reduction | Afghanistan | AFG |  |  | FALSE
2021-08-10 | infections |  |  |  | 39316.91 |  |  | Additional 50% Reduction | Afghanistan | AFG |  |  | FALSE
2021-08-10 | hospital_incidence |  |  |  | 388.22 |  |  | Additional 50% Reduction | Afghanistan | AFG |  |  | FALSE
2021-08-10 | ICU_incidence |  |  |  | 144.92 |  |  | Additional 50% Reduction | Afghanistan | AFG |  |  | FALSE
2021-08-10 | cumulative_infections |  |  |  | 13408777.3 |  |  | Additional 50% Reduction | Afghanistan | AFG |  |  | FALSE
2021-08-10 | hospital_demand |  |  |  | 3709.52 |  |  | Maintain Status Quo | Afghanistan | AFG |  |  | FALSE
2021-08-10 | ICU_demand |  |  |  | 450.36 |  |  | Maintain Status Quo | Afghanistan | AFG |  |  | FALSE
2021-08-10 | infections |  |  |  | 39316.91 |  |  | Maintain Status Quo | Afghanistan | AFG |  |  | FALSE
2021-08-10 | hospital_incidence |  |  |  | 388.22 |  |  | Maintain Status Quo | Afghanistan | AFG |  |  | FALSE
2021-08-10 | ICU_incidence |  |  |  | 144.92 |  |  | Maintain Status Quo | Afghanistan | AFG |  |  | FALSE
2021-08-10 | cumulative_infections |  |  |  | 13408777.3 |  |  | Maintain Status Quo | Afghanistan | AFG |  |  | FALSE
2021-08-10 | hospital_demand |  |  |  | 3709.52 |  |  | Relax Interventions 50% | Afghanistan | AFG |  |  | FALSE
2021-08-10 | ICU_demand |  |  |  | 450.36 |  |  | Relax Interventions 50% | Afghanistan | AFG |  |  | FALSE
2021-08-10 | infections |  |  |  | 39316.91 |  |  | Relax Interventions 50% | Afghanistan | AFG |  |  | FALSE
2021-08-10 | hospital_incidence |  |  |  | 388.22 |  |  | Relax Interventions 50% | Afghanistan | AFG |  |  | FALSE
2021-08-10 | ICU_incidence |  |  |  | 144.92 |  |  | Relax Interventions 50% | Afghanistan | AFG |  |  | FALSE
2021-08-10 | cumulative_infections |  |  |  | 13408777.3 |  |  | Relax Interventions 50% | Afghanistan | AFG |  |  | FALSE
2021-08-11 | hospital_demand |  |  |  | 3682.03 |  |  | Additional 50% Reduction | Afghanistan | AFG |  |  | FALSE
2021-08-11 | ICU_demand |  |  |  | 448.42 |  |  | Additional 50% Reduction | Afghanistan | AFG |  |  | FALSE
2021-08-11 | infections |  |  |  | 38838.48 |  |  | Additional 50% Reduction | Afghanistan | AFG |  |  | FALSE
2021-08-11 | hospital_incidence |  |  |  | 384.23 |  |  | Additional 50% Reduction | Afghanistan | AFG |  |  | FALSE
2021-08-11 | ICU_incidence |  |  |  | 143.34 |  |  | Additional 50% Reduction | Afghanistan | AFG |  |  | FALSE
2021-08-11 | cumulative_infections |  |  |  | 13447615.8 |  |  | Additional 50% Reduction | Afghanistan | AFG |  |  | FALSE
2021-08-11 | hospital_demand |  |  |  | 3682.03 |  |  | Maintain Status Quo | Afghanistan | AFG |  |  | FALSE
2021-08-11 | ICU_demand |  |  |  | 448.42 |  |  | Maintain Status Quo | Afghanistan | AFG |  |  | FALSE
2021-08-11 | infections |  |  |  | 38838.48 |  |  | Maintain Status Quo | Afghanistan | AFG |  |  | FALSE
2021-08-11 | hospital_incidence |  |  |  | 384.23 |  |  | Maintain Status Quo | Afghanistan | AFG |  |  | FALSE
2021-08-11 | ICU_incidence |  |  |  | 143.34 |  |  | Maintain Status Quo | Afghanistan | AFG |  |  | FALSE
2021-08-11 | cumulative_infections |  |  |  | 13447615.8 |  |  | Maintain Status Quo | Afghanistan | AFG |  |  | FALSE
2021-08-11 | hospital_demand |  |  |  | 3682.03 |  |  | Relax Interventions 50% | Afghanistan | AFG |  |  | FALSE
2021-08-11 | ICU_demand |  |  |  | 448.42 |  |  | Relax Interventions 50% | Afghanistan | AFG |  |  | FALSE
2021-08-11 | infections |  |  |  | 38838.48 |  |  | Relax Interventions 50% | Afghanistan | AFG |  |  | FALSE
2021-08-11 | hospital_incidence |  |  |  | 384.23 |  |  | Relax Interventions 50% | Afghanistan | AFG |  |  | FALSE
2021-08-11 | ICU_incidence |  |  |  | 143.34 |  |  | Relax Interventions 50% | Afghanistan | AFG |  |  | FALSE
2021-08-11 | cumulative_infections |  |  |  | 13447615.8 |  |  | Relax Interventions 50% | Afghanistan | AFG |  |  | FALSE
2021-08-12 | hospital_demand |  |  |  | 3653.28 |  |  | Additional 50% Reduction | Afghanistan | AFG |  |  | FALSE
2021-08-12 | ICU_demand |  |  |  | 446.43 |  |  | Additional 50% Reduction | Afghanistan | AFG |  |  | FALSE
2021-08-12 | infections |  |  |  | 38362.42 |  |  | Additional 50% Reduction | Afghanistan | AFG |  |  | FALSE
2021-08-12 | hospital_incidence |  |  |  | 380.13 |  |  | Additional 50% Reduction | Afghanistan | AFG |  |  | FALSE
2021-08-12 | ICU_incidence |  |  |  | 141.73 |  |  | Additional 50% Reduction | Afghanistan | AFG |  |  | FALSE
2021-08-12 | cumulative_infections |  |  |  | 13485978.2 |  |  | Additional 50% Reduction | Afghanistan | AFG |  |  | FALSE
2021-08-12 | hospital_demand |  |  |  | 3653.28 |  |  | Maintain Status Quo | Afghanistan | AFG |  |  | FALSE
2021-08-12 | ICU_demand |  |  |  | 446.43 |  |  | Maintain Status Quo | Afghanistan | AFG |  |  | FALSE
2021-08-12 | infections |  |  |  | 38362.42 |  |  | Maintain Status Quo | Afghanistan | AFG |  |  | FALSE
2021-08-12 | hospital_incidence |  |  |  | 380.13 |  |  | Maintain Status Quo | Afghanistan | AFG |  |  | FALSE
2021-08-12 | ICU_incidence |  |  |  | 141.73 |  |  | Maintain Status Quo | Afghanistan | AFG |  |  | FALSE
2021-08-12 | cumulative_infections |  |  |  | 13485978.2 |  |  | Maintain Status Quo | Afghanistan | AFG |  |  | FALSE
2021-08-12 | hospital_demand |  |  |  | 3653.28 |  |  | Relax Interventions 50% | Afghanistan | AFG |  |  | FALSE
2021-08-12 | ICU_demand |  |  |  | 446.43 |  |  | Relax Interventions 50% | Afghanistan | AFG |  |  | FALSE
2021-08-12 | infections |  |  |  | 38362.42 |  |  | Relax Interventions 50% | Afghanistan | AFG |  |  | FALSE
2021-08-12 | hospital_incidence |  |  |  | 380.13 |  |  | Relax Interventions 50% | Afghanistan | AFG |  |  | FALSE
2021-08-12 | ICU_incidence |  |  |  | 141.73 |  |  | Relax Interventions 50% | Afghanistan | AFG |  |  | FALSE
2021-08-12 | cumulative_infections |  |  |  | 13485978.2 |  |  | Relax Interventions 50% | Afghanistan | AFG |  |  | FALSE
2021-08-13 | hospital_demand |  |  |  | 3623.35 |  |  | Additional 50% Reduction | Afghanistan | AFG |  |  | FALSE
2021-08-13 | ICU_demand |  |  |  | 444.38 |  |  | Additional 50% Reduction | Afghanistan | AFG |  |  | FALSE
2021-08-13 | infections |  |  |  | 37888.06 |  |  | Additional 50% Reduction | Afghanistan | AFG |  |  | FALSE
2021-08-13 | hospital_incidence |  |  |  | 375.96 |  |  | Additional 50% Reduction | Afghanistan | AFG |  |  | FALSE
2021-08-13 | ICU_incidence |  |  |  | 140.09 |  |  | Additional 50% Reduction | Afghanistan | AFG |  |  | FALSE
2021-08-13 | cumulative_infections |  |  |  | 13523866.3 |  |  | Additional 50% Reduction | Afghanistan | AFG |  |  | FALSE
2021-08-13 | hospital_demand |  |  |  | 3623.35 |  |  | Maintain Status Quo | Afghanistan | AFG |  |  | FALSE
2021-08-13 | ICU_demand |  |  |  | 444.38 |  |  | Maintain Status Quo | Afghanistan | AFG |  |  | FALSE
2021-08-13 | infections |  |  |  | 37888.06 |  |  | Maintain Status Quo | Afghanistan | AFG |  |  | FALSE
2021-08-13 | hospital_incidence |  |  |  | 375.96 |  |  | Maintain Status Quo | Afghanistan | AFG |  |  | FALSE
2021-08-13 | ICU_incidence |  |  |  | 140.09 |  |  | Maintain Status Quo | Afghanistan | AFG |  |  | FALSE
2021-08-13 | cumulative_infections |  |  |  | 13523866.3 |  |  | Maintain Status Quo | Afghanistan | AFG |  |  | FALSE
2021-08-13 | hospital_demand |  |  |  | 3623.35 |  |  | Relax Interventions 50% | Afghanistan | AFG |  |  | FALSE
2021-08-13 | ICU_demand |  |  |  | 444.38 |  |  | Relax Interventions 50% | Afghanistan | AFG |  |  | FALSE
2021-08-13 | infections |  |  |  | 37888.06 |  |  | Relax Interventions 50% | Afghanistan | AFG |  |  | FALSE
2021-08-13 | hospital_incidence |  |  |  | 375.96 |  |  | Relax Interventions 50% | Afghanistan | AFG |  |  | FALSE
2021-08-13 | ICU_incidence |  |  |  | 140.09 |  |  | Relax Interventions 50% | Afghanistan | AFG |  |  | FALSE
2021-08-13 | cumulative_infections |  |  |  | 13523866.3 |  |  | Relax Interventions 50% | Afghanistan | AFG |  |  | FALSE
2021-08-14 | hospital_demand |  |  |  | 3592.29 |  |  | Additional 50% Reduction | Afghanistan | AFG |  |  | FALSE
2021-08-14 | ICU_demand |  |  |  | 442.3 |  |  | Additional 50% Reduction | Afghanistan | AFG |  |  | FALSE
2021-08-14 | infections |  |  |  | 37415.01 |  |  | Additional 50% Reduction | Afghanistan | AFG |  |  | FALSE
2021-08-14 | hospital_incidence |  |  |  | 371.73 |  |  | Additional 50% Reduction | Afghanistan | AFG |  |  | FALSE
2021-08-14 | ICU_incidence |  |  |  | 138.43 |  |  | Additional 50% Reduction | Afghanistan | AFG |  |  | FALSE
2021-08-14 | cumulative_infections |  |  |  | 13561281.3 |  |  | Additional 50% Reduction | Afghanistan | AFG |  |  | FALSE
2021-08-14 | hospital_demand |  |  |  | 3592.29 |  |  | Maintain Status Quo | Afghanistan | AFG |  |  | FALSE
2021-08-14 | ICU_demand |  |  |  | 442.3 |  |  | Maintain Status Quo | Afghanistan | AFG |  |  | FALSE
2021-08-14 | infections |  |  |  | 37415.01 |  |  | Maintain Status Quo | Afghanistan | AFG |  |  | FALSE
2021-08-14 | hospital_incidence |  |  |  | 371.73 |  |  | Maintain Status Quo | Afghanistan | AFG |  |  | FALSE
2021-08-14 | ICU_incidence |  |  |  | 138.43 |  |  | Maintain Status Quo | Afghanistan | AFG |  |  | FALSE
2021-08-14 | cumulative_infections |  |  |  | 13561281.3 |  |  | Maintain Status Quo | Afghanistan | AFG |  |  | FALSE
2021-08-14 | hospital_demand |  |  |  | 3592.29 |  |  | Relax Interventions 50% | Afghanistan | AFG |  |  | FALSE
2021-08-14 | ICU_demand |  |  |  | 442.3 |  |  | Relax Interventions 50% | Afghanistan | AFG |  |  | FALSE
2021-08-14 | infections |  |  |  | 37415.01 |  |  | Relax Interventions 50% | Afghanistan | AFG |  |  | FALSE
2021-08-14 | hospital_incidence |  |  |  | 371.73 |  |  | Relax Interventions 50% | Afghanistan | AFG |  |  | FALSE
2021-08-14 | ICU_incidence |  |  |  | 138.43 |  |  | Relax Interventions 50% | Afghanistan | AFG |  |  | FALSE
2021-08-14 | cumulative_infections |  |  |  | 13561281.3 |  |  | Relax Interventions 50% | Afghanistan | AFG |  |  | FALSE
2021-08-15 | hospital_demand |  |  |  | 3560.19 |  |  | Additional 50% Reduction | Afghanistan | AFG |  |  | FALSE
2021-08-15 | ICU_demand |  |  |  | 440.18 |  |  | Additional 50% Reduction | Afghanistan | AFG |  |  | FALSE
2021-08-15 | infections |  |  |  | 36943.17 |  |  | Additional 50% Reduction | Afghanistan | AFG |  |  | FALSE
2021-08-15 | hospital_incidence |  |  |  | 367.45 |  |  | Additional 50% Reduction | Afghanistan | AFG |  |  | FALSE
2021-08-15 | ICU_incidence |  |  |  | 136.76 |  |  | Additional 50% Reduction | Afghanistan | AFG |  |  | FALSE
2021-08-15 | cumulative_infections |  |  |  | 13598224.5 |  |  | Additional 50% Reduction | Afghanistan | AFG |  |  | FALSE
2021-08-15 | hospital_demand |  |  |  | 3560.19 |  |  | Maintain Status Quo | Afghanistan | AFG |  |  | FALSE
2021-08-15 | ICU_demand |  |  |  | 440.18 |  |  | Maintain Status Quo | Afghanistan | AFG |  |  | FALSE
2021-08-15 | infections |  |  |  | 36943.17 |  |  | Maintain Status Quo | Afghanistan | AFG |  |  | FALSE
2021-08-15 | hospital_incidence |  |  |  | 367.45 |  |  | Maintain Status Quo | Afghanistan | AFG |  |  | FALSE
2021-08-15 | ICU_incidence |  |  |  | 136.76 |  |  | Maintain Status Quo | Afghanistan | AFG |  |  | FALSE
2021-08-15 | cumulative_infections |  |  |  | 13598224.5 |  |  | Maintain Status Quo | Afghanistan | AFG |  |  | FALSE
2021-08-15 | hospital_demand |  |  |  | 3560.19 |  |  | Relax Interventions 50% | Afghanistan | AFG |  |  | FALSE
2021-08-15 | ICU_demand |  |  |  | 440.18 |  |  | Relax Interventions 50% | Afghanistan | AFG |  |  | FALSE
2021-08-15 | infections |  |  |  | 36943.17 |  |  | Relax Interventions 50% | Afghanistan | AFG |  |  | FALSE
2021-08-15 | hospital_incidence |  |  |  | 367.45 |  |  | Relax Interventions 50% | Afghanistan | AFG |  |  | FALSE
2021-08-15 | ICU_incidence |  |  |  | 136.76 |  |  | Relax Interventions 50% | Afghanistan | AFG |  |  | FALSE
2021-08-15 | cumulative_infections |  |  |  | 13598224.5 |  |  | Relax Interventions 50% | Afghanistan | AFG |  |  | FALSE
2021-08-16 | hospital_demand |  |  |  | 3527.14 |  |  | Additional 50% Reduction | Afghanistan | AFG |  |  | FALSE
2021-08-16 | ICU_demand |  |  |  | 438.04 |  |  | Additional 50% Reduction | Afghanistan | AFG |  |  | FALSE
2021-08-16 | infections |  |  |  | 36472.57 |  |  | Additional 50% Reduction | Afghanistan | AFG |  |  | FALSE
2021-08-16 | hospital_incidence |  |  |  | 363.14 |  |  | Additional 50% Reduction | Afghanistan | AFG |  |  | FALSE
2021-08-16 | ICU_incidence |  |  |  | 135.07 |  |  | Additional 50% Reduction | Afghanistan | AFG |  |  | FALSE
2021-08-16 | cumulative_infections |  |  |  | 13634697 |  |  | Additional 50% Reduction | Afghanistan | AFG |  |  | FALSE
2021-08-16 | hospital_demand |  |  |  | 3527.14 |  |  | Maintain Status Quo | Afghanistan | AFG |  |  | FALSE
2021-08-16 | ICU_demand |  |  |  | 438.04 |  |  | Maintain Status Quo | Afghanistan | AFG |  |  | FALSE
2021-08-16 | infections |  |  |  | 36472.57 |  |  | Maintain Status Quo | Afghanistan | AFG |  |  | FALSE
2021-08-16 | hospital_incidence |  |  |  | 363.14 |  |  | Maintain Status Quo | Afghanistan | AFG |  |  | FALSE
2021-08-16 | ICU_incidence |  |  |  | 135.07 |  |  | Maintain Status Quo | Afghanistan | AFG |  |  | FALSE
2021-08-16 | cumulative_infections |  |  |  | 13634697 |  |  | Maintain Status Quo | Afghanistan | AFG |  |  | FALSE
2021-08-16 | hospital_demand |  |  |  | 3527.14 |  |  | Relax Interventions 50% | Afghanistan | AFG |  |  | FALSE
2021-08-16 | ICU_demand |  |  |  | 438.04 |  |  | Relax Interventions 50% | Afghanistan | AFG |  |  | FALSE
2021-08-16 | infections |  |  |  | 36472.57 |  |  | Relax Interventions 50% | Afghanistan | AFG |  |  | FALSE
2021-08-16 | hospital_incidence |  |  |  | 363.14 |  |  | Relax Interventions 50% | Afghanistan | AFG |  |  | FALSE
2021-08-16 | ICU_incidence |  |  |  | 135.07 |  |  | Relax Interventions 50% | Afghanistan | AFG |  |  | FALSE
2021-08-16 | cumulative_infections |  |  |  | 13634697 |  |  | Relax Interventions 50% | Afghanistan | AFG |  |  | FALSE
2021-08-17 | hospital_demand |  |  |  | 3493.24 |  |  | Additional 50% Reduction | Afghanistan | AFG |  |  | FALSE
2021-08-17 | ICU_demand |  |  |  | 435.87 |  |  | Additional 50% Reduction | Afghanistan | AFG |  |  | FALSE
2021-08-17 | infections |  |  |  | 36003.33 |  |  | Additional 50% Reduction | Afghanistan | AFG |  |  | FALSE
2021-08-17 | hospital_incidence |  |  |  | 358.81 |  |  | Additional 50% Reduction | Afghanistan | AFG |  |  | FALSE
2021-08-17 | ICU_incidence |  |  |  | 133.39 |  |  | Additional 50% Reduction | Afghanistan | AFG |  |  | FALSE
2021-08-17 | cumulative_infections |  |  |  | 13670700.4 |  |  | Additional 50% Reduction | Afghanistan | AFG |  |  | FALSE
2021-08-17 | hospital_demand |  |  |  | 3493.24 |  |  | Maintain Status Quo | Afghanistan | AFG |  |  | FALSE
2021-08-17 | ICU_demand |  |  |  | 435.87 |  |  | Maintain Status Quo | Afghanistan | AFG |  |  | FALSE
2021-08-17 | infections |  |  |  | 36003.33 |  |  | Maintain Status Quo | Afghanistan | AFG |  |  | FALSE
2021-08-17 | hospital_incidence |  |  |  | 358.81 |  |  | Maintain Status Quo | Afghanistan | AFG |  |  | FALSE
2021-08-17 | ICU_incidence |  |  |  | 133.39 |  |  | Maintain Status Quo | Afghanistan | AFG |  |  | FALSE
2021-08-17 | cumulative_infections |  |  |  | 13670700.4 |  |  | Maintain Status Quo | Afghanistan | AFG |  |  | FALSE
2021-08-17 | hospital_demand |  |  |  | 3493.24 |  |  | Relax Interventions 50% | Afghanistan | AFG |  |  | FALSE
2021-08-17 | ICU_demand |  |  |  | 435.87 |  |  | Relax Interventions 50% | Afghanistan | AFG |  |  | FALSE
2021-08-17 | infections |  |  |  | 36003.33 |  |  | Relax Interventions 50% | Afghanistan | AFG |  |  | FALSE
2021-08-17 | hospital_incidence |  |  |  | 358.81 |  |  | Relax Interventions 50% | Afghanistan | AFG |  |  | FALSE
2021-08-17 | ICU_incidence |  |  |  | 133.39 |  |  | Relax Interventions 50% | Afghanistan | AFG |  |  | FALSE
2021-08-17 | cumulative_infections |  |  |  | 13670700.4 |  |  | Relax Interventions 50% | Afghanistan | AFG |  |  | FALSE
2021-08-18 | hospital_demand |  |  |  | 3458.56 |  |  | Additional 50% Reduction | Afghanistan | AFG |  |  | FALSE
2021-08-18 | ICU_demand |  |  |  | 433.69 |  |  | Additional 50% Reduction | Afghanistan | AFG |  |  | FALSE
2021-08-18 | infections |  |  |  | 35535.64 |  |  | Additional 50% Reduction | Afghanistan | AFG |  |  | FALSE
2021-08-18 | hospital_incidence |  |  |  | 354.46 |  |  | Additional 50% Reduction | Afghanistan | AFG |  |  | FALSE
2021-08-18 | ICU_incidence |  |  |  | 131.69 |  |  | Additional 50% Reduction | Afghanistan | AFG |  |  | FALSE
2021-08-18 | cumulative_infections |  |  |  | 13706236 |  |  | Additional 50% Reduction | Afghanistan | AFG |  |  | FALSE
2021-08-18 | hospital_demand |  |  |  | 3458.56 |  |  | Maintain Status Quo | Afghanistan | AFG |  |  | FALSE
2021-08-18 | ICU_demand |  |  |  | 433.69 |  |  | Maintain Status Quo | Afghanistan | AFG |  |  | FALSE
2021-08-18 | infections |  |  |  | 35535.64 |  |  | Maintain Status Quo | Afghanistan | AFG |  |  | FALSE
2021-08-18 | hospital_incidence |  |  |  | 354.46 |  |  | Maintain Status Quo | Afghanistan | AFG |  |  | FALSE
2021-08-18 | ICU_incidence |  |  |  | 131.69 |  |  | Maintain Status Quo | Afghanistan | AFG |  |  | FALSE
2021-08-18 | cumulative_infections |  |  |  | 13706236 |  |  | Maintain Status Quo | Afghanistan | AFG |  |  | FALSE
2021-08-18 | hospital_demand |  |  |  | 3458.56 |  |  | Relax Interventions 50% | Afghanistan | AFG |  |  | FALSE
2021-08-18 | ICU_demand |  |  |  | 433.69 |  |  | Relax Interventions 50% | Afghanistan | AFG |  |  | FALSE
2021-08-18 | infections |  |  |  | 35535.64 |  |  | Relax Interventions 50% | Afghanistan | AFG |  |  | FALSE
2021-08-18 | hospital_incidence |  |  |  | 354.46 |  |  | Relax Interventions 50% | Afghanistan | AFG |  |  | FALSE
2021-08-18 | ICU_incidence |  |  |  | 131.69 |  |  | Relax Interventions 50% | Afghanistan | AFG |  |  | FALSE
2021-08-18 | cumulative_infections |  |  |  | 13706236 |  |  | Relax Interventions 50% | Afghanistan | AFG |  |  | FALSE
2021-08-19 | hospital_demand |  |  |  | 3423.19 |  |  | Additional 50% Reduction | Afghanistan | AFG |  |  | FALSE
2021-08-19 | ICU_demand |  |  |  | 431.5 |  |  | Additional 50% Reduction | Afghanistan | AFG |  |  | FALSE
2021-08-19 | infections |  |  |  | 35069.69 |  |  | Additional 50% Reduction | Afghanistan | AFG |  |  | FALSE
2021-08-19 | hospital_incidence |  |  |  | 350.09 |  |  | Additional 50% Reduction | Afghanistan | AFG |  |  | FALSE
2021-08-19 | ICU_incidence |  |  |  | 130 |  |  | Additional 50% Reduction | Afghanistan | AFG |  |  | FALSE
2021-08-19 | cumulative_infections |  |  |  | 13741305.7 |  |  | Additional 50% Reduction | Afghanistan | AFG |  |  | FALSE
2021-08-19 | hospital_demand |  |  |  | 3423.19 |  |  | Maintain Status Quo | Afghanistan | AFG |  |  | FALSE
2021-08-19 | ICU_demand |  |  |  | 431.5 |  |  | Maintain Status Quo | Afghanistan | AFG |  |  | FALSE
2021-08-19 | infections |  |  |  | 35069.69 |  |  | Maintain Status Quo | Afghanistan | AFG |  |  | FALSE
2021-08-19 | hospital_incidence |  |  |  | 350.09 |  |  | Maintain Status Quo | Afghanistan | AFG |  |  | FALSE
2021-08-19 | ICU_incidence |  |  |  | 130 |  |  | Maintain Status Quo | Afghanistan | AFG |  |  | FALSE
2021-08-19 | cumulative_infections |  |  |  | 13741305.7 |  |  | Maintain Status Quo | Afghanistan | AFG |  |  | FALSE
2021-08-19 | hospital_demand |  |  |  | 3423.19 |  |  | Relax Interventions 50% | Afghanistan | AFG |  |  | FALSE
2021-08-19 | ICU_demand |  |  |  | 431.5 |  |  | Relax Interventions 50% | Afghanistan | AFG |  |  | FALSE
2021-08-19 | infections |  |  |  | 35069.69 |  |  | Relax Interventions 50% | Afghanistan | AFG |  |  | FALSE
2021-08-19 | hospital_incidence |  |  |  | 350.09 |  |  | Relax Interventions 50% | Afghanistan | AFG |  |  | FALSE
2021-08-19 | ICU_incidence |  |  |  | 130 |  |  | Relax Interventions 50% | Afghanistan | AFG |  |  | FALSE
2021-08-19 | cumulative_infections |  |  |  | 13741305.7 |  |  | Relax Interventions 50% | Afghanistan | AFG |  |  | FALSE
2021-08-20 | hospital_demand |  |  |  | 3387.21 |  |  | Additional 50% Reduction | Afghanistan | AFG |  |  | FALSE
2021-08-20 | ICU_demand |  |  |  | 429.31 |  |  | Additional 50% Reduction | Afghanistan | AFG |  |  | FALSE
2021-08-20 | infections |  |  |  | 34640.75 |  |  | Additional 50% Reduction | Afghanistan | AFG |  |  | FALSE
2021-08-20 | hospital_incidence |  |  |  | 345.71 |  |  | Additional 50% Reduction | Afghanistan | AFG |  |  | FALSE
2021-08-20 | ICU_incidence |  |  |  | 128.31 |  |  | Additional 50% Reduction | Afghanistan | AFG |  |  | FALSE
2021-08-20 | cumulative_infections |  |  |  | 13775946.4 |  |  | Additional 50% Reduction | Afghanistan | AFG |  |  | FALSE
2021-08-20 | hospital_demand |  |  |  | 3387.21 |  |  | Maintain Status Quo | Afghanistan | AFG |  |  | FALSE
2021-08-20 | ICU_demand |  |  |  | 429.31 |  |  | Maintain Status Quo | Afghanistan | AFG |  |  | FALSE
2021-08-20 | infections |  |  |  | 34640.75 |  |  | Maintain Status Quo | Afghanistan | AFG |  |  | FALSE
2021-08-20 | hospital_incidence |  |  |  | 345.71 |  |  | Maintain Status Quo | Afghanistan | AFG |  |  | FALSE
2021-08-20 | ICU_incidence |  |  |  | 128.31 |  |  | Maintain Status Quo | Afghanistan | AFG |  |  | FALSE
2021-08-20 | cumulative_infections |  |  |  | 13775946.4 |  |  | Maintain Status Quo | Afghanistan | AFG |  |  | FALSE
2021-08-20 | hospital_demand |  |  |  | 3387.21 |  |  | Relax Interventions 50% | Afghanistan | AFG |  |  | FALSE
2021-08-20 | ICU_demand |  |  |  | 429.31 |  |  | Relax Interventions 50% | Afghanistan | AFG |  |  | FALSE
2021-08-20 | infections |  |  |  | 34640.75 |  |  | Relax Interventions 50% | Afghanistan | AFG |  |  | FALSE
2021-08-20 | hospital_incidence |  |  |  | 345.71 |  |  | Relax Interventions 50% | Afghanistan | AFG |  |  | FALSE
2021-08-20 | ICU_incidence |  |  |  | 128.31 |  |  | Relax Interventions 50% | Afghanistan | AFG |  |  | FALSE
2021-08-20 | cumulative_infections |  |  |  | 13775946.4 |  |  | Relax Interventions 50% | Afghanistan | AFG |  |  | FALSE
2021-08-21 | hospital_demand |  |  |  | 3350.72 |  |  | Additional 50% Reduction | Afghanistan | AFG |  |  | FALSE
2021-08-21 | ICU_demand |  |  |  | 427.11 |  |  | Additional 50% Reduction | Afghanistan | AFG |  |  | FALSE
2021-08-21 | infections |  |  |  | 34251.25 |  |  | Additional 50% Reduction | Afghanistan | AFG |  |  | FALSE
2021-08-21 | hospital_incidence |  |  |  | 341.38 |  |  | Additional 50% Reduction | Afghanistan | AFG |  |  | FALSE
2021-08-21 | ICU_incidence |  |  |  | 126.63 |  |  | Additional 50% Reduction | Afghanistan | AFG |  |  | FALSE
2021-08-21 | cumulative_infections |  |  |  | 13810197.7 |  |  | Additional 50% Reduction | Afghanistan | AFG |  |  | FALSE
2021-08-21 | hospital_demand |  |  |  | 3350.72 |  |  | Maintain Status Quo | Afghanistan | AFG |  |  | FALSE
2021-08-21 | ICU_demand |  |  |  | 427.11 |  |  | Maintain Status Quo | Afghanistan | AFG |  |  | FALSE
2021-08-21 | infections |  |  |  | 34251.25 |  |  | Maintain Status Quo | Afghanistan | AFG |  |  | FALSE
2021-08-21 | hospital_incidence |  |  |  | 341.38 |  |  | Maintain Status Quo | Afghanistan | AFG |  |  | FALSE
2021-08-21 | ICU_incidence |  |  |  | 126.63 |  |  | Maintain Status Quo | Afghanistan | AFG |  |  | FALSE
2021-08-21 | cumulative_infections |  |  |  | 13810197.7 |  |  | Maintain Status Quo | Afghanistan | AFG |  |  | FALSE
2021-08-21 | hospital_demand |  |  |  | 3350.72 |  |  | Relax Interventions 50% | Afghanistan | AFG |  |  | FALSE
2021-08-21 | ICU_demand |  |  |  | 427.11 |  |  | Relax Interventions 50% | Afghanistan | AFG |  |  | FALSE
2021-08-21 | infections |  |  |  | 34251.25 |  |  | Relax Interventions 50% | Afghanistan | AFG |  |  | FALSE
2021-08-21 | hospital_incidence |  |  |  | 341.38 |  |  | Relax Interventions 50% | Afghanistan | AFG |  |  | FALSE
2021-08-21 | ICU_incidence |  |  |  | 126.63 |  |  | Relax Interventions 50% | Afghanistan | AFG |  |  | FALSE
2021-08-21 | cumulative_infections |  |  |  | 13810197.7 |  |  | Relax Interventions 50% | Afghanistan | AFG |  |  | FALSE
2021-08-22 | hospital_demand |  |  |  | 3313.87 |  |  | Additional 50% Reduction | Afghanistan | AFG |  |  | FALSE
2021-08-22 | ICU_demand |  |  |  | 424.93 |  |  | Additional 50% Reduction | Afghanistan | AFG |  |  | FALSE
2021-08-22 | infections |  |  |  | 33872.78 |  |  | Additional 50% Reduction | Afghanistan | AFG |  |  | FALSE
2021-08-22 | hospital_incidence |  |  |  | 337.14 |  |  | Additional 50% Reduction | Afghanistan | AFG |  |  | FALSE
2021-08-22 | ICU_incidence |  |  |  | 124.99 |  |  | Additional 50% Reduction | Afghanistan | AFG |  |  | FALSE
2021-08-22 | cumulative_infections |  |  |  | 13844070.5 |  |  | Additional 50% Reduction | Afghanistan | AFG |  |  | FALSE
2021-08-22 | hospital_demand |  |  |  | 3313.87 |  |  | Maintain Status Quo | Afghanistan | AFG |  |  | FALSE
2021-08-22 | ICU_demand |  |  |  | 424.93 |  |  | Maintain Status Quo | Afghanistan | AFG |  |  | FALSE
2021-08-22 | infections |  |  |  | 33872.78 |  |  | Maintain Status Quo | Afghanistan | AFG |  |  | FALSE
2021-08-22 | hospital_incidence |  |  |  | 337.14 |  |  | Maintain Status Quo | Afghanistan | AFG |  |  | FALSE
2021-08-22 | ICU_incidence |  |  |  | 124.99 |  |  | Maintain Status Quo | Afghanistan | AFG |  |  | FALSE
2021-08-22 | cumulative_infections |  |  |  | 13844070.5 |  |  | Maintain Status Quo | Afghanistan | AFG |  |  | FALSE
2021-08-22 | hospital_demand |  |  |  | 3313.87 |  |  | Relax Interventions 50% | Afghanistan | AFG |  |  | FALSE
2021-08-22 | ICU_demand |  |  |  | 424.93 |  |  | Relax Interventions 50% | Afghanistan | AFG |  |  | FALSE
2021-08-22 | infections |  |  |  | 33872.78 |  |  | Relax Interventions 50% | Afghanistan | AFG |  |  | FALSE
2021-08-22 | hospital_incidence |  |  |  | 337.14 |  |  | Relax Interventions 50% | Afghanistan | AFG |  |  | FALSE
2021-08-22 | ICU_incidence |  |  |  | 124.99 |  |  | Relax Interventions 50% | Afghanistan | AFG |  |  | FALSE
2021-08-22 | cumulative_infections |  |  |  | 13844070.5 |  |  | Relax Interventions 50% | Afghanistan | AFG |  |  | FALSE
2021-08-23 | hospital_demand |  |  |  | 3276.83 |  |  | Additional 50% Reduction | Afghanistan | AFG |  |  | FALSE
2021-08-23 | ICU_demand |  |  |  | 422.78 |  |  | Additional 50% Reduction | Afghanistan | AFG |  |  | FALSE
2021-08-23 | infections |  |  |  | 33494.73 |  |  | Additional 50% Reduction | Afghanistan | AFG |  |  | FALSE
2021-08-23 | hospital_incidence |  |  |  | 333.03 |  |  | Additional 50% Reduction | Afghanistan | AFG |  |  | FALSE
2021-08-23 | ICU_incidence |  |  |  | 123.39 |  |  | Additional 50% Reduction | Afghanistan | AFG |  |  | FALSE
2021-08-23 | cumulative_infections |  |  |  | 13877565.2 |  |  | Additional 50% Reduction | Afghanistan | AFG |  |  | FALSE
2021-08-23 | hospital_demand |  |  |  | 3276.83 |  |  | Maintain Status Quo | Afghanistan | AFG |  |  | FALSE
2021-08-23 | ICU_demand |  |  |  | 422.78 |  |  | Maintain Status Quo | Afghanistan | AFG |  |  | FALSE
2021-08-23 | infections |  |  |  | 33494.73 |  |  | Maintain Status Quo | Afghanistan | AFG |  |  | FALSE
2021-08-23 | hospital_incidence |  |  |  | 333.03 |  |  | Maintain Status Quo | Afghanistan | AFG |  |  | FALSE
2021-08-23 | ICU_incidence |  |  |  | 123.39 |  |  | Maintain Status Quo | Afghanistan | AFG |  |  | FALSE
2021-08-23 | cumulative_infections |  |  |  | 13877565.2 |  |  | Maintain Status Quo | Afghanistan | AFG |  |  | FALSE
2021-08-23 | hospital_demand |  |  |  | 3276.83 |  |  | Relax Interventions 50% | Afghanistan | AFG |  |  | FALSE
2021-08-23 | ICU_demand |  |  |  | 422.78 |  |  | Relax Interventions 50% | Afghanistan | AFG |  |  | FALSE
2021-08-23 | infections |  |  |  | 33494.73 |  |  | Relax Interventions 50% | Afghanistan | AFG |  |  | FALSE
2021-08-23 | hospital_incidence |  |  |  | 333.03 |  |  | Relax Interventions 50% | Afghanistan | AFG |  |  | FALSE
2021-08-23 | ICU_incidence |  |  |  | 123.39 |  |  | Relax Interventions 50% | Afghanistan | AFG |  |  | FALSE
2021-08-23 | cumulative_infections |  |  |  | 13877565.2 |  |  | Relax Interventions 50% | Afghanistan | AFG |  |  | FALSE
2021-08-24 | hospital_demand |  |  |  | 3239.76 |  |  | Additional 50% Reduction | Afghanistan | AFG |  |  | FALSE
2021-08-24 | ICU_demand |  |  |  | 420.68 |  |  | Additional 50% Reduction | Afghanistan | AFG |  |  | FALSE
2021-08-24 | infections |  |  |  | 33114.46 |  |  | Additional 50% Reduction | Afghanistan | AFG |  |  | FALSE
2021-08-24 | hospital_incidence |  |  |  | 329.03 |  |  | Additional 50% Reduction | Afghanistan | AFG |  |  | FALSE
2021-08-24 | ICU_incidence |  |  |  | 121.84 |  |  | Additional 50% Reduction | Afghanistan | AFG |  |  | FALSE
2021-08-24 | cumulative_infections |  |  |  | 13910679.6 |  |  | Additional 50% Reduction | Afghanistan | AFG |  |  | FALSE
2021-08-24 | hospital_demand |  |  |  | 3239.76 |  |  | Maintain Status Quo | Afghanistan | AFG |  |  | FALSE
2021-08-24 | ICU_demand |  |  |  | 420.68 |  |  | Maintain Status Quo | Afghanistan | AFG |  |  | FALSE
2021-08-24 | infections |  |  |  | 33114.46 |  |  | Maintain Status Quo | Afghanistan | AFG |  |  | FALSE
2021-08-24 | hospital_incidence |  |  |  | 329.03 |  |  | Maintain Status Quo | Afghanistan | AFG |  |  | FALSE
2021-08-24 | ICU_incidence |  |  |  | 121.84 |  |  | Maintain Status Quo | Afghanistan | AFG |  |  | FALSE
2021-08-24 | cumulative_infections |  |  |  | 13910679.6 |  |  | Maintain Status Quo | Afghanistan | AFG |  |  | FALSE
2021-08-24 | hospital_demand |  |  |  | 3239.76 |  |  | Relax Interventions 50% | Afghanistan | AFG |  |  | FALSE
2021-08-24 | ICU_demand |  |  |  | 420.68 |  |  | Relax Interventions 50% | Afghanistan | AFG |  |  | FALSE
2021-08-24 | infections |  |  |  | 33114.46 |  |  | Relax Interventions 50% | Afghanistan | AFG |  |  | FALSE
2021-08-24 | hospital_incidence |  |  |  | 329.03 |  |  | Relax Interventions 50% | Afghanistan | AFG |  |  | FALSE
2021-08-24 | ICU_incidence |  |  |  | 121.84 |  |  | Relax Interventions 50% | Afghanistan | AFG |  |  | FALSE
2021-08-24 | cumulative_infections |  |  |  | 13910679.6 |  |  | Relax Interventions 50% | Afghanistan | AFG |  |  | FALSE
2021-08-25 | hospital_demand |  |  |  | 3202.8 |  |  | Additional 50% Reduction | Afghanistan | AFG |  |  | FALSE
2021-08-25 | ICU_demand |  |  |  | 418.62 |  |  | Additional 50% Reduction | Afghanistan | AFG |  |  | FALSE
2021-08-25 | infections |  |  |  | 32732.34 |  |  | Additional 50% Reduction | Afghanistan | AFG |  |  | FALSE
2021-08-25 | hospital_incidence |  |  |  | 325.13 |  |  | Additional 50% Reduction | Afghanistan | AFG |  |  | FALSE
2021-08-25 | ICU_incidence |  |  |  | 120.32 |  |  | Additional 50% Reduction | Afghanistan | AFG |  |  | FALSE
2021-08-25 | cumulative_infections |  |  |  | 13943412 |  |  | Additional 50% Reduction | Afghanistan | AFG |  |  | FALSE
2021-08-25 | hospital_demand |  |  |  | 3202.8 |  |  | Maintain Status Quo | Afghanistan | AFG |  |  | FALSE
2021-08-25 | ICU_demand |  |  |  | 418.62 |  |  | Maintain Status Quo | Afghanistan | AFG |  |  | FALSE
2021-08-25 | infections |  |  |  | 32732.34 |  |  | Maintain Status Quo | Afghanistan | AFG |  |  | FALSE
2021-08-25 | hospital_incidence |  |  |  | 325.13 |  |  | Maintain Status Quo | Afghanistan | AFG |  |  | FALSE
2021-08-25 | ICU_incidence |  |  |  | 120.32 |  |  | Maintain Status Quo | Afghanistan | AFG |  |  | FALSE
2021-08-25 | cumulative_infections |  |  |  | 13943412 |  |  | Maintain Status Quo | Afghanistan | AFG |  |  | FALSE
2021-08-25 | hospital_demand |  |  |  | 3202.8 |  |  | Relax Interventions 50% | Afghanistan | AFG |  |  | FALSE
2021-08-25 | ICU_demand |  |  |  | 418.62 |  |  | Relax Interventions 50% | Afghanistan | AFG |  |  | FALSE
2021-08-25 | infections |  |  |  | 32732.34 |  |  | Relax Interventions 50% | Afghanistan | AFG |  |  | FALSE
2021-08-25 | hospital_incidence |  |  |  | 325.13 |  |  | Relax Interventions 50% | Afghanistan | AFG |  |  | FALSE
2021-08-25 | ICU_incidence |  |  |  | 120.32 |  |  | Relax Interventions 50% | Afghanistan | AFG |  |  | FALSE
2021-08-25 | cumulative_infections |  |  |  | 13943412 |  |  | Relax Interventions 50% | Afghanistan | AFG |  |  | FALSE
2021-08-26 | hospital_demand |  |  |  | 3166.07 |  |  | Additional 50% Reduction | Afghanistan | AFG |  |  | FALSE
2021-08-26 | ICU_demand |  |  |  | 416.59 |  |  | Additional 50% Reduction | Afghanistan | AFG |  |  | FALSE
2021-08-26 | infections |  |  |  | 32349.47 |  |  | Additional 50% Reduction | Afghanistan | AFG |  |  | FALSE
2021-08-26 | hospital_incidence |  |  |  | 321.3 |  |  | Additional 50% Reduction | Afghanistan | AFG |  |  | FALSE
2021-08-26 | ICU_incidence |  |  |  | 118.83 |  |  | Additional 50% Reduction | Afghanistan | AFG |  |  | FALSE
2021-08-26 | cumulative_infections |  |  |  | 13975761.5 |  |  | Additional 50% Reduction | Afghanistan | AFG |  |  | FALSE
2021-08-26 | hospital_demand |  |  |  | 3166.07 |  |  | Maintain Status Quo | Afghanistan | AFG |  |  | FALSE
2021-08-26 | ICU_demand |  |  |  | 416.59 |  |  | Maintain Status Quo | Afghanistan | AFG |  |  | FALSE
2021-08-26 | infections |  |  |  | 32349.47 |  |  | Maintain Status Quo | Afghanistan | AFG |  |  | FALSE
2021-08-26 | hospital_incidence |  |  |  | 321.3 |  |  | Maintain Status Quo | Afghanistan | AFG |  |  | FALSE
2021-08-26 | ICU_incidence |  |  |  | 118.83 |  |  | Maintain Status Quo | Afghanistan | AFG |  |  | FALSE
2021-08-26 | cumulative_infections |  |  |  | 13975761.5 |  |  | Maintain Status Quo | Afghanistan | AFG |  |  | FALSE
2021-08-26 | hospital_demand |  |  |  | 3166.07 |  |  | Relax Interventions 50% | Afghanistan | AFG |  |  | FALSE
2021-08-26 | ICU_demand |  |  |  | 416.59 |  |  | Relax Interventions 50% | Afghanistan | AFG |  |  | FALSE
2021-08-26 | infections |  |  |  | 32349.47 |  |  | Relax Interventions 50% | Afghanistan | AFG |  |  | FALSE
2021-08-26 | hospital_incidence |  |  |  | 321.3 |  |  | Relax Interventions 50% | Afghanistan | AFG |  |  | FALSE
2021-08-26 | ICU_incidence |  |  |  | 118.83 |  |  | Relax Interventions 50% | Afghanistan | AFG |  |  | FALSE
2021-08-26 | cumulative_infections |  |  |  | 13975761.5 |  |  | Relax Interventions 50% | Afghanistan | AFG |  |  | FALSE
2021-08-27 | hospital_demand |  |  |  | 3129.61 |  |  | Additional 50% Reduction | Afghanistan | AFG |  |  | FALSE
2021-08-27 | ICU_demand |  |  |  | 414.61 |  |  | Additional 50% Reduction | Afghanistan | AFG |  |  | FALSE
2021-08-27 | infections |  |  |  | 31966.89 |  |  | Additional 50% Reduction | Afghanistan | AFG |  |  | FALSE
2021-08-27 | hospital_incidence |  |  |  | 317.54 |  |  | Additional 50% Reduction | Afghanistan | AFG |  |  | FALSE
2021-08-27 | ICU_incidence |  |  |  | 117.36 |  |  | Additional 50% Reduction | Afghanistan | AFG |  |  | FALSE
2021-08-27 | cumulative_infections |  |  |  | 14007728.3 |  |  | Additional 50% Reduction | Afghanistan | AFG |  |  | FALSE
2021-08-27 | hospital_demand |  |  |  | 3129.61 |  |  | Maintain Status Quo | Afghanistan | AFG |  |  | FALSE
2021-08-27 | ICU_demand |  |  |  | 414.61 |  |  | Maintain Status Quo | Afghanistan | AFG |  |  | FALSE
2021-08-27 | infections |  |  |  | 31966.89 |  |  | Maintain Status Quo | Afghanistan | AFG |  |  | FALSE
2021-08-27 | hospital_incidence |  |  |  | 317.54 |  |  | Maintain Status Quo | Afghanistan | AFG |  |  | FALSE
2021-08-27 | ICU_incidence |  |  |  | 117.36 |  |  | Maintain Status Quo | Afghanistan | AFG |  |  | FALSE
2021-08-27 | cumulative_infections |  |  |  | 14007728.3 |  |  | Maintain Status Quo | Afghanistan | AFG |  |  | FALSE
2021-08-27 | hospital_demand |  |  |  | 3129.61 |  |  | Relax Interventions 50% | Afghanistan | AFG |  |  | FALSE
2021-08-27 | ICU_demand |  |  |  | 414.61 |  |  | Relax Interventions 50% | Afghanistan | AFG |  |  | FALSE
2021-08-27 | infections |  |  |  | 31966.89 |  |  | Relax Interventions 50% | Afghanistan | AFG |  |  | FALSE
2021-08-27 | hospital_incidence |  |  |  | 317.54 |  |  | Relax Interventions 50% | Afghanistan | AFG |  |  | FALSE
2021-08-27 | ICU_incidence |  |  |  | 117.36 |  |  | Relax Interventions 50% | Afghanistan | AFG |  |  | FALSE
2021-08-27 | cumulative_infections |  |  |  | 14007728.3 |  |  | Relax Interventions 50% | Afghanistan | AFG |  |  | FALSE
2021-08-28 | hospital_demand |  |  |  | 3093.49 |  |  | Additional 50% Reduction | Afghanistan | AFG |  |  | FALSE
2021-08-28 | ICU_demand |  |  |  | 412.64 |  |  | Additional 50% Reduction | Afghanistan | AFG |  |  | FALSE
2021-08-28 | infections |  |  |  | 31585.32 |  |  | Additional 50% Reduction | Afghanistan | AFG |  |  | FALSE
2021-08-28 | hospital_incidence |  |  |  | 313.82 |  |  | Additional 50% Reduction | Afghanistan | AFG |  |  | FALSE
2021-08-28 | ICU_incidence |  |  |  | 115.91 |  |  | Additional 50% Reduction | Afghanistan | AFG |  |  | FALSE
2021-08-28 | cumulative_infections |  |  |  | 14039313.7 |  |  | Additional 50% Reduction | Afghanistan | AFG |  |  | FALSE
2021-08-28 | hospital_demand |  |  |  | 3093.49 |  |  | Maintain Status Quo | Afghanistan | AFG |  |  | FALSE
2021-08-28 | ICU_demand |  |  |  | 412.64 |  |  | Maintain Status Quo | Afghanistan | AFG |  |  | FALSE
2021-08-28 | infections |  |  |  | 31585.32 |  |  | Maintain Status Quo | Afghanistan | AFG |  |  | FALSE
2021-08-28 | hospital_incidence |  |  |  | 313.82 |  |  | Maintain Status Quo | Afghanistan | AFG |  |  | FALSE
2021-08-28 | ICU_incidence |  |  |  | 115.91 |  |  | Maintain Status Quo | Afghanistan | AFG |  |  | FALSE
2021-08-28 | cumulative_infections |  |  |  | 14039313.7 |  |  | Maintain Status Quo | Afghanistan | AFG |  |  | FALSE
2021-08-28 | hospital_demand |  |  |  | 3093.49 |  |  | Relax Interventions 50% | Afghanistan | AFG |  |  | FALSE
2021-08-28 | ICU_demand |  |  |  | 412.64 |  |  | Relax Interventions 50% | Afghanistan | AFG |  |  | FALSE
2021-08-28 | infections |  |  |  | 31585.32 |  |  | Relax Interventions 50% | Afghanistan | AFG |  |  | FALSE
2021-08-28 | hospital_incidence |  |  |  | 313.82 |  |  | Relax Interventions 50% | Afghanistan | AFG |  |  | FALSE
2021-08-28 | ICU_incidence |  |  |  | 115.91 |  |  | Relax Interventions 50% | Afghanistan | AFG |  |  | FALSE
2021-08-28 | cumulative_infections |  |  |  | 14039313.7 |  |  | Relax Interventions 50% | Afghanistan | AFG |  |  | FALSE
2021-08-29 | hospital_demand |  |  |  | 3057.71 |  |  | Additional 50% Reduction | Afghanistan | AFG |  |  | FALSE
2021-08-29 | ICU_demand |  |  |  | 410.71 |  |  | Additional 50% Reduction | Afghanistan | AFG |  |  | FALSE
2021-08-29 | infections |  |  |  | 31205.25 |  |  | Additional 50% Reduction | Afghanistan | AFG |  |  | FALSE
2021-08-29 | hospital_incidence |  |  |  | 310.14 |  |  | Additional 50% Reduction | Afghanistan | AFG |  |  | FALSE
2021-08-29 | ICU_incidence |  |  |  | 114.48 |  |  | Additional 50% Reduction | Afghanistan | AFG |  |  | FALSE
2021-08-29 | cumulative_infections |  |  |  | 14070518.9 |  |  | Additional 50% Reduction | Afghanistan | AFG |  |  | FALSE
2021-08-29 | hospital_demand |  |  |  | 3057.71 |  |  | Maintain Status Quo | Afghanistan | AFG |  |  | FALSE
2021-08-29 | ICU_demand |  |  |  | 410.71 |  |  | Maintain Status Quo | Afghanistan | AFG |  |  | FALSE
2021-08-29 | infections |  |  |  | 31205.25 |  |  | Maintain Status Quo | Afghanistan | AFG |  |  | FALSE
2021-08-29 | hospital_incidence |  |  |  | 310.14 |  |  | Maintain Status Quo | Afghanistan | AFG |  |  | FALSE
2021-08-29 | ICU_incidence |  |  |  | 114.48 |  |  | Maintain Status Quo | Afghanistan | AFG |  |  | FALSE
2021-08-29 | cumulative_infections |  |  |  | 14070518.9 |  |  | Maintain Status Quo | Afghanistan | AFG |  |  | FALSE
2021-08-29 | hospital_demand |  |  |  | 3057.71 |  |  | Relax Interventions 50% | Afghanistan | AFG |  |  | FALSE
2021-08-29 | ICU_demand |  |  |  | 410.71 |  |  | Relax Interventions 50% | Afghanistan | AFG |  |  | FALSE
2021-08-29 | infections |  |  |  | 31205.25 |  |  | Relax Interventions 50% | Afghanistan | AFG |  |  | FALSE
2021-08-29 | hospital_incidence |  |  |  | 310.14 |  |  | Relax Interventions 50% | Afghanistan | AFG |  |  | FALSE
2021-08-29 | ICU_incidence |  |  |  | 114.48 |  |  | Relax Interventions 50% | Afghanistan | AFG |  |  | FALSE
2021-08-29 | cumulative_infections |  |  |  | 14070518.9 |  |  | Relax Interventions 50% | Afghanistan | AFG |  |  | FALSE
2021-08-30 | hospital_demand |  |  |  | 3022.29 |  |  | Additional 50% Reduction | Afghanistan | AFG |  |  | FALSE
2021-08-30 | ICU_demand |  |  |  | 408.79 |  |  | Additional 50% Reduction | Afghanistan | AFG |  |  | FALSE
2021-08-30 | infections |  |  |  | 30827.01 |  |  | Additional 50% Reduction | Afghanistan | AFG |  |  | FALSE
2021-08-30 | hospital_incidence |  |  |  | 306.49 |  |  | Additional 50% Reduction | Afghanistan | AFG |  |  | FALSE
2021-08-30 | ICU_incidence |  |  |  | 113.07 |  |  | Additional 50% Reduction | Afghanistan | AFG |  |  | FALSE
2021-08-30 | cumulative_infections |  |  |  | 14101345.9 |  |  | Additional 50% Reduction | Afghanistan | AFG |  |  | FALSE
2021-08-30 | hospital_demand |  |  |  | 3022.29 |  |  | Maintain Status Quo | Afghanistan | AFG |  |  | FALSE
2021-08-30 | ICU_demand |  |  |  | 408.79 |  |  | Maintain Status Quo | Afghanistan | AFG |  |  | FALSE
2021-08-30 | infections |  |  |  | 30827.01 |  |  | Maintain Status Quo | Afghanistan | AFG |  |  | FALSE
2021-08-30 | hospital_incidence |  |  |  | 306.49 |  |  | Maintain Status Quo | Afghanistan | AFG |  |  | FALSE
2021-08-30 | ICU_incidence |  |  |  | 113.07 |  |  | Maintain Status Quo | Afghanistan | AFG |  |  | FALSE
2021-08-30 | cumulative_infections |  |  |  | 14101345.9 |  |  | Maintain Status Quo | Afghanistan | AFG |  |  | FALSE
2021-08-30 | hospital_demand |  |  |  | 3022.29 |  |  | Relax Interventions 50% | Afghanistan | AFG |  |  | FALSE
2021-08-30 | ICU_demand |  |  |  | 408.79 |  |  | Relax Interventions 50% | Afghanistan | AFG |  |  | FALSE
2021-08-30 | infections |  |  |  | 30827.01 |  |  | Relax Interventions 50% | Afghanistan | AFG |  |  | FALSE
2021-08-30 | hospital_incidence |  |  |  | 306.49 |  |  | Relax Interventions 50% | Afghanistan | AFG |  |  | FALSE
2021-08-30 | ICU_incidence |  |  |  | 113.07 |  |  | Relax Interventions 50% | Afghanistan | AFG |  |  | FALSE
2021-08-30 | cumulative_infections |  |  |  | 14101345.9 |  |  | Relax Interventions 50% | Afghanistan | AFG |  |  | FALSE
2021-08-31 | hospital_demand |  |  |  | 2987.22 |  |  | Additional 50% Reduction | Afghanistan | AFG |  |  | FALSE
2021-08-31 | ICU_demand |  |  |  | 406.9 |  |  | Additional 50% Reduction | Afghanistan | AFG |  |  | FALSE
2021-08-31 | infections |  |  |  | 30450.82 |  |  | Additional 50% Reduction | Afghanistan | AFG |  |  | FALSE
2021-08-31 | hospital_incidence |  |  |  | 302.87 |  |  | Additional 50% Reduction | Afghanistan | AFG |  |  | FALSE
2021-08-31 | ICU_incidence |  |  |  | 111.67 |  |  | Additional 50% Reduction | Afghanistan | AFG |  |  | FALSE
2021-08-31 | cumulative_infections |  |  |  | 14131796.8 |  |  | Additional 50% Reduction | Afghanistan | AFG |  |  | FALSE
2021-08-31 | hospital_demand |  |  |  | 2987.22 |  |  | Maintain Status Quo | Afghanistan | AFG |  |  | FALSE
2021-08-31 | ICU_demand |  |  |  | 406.9 |  |  | Maintain Status Quo | Afghanistan | AFG |  |  | FALSE
2021-08-31 | infections |  |  |  | 30450.82 |  |  | Maintain Status Quo | Afghanistan | AFG |  |  | FALSE
2021-08-31 | hospital_incidence |  |  |  | 302.87 |  |  | Maintain Status Quo | Afghanistan | AFG |  |  | FALSE
2021-08-31 | ICU_incidence |  |  |  | 111.67 |  |  | Maintain Status Quo | Afghanistan | AFG |  |  | FALSE
2021-08-31 | cumulative_infections |  |  |  | 14131796.8 |  |  | Maintain Status Quo | Afghanistan | AFG |  |  | FALSE
2021-08-31 | hospital_demand |  |  |  | 2987.22 |  |  | Relax Interventions 50% | Afghanistan | AFG |  |  | FALSE
2021-08-31 | ICU_demand |  |  |  | 406.9 |  |  | Relax Interventions 50% | Afghanistan | AFG |  |  | FALSE
2021-08-31 | infections |  |  |  | 30450.82 |  |  | Relax Interventions 50% | Afghanistan | AFG |  |  | FALSE
2021-08-31 | hospital_incidence |  |  |  | 302.87 |  |  | Relax Interventions 50% | Afghanistan | AFG |  |  | FALSE
2021-08-31 | ICU_incidence |  |  |  | 111.67 |  |  | Relax Interventions 50% | Afghanistan | AFG |  |  | FALSE
2021-08-31 | cumulative_infections |  |  |  | 14131796.8 |  |  | Relax Interventions 50% | Afghanistan | AFG |  |  | FALSE
2021-09-01 | hospital_demand |  |  |  | 2952.51 |  |  | Additional 50% Reduction | Afghanistan | AFG |  |  | FALSE
2021-09-01 | ICU_demand |  |  |  | 405.03 |  |  | Additional 50% Reduction | Afghanistan | AFG |  |  | FALSE
2021-09-01 | infections |  |  |  | 30076.84 |  |  | Additional 50% Reduction | Afghanistan | AFG |  |  | FALSE
2021-09-01 | hospital_incidence |  |  |  | 299.29 |  |  | Additional 50% Reduction | Afghanistan | AFG |  |  | FALSE
2021-09-01 | ICU_incidence |  |  |  | 110.29 |  |  | Additional 50% Reduction | Afghanistan | AFG |  |  | FALSE
2021-09-01 | cumulative_infections |  |  |  | 14161873.6 |  |  | Additional 50% Reduction | Afghanistan | AFG |  |  | FALSE
2021-09-01 | hospital_demand |  |  |  | 2952.51 |  |  | Maintain Status Quo | Afghanistan | AFG |  |  | FALSE
2021-09-01 | ICU_demand |  |  |  | 405.03 |  |  | Maintain Status Quo | Afghanistan | AFG |  |  | FALSE
2021-09-01 | infections |  |  |  | 30076.84 |  |  | Maintain Status Quo | Afghanistan | AFG |  |  | FALSE
2021-09-01 | hospital_incidence |  |  |  | 299.29 |  |  | Maintain Status Quo | Afghanistan | AFG |  |  | FALSE
2021-09-01 | ICU_incidence |  |  |  | 110.29 |  |  | Maintain Status Quo | Afghanistan | AFG |  |  | FALSE
2021-09-01 | cumulative_infections |  |  |  | 14161873.6 |  |  | Maintain Status Quo | Afghanistan | AFG |  |  | FALSE
2021-09-01 | hospital_demand |  |  |  | 2952.51 |  |  | Relax Interventions 50% | Afghanistan | AFG |  |  | FALSE
2021-09-01 | ICU_demand |  |  |  | 405.03 |  |  | Relax Interventions 50% | Afghanistan | AFG |  |  | FALSE
2021-09-01 | infections |  |  |  | 30076.84 |  |  | Relax Interventions 50% | Afghanistan | AFG |  |  | FALSE
2021-09-01 | hospital_incidence |  |  |  | 299.29 |  |  | Relax Interventions 50% | Afghanistan | AFG |  |  | FALSE
2021-09-01 | ICU_incidence |  |  |  | 110.29 |  |  | Relax Interventions 50% | Afghanistan | AFG |  |  | FALSE
2021-09-01 | cumulative_infections |  |  |  | 14161873.6 |  |  | Relax Interventions 50% | Afghanistan | AFG |  |  | FALSE
2021-09-02 | hospital_demand |  |  |  | 2918.16 |  |  | Additional 50% Reduction | Afghanistan | AFG |  |  | FALSE
2021-09-02 | ICU_demand |  |  |  | 403.18 |  |  | Additional 50% Reduction | Afghanistan | AFG |  |  | FALSE
2021-09-02 | infections |  |  |  | 29705.2 |  |  | Additional 50% Reduction | Afghanistan | AFG |  |  | FALSE
2021-09-02 | hospital_incidence |  |  |  | 295.74 |  |  | Additional 50% Reduction | Afghanistan | AFG |  |  | FALSE
2021-09-02 | ICU_incidence |  |  |  | 108.92 |  |  | Additional 50% Reduction | Afghanistan | AFG |  |  | FALSE
2021-09-02 | cumulative_infections |  |  |  | 14191578.8 |  |  | Additional 50% Reduction | Afghanistan | AFG |  |  | FALSE
2021-09-02 | hospital_demand |  |  |  | 2918.16 |  |  | Maintain Status Quo | Afghanistan | AFG |  |  | FALSE
2021-09-02 | ICU_demand |  |  |  | 403.18 |  |  | Maintain Status Quo | Afghanistan | AFG |  |  | FALSE
2021-09-02 | infections |  |  |  | 29705.2 |  |  | Maintain Status Quo | Afghanistan | AFG |  |  | FALSE
2021-09-02 | hospital_incidence |  |  |  | 295.74 |  |  | Maintain Status Quo | Afghanistan | AFG |  |  | FALSE
2021-09-02 | ICU_incidence |  |  |  | 108.92 |  |  | Maintain Status Quo | Afghanistan | AFG |  |  | FALSE
2021-09-02 | cumulative_infections |  |  |  | 14191578.8 |  |  | Maintain Status Quo | Afghanistan | AFG |  |  | FALSE
2021-09-02 | hospital_demand |  |  |  | 2918.16 |  |  | Relax Interventions 50% | Afghanistan | AFG |  |  | FALSE
2021-09-02 | ICU_demand |  |  |  | 403.18 |  |  | Relax Interventions 50% | Afghanistan | AFG |  |  | FALSE
2021-09-02 | infections |  |  |  | 29705.2 |  |  | Relax Interventions 50% | Afghanistan | AFG |  |  | FALSE
2021-09-02 | hospital_incidence |  |  |  | 295.74 |  |  | Relax Interventions 50% | Afghanistan | AFG |  |  | FALSE
2021-09-02 | ICU_incidence |  |  |  | 108.92 |  |  | Relax Interventions 50% | Afghanistan | AFG |  |  | FALSE
2021-09-02 | cumulative_infections |  |  |  | 14191578.8 |  |  | Relax Interventions 50% | Afghanistan | AFG |  |  | FALSE
2021-09-03 | hospital_demand |  |  |  | 2884.14 |  |  | Additional 50% Reduction | Afghanistan | AFG |  |  | FALSE
2021-09-03 | ICU_demand |  |  |  | 401.35 |  |  | Additional 50% Reduction | Afghanistan | AFG |  |  | FALSE
2021-09-03 | infections |  |  |  | 29256.77 |  |  | Additional 50% Reduction | Afghanistan | AFG |  |  | FALSE
2021-09-03 | hospital_incidence |  |  |  | 292.2 |  |  | Additional 50% Reduction | Afghanistan | AFG |  |  | FALSE
2021-09-03 | ICU_incidence |  |  |  | 107.55 |  |  | Additional 50% Reduction | Afghanistan | AFG |  |  | FALSE
2021-09-03 | cumulative_infections |  |  |  | 14220835.6 |  |  | Additional 50% Reduction | Afghanistan | AFG |  |  | FALSE
2021-09-03 | hospital_demand |  |  |  | 2884.14 |  |  | Maintain Status Quo | Afghanistan | AFG |  |  | FALSE
2021-09-03 | ICU_demand |  |  |  | 401.35 |  |  | Maintain Status Quo | Afghanistan | AFG |  |  | FALSE
2021-09-03 | infections |  |  |  | 29256.77 |  |  | Maintain Status Quo | Afghanistan | AFG |  |  | FALSE
2021-09-03 | hospital_incidence |  |  |  | 292.2 |  |  | Maintain Status Quo | Afghanistan | AFG |  |  | FALSE
2021-09-03 | ICU_incidence |  |  |  | 107.55 |  |  | Maintain Status Quo | Afghanistan | AFG |  |  | FALSE
2021-09-03 | cumulative_infections |  |  |  | 14220835.6 |  |  | Maintain Status Quo | Afghanistan | AFG |  |  | FALSE
2021-09-03 | hospital_demand |  |  |  | 2884.14 |  |  | Relax Interventions 50% | Afghanistan | AFG |  |  | FALSE
2021-09-03 | ICU_demand |  |  |  | 401.35 |  |  | Relax Interventions 50% | Afghanistan | AFG |  |  | FALSE
2021-09-03 | infections |  |  |  | 29256.77 |  |  | Relax Interventions 50% | Afghanistan | AFG |  |  | FALSE
2021-09-03 | hospital_incidence |  |  |  | 292.2 |  |  | Relax Interventions 50% | Afghanistan | AFG |  |  | FALSE
2021-09-03 | ICU_incidence |  |  |  | 107.55 |  |  | Relax Interventions 50% | Afghanistan | AFG |  |  | FALSE
2021-09-03 | cumulative_infections |  |  |  | 14220835.6 |  |  | Relax Interventions 50% | Afghanistan | AFG |  |  | FALSE
2021-09-04 | hospital_demand |  |  |  | 2850.41 |  |  | Additional 50% Reduction | Afghanistan | AFG |  |  | FALSE
2021-09-04 | ICU_demand |  |  |  | 399.52 |  |  | Additional 50% Reduction | Afghanistan | AFG |  |  | FALSE
2021-09-04 | infections |  |  |  | 28727.64 |  |  | Additional 50% Reduction | Afghanistan | AFG |  |  | FALSE
2021-09-04 | hospital_incidence |  |  |  | 288.59 |  |  | Additional 50% Reduction | Afghanistan | AFG |  |  | FALSE
2021-09-04 | ICU_incidence |  |  |  | 106.17 |  |  | Additional 50% Reduction | Afghanistan | AFG |  |  | FALSE
2021-09-04 | cumulative_infections |  |  |  | 14249563.2 |  |  | Additional 50% Reduction | Afghanistan | AFG |  |  | FALSE
2021-09-04 | hospital_demand |  |  |  | 2850.41 |  |  | Maintain Status Quo | Afghanistan | AFG |  |  | FALSE
2021-09-04 | ICU_demand |  |  |  | 399.52 |  |  | Maintain Status Quo | Afghanistan | AFG |  |  | FALSE
2021-09-04 | infections |  |  |  | 28727.64 |  |  | Maintain Status Quo | Afghanistan | AFG |  |  | FALSE
2021-09-04 | hospital_incidence |  |  |  | 288.59 |  |  | Maintain Status Quo | Afghanistan | AFG |  |  | FALSE
2021-09-04 | ICU_incidence |  |  |  | 106.17 |  |  | Maintain Status Quo | Afghanistan | AFG |  |  | FALSE
2021-09-04 | cumulative_infections |  |  |  | 14249563.2 |  |  | Maintain Status Quo | Afghanistan | AFG |  |  | FALSE
2021-09-04 | hospital_demand |  |  |  | 2850.41 |  |  | Relax Interventions 50% | Afghanistan | AFG |  |  | FALSE
2021-09-04 | ICU_demand |  |  |  | 399.52 |  |  | Relax Interventions 50% | Afghanistan | AFG |  |  | FALSE
2021-09-04 | infections |  |  |  | 28727.64 |  |  | Relax Interventions 50% | Afghanistan | AFG |  |  | FALSE
2021-09-04 | hospital_incidence |  |  |  | 288.59 |  |  | Relax Interventions 50% | Afghanistan | AFG |  |  | FALSE
2021-09-04 | ICU_incidence |  |  |  | 106.17 |  |  | Relax Interventions 50% | Afghanistan | AFG |  |  | FALSE
2021-09-04 | cumulative_infections |  |  |  | 14249563.2 |  |  | Relax Interventions 50% | Afghanistan | AFG |  |  | FALSE
2021-09-05 | hospital_demand |  |  |  | 2816.77 |  |  | Additional 50% Reduction | Afghanistan | AFG |  |  | FALSE
2021-09-05 | ICU_demand |  |  |  | 397.66 |  |  | Additional 50% Reduction | Afghanistan | AFG |  |  | FALSE
2021-09-05 | infections |  |  |  | 28181.66 |  |  | Additional 50% Reduction | Afghanistan | AFG |  |  | FALSE
2021-09-05 | hospital_incidence |  |  |  | 284.77 |  |  | Additional 50% Reduction | Afghanistan | AFG |  |  | FALSE
2021-09-05 | ICU_incidence |  |  |  | 104.7 |  |  | Additional 50% Reduction | Afghanistan | AFG |  |  | FALSE
2021-09-05 | cumulative_infections |  |  |  | 14277744.9 |  |  | Additional 50% Reduction | Afghanistan | AFG |  |  | FALSE
2021-09-05 | hospital_demand |  |  |  | 2816.77 |  |  | Maintain Status Quo | Afghanistan | AFG |  |  | FALSE
2021-09-05 | ICU_demand |  |  |  | 397.66 |  |  | Maintain Status Quo | Afghanistan | AFG |  |  | FALSE
2021-09-05 | infections |  |  |  | 28181.66 |  |  | Maintain Status Quo | Afghanistan | AFG |  |  | FALSE
2021-09-05 | hospital_incidence |  |  |  | 284.77 |  |  | Maintain Status Quo | Afghanistan | AFG |  |  | FALSE
2021-09-05 | ICU_incidence |  |  |  | 104.7 |  |  | Maintain Status Quo | Afghanistan | AFG |  |  | FALSE
2021-09-05 | cumulative_infections |  |  |  | 14277744.9 |  |  | Maintain Status Quo | Afghanistan | AFG |  |  | FALSE
2021-09-05 | hospital_demand |  |  |  | 2816.77 |  |  | Relax Interventions 50% | Afghanistan | AFG |  |  | FALSE
2021-09-05 | ICU_demand |  |  |  | 397.66 |  |  | Relax Interventions 50% | Afghanistan | AFG |  |  | FALSE
2021-09-05 | infections |  |  |  | 28181.66 |  |  | Relax Interventions 50% | Afghanistan | AFG |  |  | FALSE
2021-09-05 | hospital_incidence |  |  |  | 284.77 |  |  | Relax Interventions 50% | Afghanistan | AFG |  |  | FALSE
2021-09-05 | ICU_incidence |  |  |  | 104.7 |  |  | Relax Interventions 50% | Afghanistan | AFG |  |  | FALSE
2021-09-05 | cumulative_infections |  |  |  | 14277744.9 |  |  | Relax Interventions 50% | Afghanistan | AFG |  |  | FALSE
2021-09-06 | hospital_demand |  |  |  | 2782.99 |  |  | Additional 50% Reduction | Afghanistan | AFG |  |  | FALSE
2021-09-06 | ICU_demand |  |  |  | 395.71 |  |  | Additional 50% Reduction | Afghanistan | AFG |  |  | FALSE
2021-09-06 | infections |  |  |  | 27643.28 |  |  | Additional 50% Reduction | Afghanistan | AFG |  |  | FALSE
2021-09-06 | hospital_incidence |  |  |  | 280.71 |  |  | Additional 50% Reduction | Afghanistan | AFG |  |  | FALSE
2021-09-06 | ICU_incidence |  |  |  | 103.14 |  |  | Additional 50% Reduction | Afghanistan | AFG |  |  | FALSE
2021-09-06 | cumulative_infections |  |  |  | 14305388.2 |  |  | Additional 50% Reduction | Afghanistan | AFG |  |  | FALSE
2021-09-06 | hospital_demand |  |  |  | 2782.99 |  |  | Maintain Status Quo | Afghanistan | AFG |  |  | FALSE
2021-09-06 | ICU_demand |  |  |  | 395.71 |  |  | Maintain Status Quo | Afghanistan | AFG |  |  | FALSE
2021-09-06 | infections |  |  |  | 27643.28 |  |  | Maintain Status Quo | Afghanistan | AFG |  |  | FALSE
2021-09-06 | hospital_incidence |  |  |  | 280.71 |  |  | Maintain Status Quo | Afghanistan | AFG |  |  | FALSE
2021-09-06 | ICU_incidence |  |  |  | 103.14 |  |  | Maintain Status Quo | Afghanistan | AFG |  |  | FALSE
2021-09-06 | cumulative_infections |  |  |  | 14305388.2 |  |  | Maintain Status Quo | Afghanistan | AFG |  |  | FALSE
2021-09-06 | hospital_demand |  |  |  | 2782.99 |  |  | Relax Interventions 50% | Afghanistan | AFG |  |  | FALSE
2021-09-06 | ICU_demand |  |  |  | 395.71 |  |  | Relax Interventions 50% | Afghanistan | AFG |  |  | FALSE
2021-09-06 | infections |  |  |  | 27643.28 |  |  | Relax Interventions 50% | Afghanistan | AFG |  |  | FALSE
2021-09-06 | hospital_incidence |  |  |  | 280.71 |  |  | Relax Interventions 50% | Afghanistan | AFG |  |  | FALSE
2021-09-06 | ICU_incidence |  |  |  | 103.14 |  |  | Relax Interventions 50% | Afghanistan | AFG |  |  | FALSE
2021-09-06 | cumulative_infections |  |  |  | 14305388.2 |  |  | Relax Interventions 50% | Afghanistan | AFG |  |  | FALSE
2021-09-07 | hospital_demand |  |  |  | 2748.8 |  |  | Additional 50% Reduction | Afghanistan | AFG |  |  | FALSE
2021-09-07 | ICU_demand |  |  |  | 393.67 |  |  | Additional 50% Reduction | Afghanistan | AFG |  |  | FALSE
2021-09-07 | infections |  |  |  | 27118.94 |  |  | Additional 50% Reduction | Afghanistan | AFG |  |  | FALSE
2021-09-07 | hospital_incidence |  |  |  | 276.42 |  |  | Additional 50% Reduction | Afghanistan | AFG |  |  | FALSE
2021-09-07 | ICU_incidence |  |  |  | 101.49 |  |  | Additional 50% Reduction | Afghanistan | AFG |  |  | FALSE
2021-09-07 | cumulative_infections |  |  |  | 14332507.1 |  |  | Additional 50% Reduction | Afghanistan | AFG |  |  | FALSE
2021-09-07 | hospital_demand |  |  |  | 2748.8 |  |  | Maintain Status Quo | Afghanistan | AFG |  |  | FALSE
2021-09-07 | ICU_demand |  |  |  | 393.67 |  |  | Maintain Status Quo | Afghanistan | AFG |  |  | FALSE
2021-09-07 | infections |  |  |  | 27118.94 |  |  | Maintain Status Quo | Afghanistan | AFG |  |  | FALSE
2021-09-07 | hospital_incidence |  |  |  | 276.42 |  |  | Maintain Status Quo | Afghanistan | AFG |  |  | FALSE
2021-09-07 | ICU_incidence |  |  |  | 101.49 |  |  | Maintain Status Quo | Afghanistan | AFG |  |  | FALSE
2021-09-07 | cumulative_infections |  |  |  | 14332507.1 |  |  | Maintain Status Quo | Afghanistan | AFG |  |  | FALSE
2021-09-07 | hospital_demand |  |  |  | 2748.8 |  |  | Relax Interventions 50% | Afghanistan | AFG |  |  | FALSE
2021-09-07 | ICU_demand |  |  |  | 393.67 |  |  | Relax Interventions 50% | Afghanistan | AFG |  |  | FALSE
2021-09-07 | infections |  |  |  | 27118.94 |  |  | Relax Interventions 50% | Afghanistan | AFG |  |  | FALSE
2021-09-07 | hospital_incidence |  |  |  | 276.42 |  |  | Relax Interventions 50% | Afghanistan | AFG |  |  | FALSE
2021-09-07 | ICU_incidence |  |  |  | 101.49 |  |  | Relax Interventions 50% | Afghanistan | AFG |  |  | FALSE
2021-09-07 | cumulative_infections |  |  |  | 14332507.1 |  |  | Relax Interventions 50% | Afghanistan | AFG |  |  | FALSE
2021-09-08 | hospital_demand |  |  |  | 2714.02 |  |  | Additional 50% Reduction | Afghanistan | AFG |  |  | FALSE
2021-09-08 | ICU_demand |  |  |  | 391.55 |  |  | Additional 50% Reduction | Afghanistan | AFG |  |  | FALSE
2021-09-08 | infections |  |  |  | 26608.29 |  |  | Additional 50% Reduction | Afghanistan | AFG |  |  | FALSE
2021-09-08 | hospital_incidence |  |  |  | 271.96 |  |  | Additional 50% Reduction | Afghanistan | AFG |  |  | FALSE
2021-09-08 | ICU_incidence |  |  |  | 99.78 |  |  | Additional 50% Reduction | Afghanistan | AFG |  |  | FALSE
2021-09-08 | cumulative_infections |  |  |  | 14359115.4 |  |  | Additional 50% Reduction | Afghanistan | AFG |  |  | FALSE
2021-09-08 | hospital_demand |  |  |  | 2714.02 |  |  | Maintain Status Quo | Afghanistan | AFG |  |  | FALSE
2021-09-08 | ICU_demand |  |  |  | 391.55 |  |  | Maintain Status Quo | Afghanistan | AFG |  |  | FALSE
2021-09-08 | infections |  |  |  | 26608.29 |  |  | Maintain Status Quo | Afghanistan | AFG |  |  | FALSE
2021-09-08 | hospital_incidence |  |  |  | 271.96 |  |  | Maintain Status Quo | Afghanistan | AFG |  |  | FALSE
2021-09-08 | ICU_incidence |  |  |  | 99.78 |  |  | Maintain Status Quo | Afghanistan | AFG |  |  | FALSE
2021-09-08 | cumulative_infections |  |  |  | 14359115.4 |  |  | Maintain Status Quo | Afghanistan | AFG |  |  | FALSE
2021-09-08 | hospital_demand |  |  |  | 2714.02 |  |  | Relax Interventions 50% | Afghanistan | AFG |  |  | FALSE
2021-09-08 | ICU_demand |  |  |  | 391.55 |  |  | Relax Interventions 50% | Afghanistan | AFG |  |  | FALSE
2021-09-08 | infections |  |  |  | 26608.29 |  |  | Relax Interventions 50% | Afghanistan | AFG |  |  | FALSE
2021-09-08 | hospital_incidence |  |  |  | 271.96 |  |  | Relax Interventions 50% | Afghanistan | AFG |  |  | FALSE
2021-09-08 | ICU_incidence |  |  |  | 99.78 |  |  | Relax Interventions 50% | Afghanistan | AFG |  |  | FALSE
2021-09-08 | cumulative_infections |  |  |  | 14359115.4 |  |  | Relax Interventions 50% | Afghanistan | AFG |  |  | FALSE
2021-09-09 | hospital_demand |  |  |  | 2678.53 |  |  | Additional 50% Reduction | Afghanistan | AFG |  |  | FALSE
2021-09-09 | ICU_demand |  |  |  | 389.35 |  |  | Additional 50% Reduction | Afghanistan | AFG |  |  | FALSE
2021-09-09 | infections |  |  |  | 26109.23 |  |  | Additional 50% Reduction | Afghanistan | AFG |  |  | FALSE
2021-09-09 | hospital_incidence |  |  |  | 267.38 |  |  | Additional 50% Reduction | Afghanistan | AFG |  |  | FALSE
2021-09-09 | ICU_incidence |  |  |  | 98.02 |  |  | Additional 50% Reduction | Afghanistan | AFG |  |  | FALSE
2021-09-09 | cumulative_infections |  |  |  | 14385224.6 |  |  | Additional 50% Reduction | Afghanistan | AFG |  |  | FALSE
2021-09-09 | hospital_demand |  |  |  | 2678.53 |  |  | Maintain Status Quo | Afghanistan | AFG |  |  | FALSE
2021-09-09 | ICU_demand |  |  |  | 389.35 |  |  | Maintain Status Quo | Afghanistan | AFG |  |  | FALSE
2021-09-09 | infections |  |  |  | 26109.23 |  |  | Maintain Status Quo | Afghanistan | AFG |  |  | FALSE
2021-09-09 | hospital_incidence |  |  |  | 267.38 |  |  | Maintain Status Quo | Afghanistan | AFG |  |  | FALSE
2021-09-09 | ICU_incidence |  |  |  | 98.02 |  |  | Maintain Status Quo | Afghanistan | AFG |  |  | FALSE
2021-09-09 | cumulative_infections |  |  |  | 14385224.6 |  |  | Maintain Status Quo | Afghanistan | AFG |  |  | FALSE
2021-09-09 | hospital_demand |  |  |  | 2678.53 |  |  | Relax Interventions 50% | Afghanistan | AFG |  |  | FALSE
2021-09-09 | ICU_demand |  |  |  | 389.35 |  |  | Relax Interventions 50% | Afghanistan | AFG |  |  | FALSE
2021-09-09 | infections |  |  |  | 26109.23 |  |  | Relax Interventions 50% | Afghanistan | AFG |  |  | FALSE
2021-09-09 | hospital_incidence |  |  |  | 267.38 |  |  | Relax Interventions 50% | Afghanistan | AFG |  |  | FALSE
2021-09-09 | ICU_incidence |  |  |  | 98.02 |  |  | Relax Interventions 50% | Afghanistan | AFG |  |  | FALSE
2021-09-09 | cumulative_infections |  |  |  | 14385224.6 |  |  | Relax Interventions 50% | Afghanistan | AFG |  |  | FALSE
2021-09-10 | hospital_demand |  |  |  | 2642.28 |  |  | Additional 50% Reduction | Afghanistan | AFG |  |  | FALSE
2021-09-10 | ICU_demand |  |  |  | 387.11 |  |  | Additional 50% Reduction | Afghanistan | AFG |  |  | FALSE
2021-09-10 | infections |  |  |  | 25619.82 |  |  | Additional 50% Reduction | Afghanistan | AFG |  |  | FALSE
2021-09-10 | hospital_incidence |  |  |  | 262.74 |  |  | Additional 50% Reduction | Afghanistan | AFG |  |  | FALSE
2021-09-10 | ICU_incidence |  |  |  | 96.24 |  |  | Additional 50% Reduction | Afghanistan | AFG |  |  | FALSE
2021-09-10 | cumulative_infections |  |  |  | 14410844.4 |  |  | Additional 50% Reduction | Afghanistan | AFG |  |  | FALSE
2021-09-10 | hospital_demand |  |  |  | 2642.28 |  |  | Maintain Status Quo | Afghanistan | AFG |  |  | FALSE
2021-09-10 | ICU_demand |  |  |  | 387.11 |  |  | Maintain Status Quo | Afghanistan | AFG |  |  | FALSE
2021-09-10 | infections |  |  |  | 25619.82 |  |  | Maintain Status Quo | Afghanistan | AFG |  |  | FALSE
2021-09-10 | hospital_incidence |  |  |  | 262.74 |  |  | Maintain Status Quo | Afghanistan | AFG |  |  | FALSE
2021-09-10 | ICU_incidence |  |  |  | 96.24 |  |  | Maintain Status Quo | Afghanistan | AFG |  |  | FALSE
2021-09-10 | cumulative_infections |  |  |  | 14410844.4 |  |  | Maintain Status Quo | Afghanistan | AFG |  |  | FALSE
2021-09-10 | hospital_demand |  |  |  | 2642.28 |  |  | Relax Interventions 50% | Afghanistan | AFG |  |  | FALSE
2021-09-10 | ICU_demand |  |  |  | 387.11 |  |  | Relax Interventions 50% | Afghanistan | AFG |  |  | FALSE
2021-09-10 | infections |  |  |  | 25619.82 |  |  | Relax Interventions 50% | Afghanistan | AFG |  |  | FALSE
2021-09-10 | hospital_incidence |  |  |  | 262.74 |  |  | Relax Interventions 50% | Afghanistan | AFG |  |  | FALSE
2021-09-10 | ICU_incidence |  |  |  | 96.24 |  |  | Relax Interventions 50% | Afghanistan | AFG |  |  | FALSE
2021-09-10 | cumulative_infections |  |  |  | 14410844.4 |  |  | Relax Interventions 50% | Afghanistan | AFG |  |  | FALSE
2021-09-11 | hospital_demand |  |  |  | 2605.3 |  |  | Additional 50% Reduction | Afghanistan | AFG |  |  | FALSE
2021-09-11 | ICU_demand |  |  |  | 384.82 |  |  | Additional 50% Reduction | Afghanistan | AFG |  |  | FALSE
2021-09-11 | infections |  |  |  | 25138.71 |  |  | Additional 50% Reduction | Afghanistan | AFG |  |  | FALSE
2021-09-11 | hospital_incidence |  |  |  | 258.07 |  |  | Additional 50% Reduction | Afghanistan | AFG |  |  | FALSE
2021-09-11 | ICU_incidence |  |  |  | 94.44 |  |  | Additional 50% Reduction | Afghanistan | AFG |  |  | FALSE
2021-09-11 | cumulative_infections |  |  |  | 14435983.2 |  |  | Additional 50% Reduction | Afghanistan | AFG |  |  | FALSE
2021-09-11 | hospital_demand |  |  |  | 2605.3 |  |  | Maintain Status Quo | Afghanistan | AFG |  |  | FALSE
2021-09-11 | ICU_demand |  |  |  | 384.82 |  |  | Maintain Status Quo | Afghanistan | AFG |  |  | FALSE
2021-09-11 | infections |  |  |  | 25138.71 |  |  | Maintain Status Quo | Afghanistan | AFG |  |  | FALSE
2021-09-11 | hospital_incidence |  |  |  | 258.07 |  |  | Maintain Status Quo | Afghanistan | AFG |  |  | FALSE
2021-09-11 | ICU_incidence |  |  |  | 94.44 |  |  | Maintain Status Quo | Afghanistan | AFG |  |  | FALSE
2021-09-11 | cumulative_infections |  |  |  | 14435983.2 |  |  | Maintain Status Quo | Afghanistan | AFG |  |  | FALSE
2021-09-11 | hospital_demand |  |  |  | 2605.3 |  |  | Relax Interventions 50% | Afghanistan | AFG |  |  | FALSE
2021-09-11 | ICU_demand |  |  |  | 384.82 |  |  | Relax Interventions 50% | Afghanistan | AFG |  |  | FALSE
2021-09-11 | infections |  |  |  | 25138.71 |  |  | Relax Interventions 50% | Afghanistan | AFG |  |  | FALSE
2021-09-11 | hospital_incidence |  |  |  | 258.07 |  |  | Relax Interventions 50% | Afghanistan | AFG |  |  | FALSE
2021-09-11 | ICU_incidence |  |  |  | 94.44 |  |  | Relax Interventions 50% | Afghanistan | AFG |  |  | FALSE
2021-09-11 | cumulative_infections |  |  |  | 14435983.2 |  |  | Relax Interventions 50% | Afghanistan | AFG |  |  | FALSE
2021-09-12 | hospital_demand |  |  |  | 2567.64 |  |  | Additional 50% Reduction | Afghanistan | AFG |  |  | FALSE
2021-09-12 | ICU_demand |  |  |  | 382.53 |  |  | Additional 50% Reduction | Afghanistan | AFG |  |  | FALSE
2021-09-12 | infections |  |  |  | 24665.13 |  |  | Additional 50% Reduction | Afghanistan | AFG |  |  | FALSE
2021-09-12 | hospital_incidence |  |  |  | 253.41 |  |  | Additional 50% Reduction | Afghanistan | AFG |  |  | FALSE
2021-09-12 | ICU_incidence |  |  |  | 92.65 |  |  | Additional 50% Reduction | Afghanistan | AFG |  |  | FALSE
2021-09-12 | cumulative_infections |  |  |  | 14460648.3 |  |  | Additional 50% Reduction | Afghanistan | AFG |  |  | FALSE
2021-09-12 | hospital_demand |  |  |  | 2567.64 |  |  | Maintain Status Quo | Afghanistan | AFG |  |  | FALSE
2021-09-12 | ICU_demand |  |  |  | 382.53 |  |  | Maintain Status Quo | Afghanistan | AFG |  |  | FALSE
2021-09-12 | infections |  |  |  | 24665.13 |  |  | Maintain Status Quo | Afghanistan | AFG |  |  | FALSE
2021-09-12 | hospital_incidence |  |  |  | 253.41 |  |  | Maintain Status Quo | Afghanistan | AFG |  |  | FALSE
2021-09-12 | ICU_incidence |  |  |  | 92.65 |  |  | Maintain Status Quo | Afghanistan | AFG |  |  | FALSE
2021-09-12 | cumulative_infections |  |  |  | 14460648.3 |  |  | Maintain Status Quo | Afghanistan | AFG |  |  | FALSE
2021-09-12 | hospital_demand |  |  |  | 2567.64 |  |  | Relax Interventions 50% | Afghanistan | AFG |  |  | FALSE
2021-09-12 | ICU_demand |  |  |  | 382.53 |  |  | Relax Interventions 50% | Afghanistan | AFG |  |  | FALSE
2021-09-12 | infections |  |  |  | 24665.13 |  |  | Relax Interventions 50% | Afghanistan | AFG |  |  | FALSE
2021-09-12 | hospital_incidence |  |  |  | 253.41 |  |  | Relax Interventions 50% | Afghanistan | AFG |  |  | FALSE
2021-09-12 | ICU_incidence |  |  |  | 92.65 |  |  | Relax Interventions 50% | Afghanistan | AFG |  |  | FALSE
2021-09-12 | cumulative_infections |  |  |  | 14460648.3 |  |  | Relax Interventions 50% | Afghanistan | AFG |  |  | FALSE
2021-09-13 | hospital_demand |  |  |  | 2529.4 |  |  | Additional 50% Reduction | Afghanistan | AFG |  |  | FALSE
2021-09-13 | ICU_demand |  |  |  | 380.22 |  |  | Additional 50% Reduction | Afghanistan | AFG |  |  | FALSE
2021-09-13 | infections |  |  |  | 24198.69 |  |  | Additional 50% Reduction | Afghanistan | AFG |  |  | FALSE
2021-09-13 | hospital_incidence |  |  |  | 248.78 |  |  | Additional 50% Reduction | Afghanistan | AFG |  |  | FALSE
2021-09-13 | ICU_incidence |  |  |  | 90.87 |  |  | Additional 50% Reduction | Afghanistan | AFG |  |  | FALSE
2021-09-13 | cumulative_infections |  |  |  | 14484847 |  |  | Additional 50% Reduction | Afghanistan | AFG |  |  | FALSE
2021-09-13 | hospital_demand |  |  |  | 2529.4 |  |  | Maintain Status Quo | Afghanistan | AFG |  |  | FALSE
2021-09-13 | ICU_demand |  |  |  | 380.22 |  |  | Maintain Status Quo | Afghanistan | AFG |  |  | FALSE
2021-09-13 | infections |  |  |  | 24198.69 |  |  | Maintain Status Quo | Afghanistan | AFG |  |  | FALSE
2021-09-13 | hospital_incidence |  |  |  | 248.78 |  |  | Maintain Status Quo | Afghanistan | AFG |  |  | FALSE
2021-09-13 | ICU_incidence |  |  |  | 90.87 |  |  | Maintain Status Quo | Afghanistan | AFG |  |  | FALSE
2021-09-13 | cumulative_infections |  |  |  | 14484847 |  |  | Maintain Status Quo | Afghanistan | AFG |  |  | FALSE
2021-09-13 | hospital_demand |  |  |  | 2529.4 |  |  | Relax Interventions 50% | Afghanistan | AFG |  |  | FALSE
2021-09-13 | ICU_demand |  |  |  | 380.22 |  |  | Relax Interventions 50% | Afghanistan | AFG |  |  | FALSE
2021-09-13 | infections |  |  |  | 24198.69 |  |  | Relax Interventions 50% | Afghanistan | AFG |  |  | FALSE
2021-09-13 | hospital_incidence |  |  |  | 248.78 |  |  | Relax Interventions 50% | Afghanistan | AFG |  |  | FALSE
2021-09-13 | ICU_incidence |  |  |  | 90.87 |  |  | Relax Interventions 50% | Afghanistan | AFG |  |  | FALSE
2021-09-13 | cumulative_infections |  |  |  | 14484847 |  |  | Relax Interventions 50% | Afghanistan | AFG |  |  | FALSE
2021-09-14 | hospital_demand |  |  |  | 2490.68 |  |  | Additional 50% Reduction | Afghanistan | AFG |  |  | FALSE
2021-09-14 | ICU_demand |  |  |  | 377.92 |  |  | Additional 50% Reduction | Afghanistan | AFG |  |  | FALSE
2021-09-14 | infections |  |  |  | 23739.21 |  |  | Additional 50% Reduction | Afghanistan | AFG |  |  | FALSE
2021-09-14 | hospital_incidence |  |  |  | 244.2 |  |  | Additional 50% Reduction | Afghanistan | AFG |  |  | FALSE
2021-09-14 | ICU_incidence |  |  |  | 89.11 |  |  | Additional 50% Reduction | Afghanistan | AFG |  |  | FALSE
2021-09-14 | cumulative_infections |  |  |  | 14508586.2 |  |  | Additional 50% Reduction | Afghanistan | AFG |  |  | FALSE
2021-09-14 | hospital_demand |  |  |  | 2490.68 |  |  | Maintain Status Quo | Afghanistan | AFG |  |  | FALSE
2021-09-14 | ICU_demand |  |  |  | 377.92 |  |  | Maintain Status Quo | Afghanistan | AFG |  |  | FALSE
2021-09-14 | infections |  |  |  | 23739.21 |  |  | Maintain Status Quo | Afghanistan | AFG |  |  | FALSE
2021-09-14 | hospital_incidence |  |  |  | 244.2 |  |  | Maintain Status Quo | Afghanistan | AFG |  |  | FALSE
2021-09-14 | ICU_incidence |  |  |  | 89.11 |  |  | Maintain Status Quo | Afghanistan | AFG |  |  | FALSE
2021-09-14 | cumulative_infections |  |  |  | 14508586.2 |  |  | Maintain Status Quo | Afghanistan | AFG |  |  | FALSE
2021-09-14 | hospital_demand |  |  |  | 2490.68 |  |  | Relax Interventions 50% | Afghanistan | AFG |  |  | FALSE
2021-09-14 | ICU_demand |  |  |  | 377.92 |  |  | Relax Interventions 50% | Afghanistan | AFG |  |  | FALSE
2021-09-14 | infections |  |  |  | 23739.21 |  |  | Relax Interventions 50% | Afghanistan | AFG |  |  | FALSE
2021-09-14 | hospital_incidence |  |  |  | 244.2 |  |  | Relax Interventions 50% | Afghanistan | AFG |  |  | FALSE
2021-09-14 | ICU_incidence |  |  |  | 89.11 |  |  | Relax Interventions 50% | Afghanistan | AFG |  |  | FALSE
2021-09-14 | cumulative_infections |  |  |  | 14508586.2 |  |  | Relax Interventions 50% | Afghanistan | AFG |  |  | FALSE
2021-09-15 | hospital_demand |  |  |  | 2451.59 |  |  | Additional 50% Reduction | Afghanistan | AFG |  |  | FALSE
2021-09-15 | ICU_demand |  |  |  | 375.64 |  |  | Additional 50% Reduction | Afghanistan | AFG |  |  | FALSE
2021-09-15 | infections |  |  |  | 23286.66 |  |  | Additional 50% Reduction | Afghanistan | AFG |  |  | FALSE
2021-09-15 | hospital_incidence |  |  |  | 239.66 |  |  | Additional 50% Reduction | Afghanistan | AFG |  |  | FALSE
2021-09-15 | ICU_incidence |  |  |  | 87.37 |  |  | Additional 50% Reduction | Afghanistan | AFG |  |  | FALSE
2021-09-15 | cumulative_infections |  |  |  | 14531872.8 |  |  | Additional 50% Reduction | Afghanistan | AFG |  |  | FALSE
2021-09-15 | hospital_demand |  |  |  | 2451.59 |  |  | Maintain Status Quo | Afghanistan | AFG |  |  | FALSE
2021-09-15 | ICU_demand |  |  |  | 375.64 |  |  | Maintain Status Quo | Afghanistan | AFG |  |  | FALSE
2021-09-15 | infections |  |  |  | 23286.66 |  |  | Maintain Status Quo | Afghanistan | AFG |  |  | FALSE
2021-09-15 | hospital_incidence |  |  |  | 239.66 |  |  | Maintain Status Quo | Afghanistan | AFG |  |  | FALSE
2021-09-15 | ICU_incidence |  |  |  | 87.37 |  |  | Maintain Status Quo | Afghanistan | AFG |  |  | FALSE
2021-09-15 | cumulative_infections |  |  |  | 14531872.8 |  |  | Maintain Status Quo | Afghanistan | AFG |  |  | FALSE
2021-09-15 | hospital_demand |  |  |  | 2451.59 |  |  | Relax Interventions 50% | Afghanistan | AFG |  |  | FALSE
2021-09-15 | ICU_demand |  |  |  | 375.64 |  |  | Relax Interventions 50% | Afghanistan | AFG |  |  | FALSE
2021-09-15 | infections |  |  |  | 23286.66 |  |  | Relax Interventions 50% | Afghanistan | AFG |  |  | FALSE
2021-09-15 | hospital_incidence |  |  |  | 239.66 |  |  | Relax Interventions 50% | Afghanistan | AFG |  |  | FALSE
2021-09-15 | ICU_incidence |  |  |  | 87.37 |  |  | Relax Interventions 50% | Afghanistan | AFG |  |  | FALSE
2021-09-15 | cumulative_infections |  |  |  | 14531872.8 |  |  | Relax Interventions 50% | Afghanistan | AFG |  |  | FALSE
2021-09-16 | hospital_demand |  |  |  | 2412.24 |  |  | Additional 50% Reduction | Afghanistan | AFG |  |  | FALSE
2021-09-16 | ICU_demand |  |  |  | 373.37 |  |  | Additional 50% Reduction | Afghanistan | AFG |  |  | FALSE
2021-09-16 | infections |  |  |  | 22841.21 |  |  | Additional 50% Reduction | Afghanistan | AFG |  |  | FALSE
2021-09-16 | hospital_incidence |  |  |  | 235.21 |  |  | Additional 50% Reduction | Afghanistan | AFG |  |  | FALSE
2021-09-16 | ICU_incidence |  |  |  | 85.67 |  |  | Additional 50% Reduction | Afghanistan | AFG |  |  | FALSE
2021-09-16 | cumulative_infections |  |  |  | 14554714 |  |  | Additional 50% Reduction | Afghanistan | AFG |  |  | FALSE
2021-09-16 | hospital_demand |  |  |  | 2412.24 |  |  | Maintain Status Quo | Afghanistan | AFG |  |  | FALSE
2021-09-16 | ICU_demand |  |  |  | 373.37 |  |  | Maintain Status Quo | Afghanistan | AFG |  |  | FALSE
2021-09-16 | infections |  |  |  | 22841.21 |  |  | Maintain Status Quo | Afghanistan | AFG |  |  | FALSE
2021-09-16 | hospital_incidence |  |  |  | 235.21 |  |  | Maintain Status Quo | Afghanistan | AFG |  |  | FALSE
2021-09-16 | ICU_incidence |  |  |  | 85.67 |  |  | Maintain Status Quo | Afghanistan | AFG |  |  | FALSE
2021-09-16 | cumulative_infections |  |  |  | 14554714 |  |  | Maintain Status Quo | Afghanistan | AFG |  |  | FALSE
2021-09-16 | hospital_demand |  |  |  | 2412.24 |  |  | Relax Interventions 50% | Afghanistan | AFG |  |  | FALSE
2021-09-16 | ICU_demand |  |  |  | 373.37 |  |  | Relax Interventions 50% | Afghanistan | AFG |  |  | FALSE
2021-09-16 | infections |  |  |  | 22841.21 |  |  | Relax Interventions 50% | Afghanistan | AFG |  |  | FALSE
2021-09-16 | hospital_incidence |  |  |  | 235.21 |  |  | Relax Interventions 50% | Afghanistan | AFG |  |  | FALSE
2021-09-16 | ICU_incidence |  |  |  | 85.67 |  |  | Relax Interventions 50% | Afghanistan | AFG |  |  | FALSE
2021-09-16 | cumulative_infections |  |  |  | 14554714 |  |  | Relax Interventions 50% | Afghanistan | AFG |  |  | FALSE
2021-09-17 | hospital_demand |  |  |  | 2372.79 |  |  | Additional 50% Reduction | Afghanistan | AFG |  |  | FALSE
2021-09-17 | ICU_demand |  |  |  | 371.14 |  |  | Additional 50% Reduction | Afghanistan | AFG |  |  | FALSE
2021-09-17 | infections |  |  |  | 22559.8 |  |  | Additional 50% Reduction | Afghanistan | AFG |  |  | FALSE
2021-09-17 | hospital_incidence |  |  |  | 230.86 |  |  | Additional 50% Reduction | Afghanistan | AFG |  |  | FALSE
2021-09-17 | ICU_incidence |  |  |  | 84.01 |  |  | Additional 50% Reduction | Afghanistan | AFG |  |  | FALSE
2021-09-17 | cumulative_infections |  |  |  | 14577273.8 |  |  | Additional 50% Reduction | Afghanistan | AFG |  |  | FALSE
2021-09-17 | hospital_demand |  |  |  | 2372.79 |  |  | Maintain Status Quo | Afghanistan | AFG |  |  | FALSE
2021-09-17 | ICU_demand |  |  |  | 371.14 |  |  | Maintain Status Quo | Afghanistan | AFG |  |  | FALSE
2021-09-17 | infections |  |  |  | 22559.8 |  |  | Maintain Status Quo | Afghanistan | AFG |  |  | FALSE
2021-09-17 | hospital_incidence |  |  |  | 230.86 |  |  | Maintain Status Quo | Afghanistan | AFG |  |  | FALSE
2021-09-17 | ICU_incidence |  |  |  | 84.01 |  |  | Maintain Status Quo | Afghanistan | AFG |  |  | FALSE
2021-09-17 | cumulative_infections |  |  |  | 14577273.8 |  |  | Maintain Status Quo | Afghanistan | AFG |  |  | FALSE
2021-09-17 | hospital_demand |  |  |  | 2372.79 |  |  | Relax Interventions 50% | Afghanistan | AFG |  |  | FALSE
2021-09-17 | ICU_demand |  |  |  | 371.14 |  |  | Relax Interventions 50% | Afghanistan | AFG |  |  | FALSE
2021-09-17 | infections |  |  |  | 22559.8 |  |  | Relax Interventions 50% | Afghanistan | AFG |  |  | FALSE
2021-09-17 | hospital_incidence |  |  |  | 230.86 |  |  | Relax Interventions 50% | Afghanistan | AFG |  |  | FALSE
2021-09-17 | ICU_incidence |  |  |  | 84.01 |  |  | Relax Interventions 50% | Afghanistan | AFG |  |  | FALSE
2021-09-17 | cumulative_infections |  |  |  | 14577273.8 |  |  | Relax Interventions 50% | Afghanistan | AFG |  |  | FALSE
2021-09-18 | hospital_demand |  |  |  | 2333.43 |  |  | Additional 50% Reduction | Afghanistan | AFG |  |  | FALSE
2021-09-18 | ICU_demand |  |  |  | 368.98 |  |  | Additional 50% Reduction | Afghanistan | AFG |  |  | FALSE
2021-09-18 | infections |  |  |  | 22447.57 |  |  | Additional 50% Reduction | Afghanistan | AFG |  |  | FALSE
2021-09-18 | hospital_incidence |  |  |  | 226.82 |  |  | Additional 50% Reduction | Afghanistan | AFG |  |  | FALSE
2021-09-18 | ICU_incidence |  |  |  | 82.47 |  |  | Additional 50% Reduction | Afghanistan | AFG |  |  | FALSE
2021-09-18 | cumulative_infections |  |  |  | 14599721.4 |  |  | Additional 50% Reduction | Afghanistan | AFG |  |  | FALSE
2021-09-18 | hospital_demand |  |  |  | 2333.43 |  |  | Maintain Status Quo | Afghanistan | AFG |  |  | FALSE
2021-09-18 | ICU_demand |  |  |  | 368.98 |  |  | Maintain Status Quo | Afghanistan | AFG |  |  | FALSE
2021-09-18 | infections |  |  |  | 22447.57 |  |  | Maintain Status Quo | Afghanistan | AFG |  |  | FALSE
2021-09-18 | hospital_incidence |  |  |  | 226.82 |  |  | Maintain Status Quo | Afghanistan | AFG |  |  | FALSE
2021-09-18 | ICU_incidence |  |  |  | 82.47 |  |  | Maintain Status Quo | Afghanistan | AFG |  |  | FALSE
2021-09-18 | cumulative_infections |  |  |  | 14599721.4 |  |  | Maintain Status Quo | Afghanistan | AFG |  |  | FALSE
2021-09-18 | hospital_demand |  |  |  | 2333.43 |  |  | Relax Interventions 50% | Afghanistan | AFG |  |  | FALSE
2021-09-18 | ICU_demand |  |  |  | 368.98 |  |  | Relax Interventions 50% | Afghanistan | AFG |  |  | FALSE
2021-09-18 | infections |  |  |  | 22447.57 |  |  | Relax Interventions 50% | Afghanistan | AFG |  |  | FALSE
2021-09-18 | hospital_incidence |  |  |  | 226.82 |  |  | Relax Interventions 50% | Afghanistan | AFG |  |  | FALSE
2021-09-18 | ICU_incidence |  |  |  | 82.47 |  |  | Relax Interventions 50% | Afghanistan | AFG |  |  | FALSE
2021-09-18 | cumulative_infections |  |  |  | 14599721.4 |  |  | Relax Interventions 50% | Afghanistan | AFG |  |  | FALSE
2021-09-19 | hospital_demand |  |  |  | 2294.62 |  |  | Additional 50% Reduction | Afghanistan | AFG |  |  | FALSE
2021-09-19 | ICU_demand |  |  |  | 366.97 |  |  | Additional 50% Reduction | Afghanistan | AFG |  |  | FALSE
2021-09-19 | infections |  |  |  | 22379.66 |  |  | Additional 50% Reduction | Afghanistan | AFG |  |  | FALSE
2021-09-19 | hospital_incidence |  |  |  | 223.3 |  |  | Additional 50% Reduction | Afghanistan | AFG |  |  | FALSE
2021-09-19 | ICU_incidence |  |  |  | 81.12 |  |  | Additional 50% Reduction | Afghanistan | AFG |  |  | FALSE
2021-09-19 | cumulative_infections |  |  |  | 14622101.1 |  |  | Additional 50% Reduction | Afghanistan | AFG |  |  | FALSE
2021-09-19 | hospital_demand |  |  |  | 2294.62 |  |  | Maintain Status Quo | Afghanistan | AFG |  |  | FALSE
2021-09-19 | ICU_demand |  |  |  | 366.97 |  |  | Maintain Status Quo | Afghanistan | AFG |  |  | FALSE
2021-09-19 | infections |  |  |  | 22379.66 |  |  | Maintain Status Quo | Afghanistan | AFG |  |  | FALSE
2021-09-19 | hospital_incidence |  |  |  | 223.3 |  |  | Maintain Status Quo | Afghanistan | AFG |  |  | FALSE
2021-09-19 | ICU_incidence |  |  |  | 81.12 |  |  | Maintain Status Quo | Afghanistan | AFG |  |  | FALSE
2021-09-19 | cumulative_infections |  |  |  | 14622101.1 |  |  | Maintain Status Quo | Afghanistan | AFG |  |  | FALSE
2021-09-19 | hospital_demand |  |  |  | 2294.62 |  |  | Relax Interventions 50% | Afghanistan | AFG |  |  | FALSE
2021-09-19 | ICU_demand |  |  |  | 366.97 |  |  | Relax Interventions 50% | Afghanistan | AFG |  |  | FALSE
2021-09-19 | infections |  |  |  | 22379.66 |  |  | Relax Interventions 50% | Afghanistan | AFG |  |  | FALSE
2021-09-19 | hospital_incidence |  |  |  | 223.3 |  |  | Relax Interventions 50% | Afghanistan | AFG |  |  | FALSE
2021-09-19 | ICU_incidence |  |  |  | 81.12 |  |  | Relax Interventions 50% | Afghanistan | AFG |  |  | FALSE
2021-09-19 | cumulative_infections |  |  |  | 14622101.1 |  |  | Relax Interventions 50% | Afghanistan | AFG |  |  | FALSE
2021-09-20 | hospital_demand |  |  |  | 2256.92 |  |  | Additional 50% Reduction | Afghanistan | AFG |  |  | FALSE
2021-09-20 | ICU_demand |  |  |  | 365.17 |  |  | Additional 50% Reduction | Afghanistan | AFG |  |  | FALSE
2021-09-20 | infections |  |  |  | 22309.27 |  |  | Additional 50% Reduction | Afghanistan | AFG |  |  | FALSE
2021-09-20 | hospital_incidence |  |  |  | 220.39 |  |  | Additional 50% Reduction | Afghanistan | AFG |  |  | FALSE
2021-09-20 | ICU_incidence |  |  |  | 80.01 |  |  | Additional 50% Reduction | Afghanistan | AFG |  |  | FALSE
2021-09-20 | cumulative_infections |  |  |  | 14644410.3 |  |  | Additional 50% Reduction | Afghanistan | AFG |  |  | FALSE
2021-09-20 | hospital_demand |  |  |  | 2256.92 |  |  | Maintain Status Quo | Afghanistan | AFG |  |  | FALSE
2021-09-20 | ICU_demand |  |  |  | 365.17 |  |  | Maintain Status Quo | Afghanistan | AFG |  |  | FALSE
2021-09-20 | infections |  |  |  | 22309.27 |  |  | Maintain Status Quo | Afghanistan | AFG |  |  | FALSE
2021-09-20 | hospital_incidence |  |  |  | 220.39 |  |  | Maintain Status Quo | Afghanistan | AFG |  |  | FALSE
2021-09-20 | ICU_incidence |  |  |  | 80.01 |  |  | Maintain Status Quo | Afghanistan | AFG |  |  | FALSE
2021-09-20 | cumulative_infections |  |  |  | 14644410.3 |  |  | Maintain Status Quo | Afghanistan | AFG |  |  | FALSE
2021-09-20 | hospital_demand |  |  |  | 2256.92 |  |  | Relax Interventions 50% | Afghanistan | AFG |  |  | FALSE
2021-09-20 | ICU_demand |  |  |  | 365.17 |  |  | Relax Interventions 50% | Afghanistan | AFG |  |  | FALSE
2021-09-20 | infections |  |  |  | 22309.27 |  |  | Relax Interventions 50% | Afghanistan | AFG |  |  | FALSE
2021-09-20 | hospital_incidence |  |  |  | 220.39 |  |  | Relax Interventions 50% | Afghanistan | AFG |  |  | FALSE
2021-09-20 | ICU_incidence |  |  |  | 80.01 |  |  | Relax Interventions 50% | Afghanistan | AFG |  |  | FALSE
2021-09-20 | cumulative_infections |  |  |  | 14644410.3 |  |  | Relax Interventions 50% | Afghanistan | AFG |  |  | FALSE
2021-09-21 | hospital_demand |  |  |  | 2220.87 |  |  | Additional 50% Reduction | Afghanistan | AFG |  |  | FALSE
2021-09-21 | ICU_demand |  |  |  | 363.61 |  |  | Additional 50% Reduction | Afghanistan | AFG |  |  | FALSE
2021-09-21 | infections |  |  |  | 22224.73 |  |  | Additional 50% Reduction | Afghanistan | AFG |  |  | FALSE
2021-09-21 | hospital_incidence |  |  |  | 218.03 |  |  | Additional 50% Reduction | Afghanistan | AFG |  |  | FALSE
2021-09-21 | ICU_incidence |  |  |  | 79.1 |  |  | Additional 50% Reduction | Afghanistan | AFG |  |  | FALSE
2021-09-21 | cumulative_infections |  |  |  | 14666635.1 |  |  | Additional 50% Reduction | Afghanistan | AFG |  |  | FALSE
2021-09-21 | hospital_demand |  |  |  | 2220.87 |  |  | Maintain Status Quo | Afghanistan | AFG |  |  | FALSE
2021-09-21 | ICU_demand |  |  |  | 363.61 |  |  | Maintain Status Quo | Afghanistan | AFG |  |  | FALSE
2021-09-21 | infections |  |  |  | 22224.73 |  |  | Maintain Status Quo | Afghanistan | AFG |  |  | FALSE
2021-09-21 | hospital_incidence |  |  |  | 218.03 |  |  | Maintain Status Quo | Afghanistan | AFG |  |  | FALSE
2021-09-21 | ICU_incidence |  |  |  | 79.1 |  |  | Maintain Status Quo | Afghanistan | AFG |  |  | FALSE
2021-09-21 | cumulative_infections |  |  |  | 14666635.1 |  |  | Maintain Status Quo | Afghanistan | AFG |  |  | FALSE
2021-09-21 | hospital_demand |  |  |  | 2220.87 |  |  | Relax Interventions 50% | Afghanistan | AFG |  |  | FALSE
2021-09-21 | ICU_demand |  |  |  | 363.61 |  |  | Relax Interventions 50% | Afghanistan | AFG |  |  | FALSE
2021-09-21 | infections |  |  |  | 22224.73 |  |  | Relax Interventions 50% | Afghanistan | AFG |  |  | FALSE
2021-09-21 | hospital_incidence |  |  |  | 218.03 |  |  | Relax Interventions 50% | Afghanistan | AFG |  |  | FALSE
2021-09-21 | ICU_incidence |  |  |  | 79.1 |  |  | Relax Interventions 50% | Afghanistan | AFG |  |  | FALSE
2021-09-21 | cumulative_infections |  |  |  | 14666635.1 |  |  | Relax Interventions 50% | Afghanistan | AFG |  |  | FALSE
2021-09-22 | hospital_demand |  |  |  | 2186.87 |  |  | Additional 50% Reduction | Afghanistan | AFG |  |  | FALSE
2021-09-22 | ICU_demand |  |  |  | 362.27 |  |  | Additional 50% Reduction | Afghanistan | AFG |  |  | FALSE
2021-09-22 | infections |  |  |  | 22127.25 |  |  | Additional 50% Reduction | Afghanistan | AFG |  |  | FALSE
2021-09-22 | hospital_incidence |  |  |  | 216.13 |  |  | Additional 50% Reduction | Afghanistan | AFG |  |  | FALSE
2021-09-22 | ICU_incidence |  |  |  | 78.36 |  |  | Additional 50% Reduction | Afghanistan | AFG |  |  | FALSE
2021-09-22 | cumulative_infections |  |  |  | 14688762.3 |  |  | Additional 50% Reduction | Afghanistan | AFG |  |  | FALSE
2021-09-22 | hospital_demand |  |  |  | 2186.87 |  |  | Maintain Status Quo | Afghanistan | AFG |  |  | FALSE
2021-09-22 | ICU_demand |  |  |  | 362.27 |  |  | Maintain Status Quo | Afghanistan | AFG |  |  | FALSE
2021-09-22 | infections |  |  |  | 22127.25 |  |  | Maintain Status Quo | Afghanistan | AFG |  |  | FALSE
2021-09-22 | hospital_incidence |  |  |  | 216.13 |  |  | Maintain Status Quo | Afghanistan | AFG |  |  | FALSE
2021-09-22 | ICU_incidence |  |  |  | 78.36 |  |  | Maintain Status Quo | Afghanistan | AFG |  |  | FALSE
2021-09-22 | cumulative_infections |  |  |  | 14688762.3 |  |  | Maintain Status Quo | Afghanistan | AFG |  |  | FALSE
2021-09-22 | hospital_demand |  |  |  | 2186.87 |  |  | Relax Interventions 50% | Afghanistan | AFG |  |  | FALSE
2021-09-22 | ICU_demand |  |  |  | 362.27 |  |  | Relax Interventions 50% | Afghanistan | AFG |  |  | FALSE
2021-09-22 | infections |  |  |  | 22127.25 |  |  | Relax Interventions 50% | Afghanistan | AFG |  |  | FALSE
2021-09-22 | hospital_incidence |  |  |  | 216.13 |  |  | Relax Interventions 50% | Afghanistan | AFG |  |  | FALSE
2021-09-22 | ICU_incidence |  |  |  | 78.36 |  |  | Relax Interventions 50% | Afghanistan | AFG |  |  | FALSE
2021-09-22 | cumulative_infections |  |  |  | 14688762.3 |  |  | Relax Interventions 50% | Afghanistan | AFG |  |  | FALSE
2021-09-23 | hospital_demand |  |  |  | 2155.18 |  |  | Additional 50% Reduction | Afghanistan | AFG |  |  | FALSE
2021-09-23 | ICU_demand |  |  |  | 361.12 |  |  | Additional 50% Reduction | Afghanistan | AFG |  |  | FALSE
2021-09-23 | infections |  |  |  | 22021.11 |  |  | Additional 50% Reduction | Afghanistan | AFG |  |  | FALSE
2021-09-23 | hospital_incidence |  |  |  | 214.57 |  |  | Additional 50% Reduction | Afghanistan | AFG |  |  | FALSE
2021-09-23 | ICU_incidence |  |  |  | 77.75 |  |  | Additional 50% Reduction | Afghanistan | AFG |  |  | FALSE
2021-09-23 | cumulative_infections |  |  |  | 14710783.4 |  |  | Additional 50% Reduction | Afghanistan | AFG |  |  | FALSE
2021-09-23 | hospital_demand |  |  |  | 2155.18 |  |  | Maintain Status Quo | Afghanistan | AFG |  |  | FALSE
2021-09-23 | ICU_demand |  |  |  | 361.12 |  |  | Maintain Status Quo | Afghanistan | AFG |  |  | FALSE
2021-09-23 | infections |  |  |  | 22021.11 |  |  | Maintain Status Quo | Afghanistan | AFG |  |  | FALSE
2021-09-23 | hospital_incidence |  |  |  | 214.57 |  |  | Maintain Status Quo | Afghanistan | AFG |  |  | FALSE
2021-09-23 | ICU_incidence |  |  |  | 77.75 |  |  | Maintain Status Quo | Afghanistan | AFG |  |  | FALSE
2021-09-23 | cumulative_infections |  |  |  | 14710783.4 |  |  | Maintain Status Quo | Afghanistan | AFG |  |  | FALSE
2021-09-23 | hospital_demand |  |  |  | 2155.18 |  |  | Relax Interventions 50% | Afghanistan | AFG |  |  | FALSE
2021-09-23 | ICU_demand |  |  |  | 361.12 |  |  | Relax Interventions 50% | Afghanistan | AFG |  |  | FALSE
2021-09-23 | infections |  |  |  | 22021.11 |  |  | Relax Interventions 50% | Afghanistan | AFG |  |  | FALSE
2021-09-23 | hospital_incidence |  |  |  | 214.57 |  |  | Relax Interventions 50% | Afghanistan | AFG |  |  | FALSE
2021-09-23 | ICU_incidence |  |  |  | 77.75 |  |  | Relax Interventions 50% | Afghanistan | AFG |  |  | FALSE
2021-09-23 | cumulative_infections |  |  |  | 14710783.4 |  |  | Relax Interventions 50% | Afghanistan | AFG |  |  | FALSE
2021-09-24 | hospital_demand |  |  |  | 2125.89 |  |  | Additional 50% Reduction | Afghanistan | AFG |  |  | FALSE
2021-09-24 | ICU_demand |  |  |  | 360.13 |  |  | Additional 50% Reduction | Afghanistan | AFG |  |  | FALSE
2021-09-24 | infections |  |  |  | 21910.06 |  |  | Additional 50% Reduction | Afghanistan | AFG |  |  | FALSE
2021-09-24 | hospital_incidence |  |  |  | 213.24 |  |  | Additional 50% Reduction | Afghanistan | AFG |  |  | FALSE
2021-09-24 | ICU_incidence |  |  |  | 77.23 |  |  | Additional 50% Reduction | Afghanistan | AFG |  |  | FALSE
2021-09-24 | cumulative_infections |  |  |  | 14732693.5 |  |  | Additional 50% Reduction | Afghanistan | AFG |  |  | FALSE
2021-09-24 | hospital_demand |  |  |  | 2125.89 |  |  | Maintain Status Quo | Afghanistan | AFG |  |  | FALSE
2021-09-24 | ICU_demand |  |  |  | 360.13 |  |  | Maintain Status Quo | Afghanistan | AFG |  |  | FALSE
2021-09-24 | infections |  |  |  | 21910.06 |  |  | Maintain Status Quo | Afghanistan | AFG |  |  | FALSE
2021-09-24 | hospital_incidence |  |  |  | 213.24 |  |  | Maintain Status Quo | Afghanistan | AFG |  |  | FALSE
2021-09-24 | ICU_incidence |  |  |  | 77.23 |  |  | Maintain Status Quo | Afghanistan | AFG |  |  | FALSE
2021-09-24 | cumulative_infections |  |  |  | 14732693.5 |  |  | Maintain Status Quo | Afghanistan | AFG |  |  | FALSE
2021-09-24 | hospital_demand |  |  |  | 2125.89 |  |  | Relax Interventions 50% | Afghanistan | AFG |  |  | FALSE
2021-09-24 | ICU_demand |  |  |  | 360.13 |  |  | Relax Interventions 50% | Afghanistan | AFG |  |  | FALSE
2021-09-24 | infections |  |  |  | 21910.06 |  |  | Relax Interventions 50% | Afghanistan | AFG |  |  | FALSE
2021-09-24 | hospital_incidence |  |  |  | 213.24 |  |  | Relax Interventions 50% | Afghanistan | AFG |  |  | FALSE
2021-09-24 | ICU_incidence |  |  |  | 77.23 |  |  | Relax Interventions 50% | Afghanistan | AFG |  |  | FALSE
2021-09-24 | cumulative_infections |  |  |  | 14732693.5 |  |  | Relax Interventions 50% | Afghanistan | AFG |  |  | FALSE
2021-09-25 | hospital_demand |  |  |  | 2098.98 |  |  | Additional 50% Reduction | Afghanistan | AFG |  |  | FALSE
2021-09-25 | ICU_demand |  |  |  | 359.25 |  |  | Additional 50% Reduction | Afghanistan | AFG |  |  | FALSE
2021-09-25 | infections |  |  |  | 21796.57 |  |  | Additional 50% Reduction | Afghanistan | AFG |  |  | FALSE
2021-09-25 | hospital_incidence |  |  |  | 212.07 |  |  | Additional 50% Reduction | Afghanistan | AFG |  |  | FALSE
2021-09-25 | ICU_incidence |  |  |  | 76.77 |  |  | Additional 50% Reduction | Afghanistan | AFG |  |  | FALSE
2021-09-25 | cumulative_infections |  |  |  | 14754490.1 |  |  | Additional 50% Reduction | Afghanistan | AFG |  |  | FALSE
2021-09-25 | hospital_demand |  |  |  | 2098.98 |  |  | Maintain Status Quo | Afghanistan | AFG |  |  | FALSE
2021-09-25 | ICU_demand |  |  |  | 359.25 |  |  | Maintain Status Quo | Afghanistan | AFG |  |  | FALSE
2021-09-25 | infections |  |  |  | 21796.57 |  |  | Maintain Status Quo | Afghanistan | AFG |  |  | FALSE
2021-09-25 | hospital_incidence |  |  |  | 212.07 |  |  | Maintain Status Quo | Afghanistan | AFG |  |  | FALSE
2021-09-25 | ICU_incidence |  |  |  | 76.77 |  |  | Maintain Status Quo | Afghanistan | AFG |  |  | FALSE
2021-09-25 | cumulative_infections |  |  |  | 14754490.1 |  |  | Maintain Status Quo | Afghanistan | AFG |  |  | FALSE
2021-09-25 | hospital_demand |  |  |  | 2098.98 |  |  | Relax Interventions 50% | Afghanistan | AFG |  |  | FALSE
2021-09-25 | ICU_demand |  |  |  | 359.25 |  |  | Relax Interventions 50% | Afghanistan | AFG |  |  | FALSE
2021-09-25 | infections |  |  |  | 21796.57 |  |  | Relax Interventions 50% | Afghanistan | AFG |  |  | FALSE
2021-09-25 | hospital_incidence |  |  |  | 212.07 |  |  | Relax Interventions 50% | Afghanistan | AFG |  |  | FALSE
2021-09-25 | ICU_incidence |  |  |  | 76.77 |  |  | Relax Interventions 50% | Afghanistan | AFG |  |  | FALSE
2021-09-25 | cumulative_infections |  |  |  | 14754490.1 |  |  | Relax Interventions 50% | Afghanistan | AFG |  |  | FALSE
2021-09-26 | hospital_demand |  |  |  | 2074.35 |  |  | Additional 50% Reduction | Afghanistan | AFG |  |  | FALSE
2021-09-26 | ICU_demand |  |  |  | 358.47 |  |  | Additional 50% Reduction | Afghanistan | AFG |  |  | FALSE
2021-09-26 | infections |  |  |  | 21682.03 |  |  | Additional 50% Reduction | Afghanistan | AFG |  |  | FALSE
2021-09-26 | hospital_incidence |  |  |  | 211 |  |  | Additional 50% Reduction | Afghanistan | AFG |  |  | FALSE
2021-09-26 | ICU_incidence |  |  |  | 76.35 |  |  | Additional 50% Reduction | Afghanistan | AFG |  |  | FALSE
2021-09-26 | cumulative_infections |  |  |  | 14776172.1 |  |  | Additional 50% Reduction | Afghanistan | AFG |  |  | FALSE
2021-09-26 | hospital_demand |  |  |  | 2074.35 |  |  | Maintain Status Quo | Afghanistan | AFG |  |  | FALSE
2021-09-26 | ICU_demand |  |  |  | 358.47 |  |  | Maintain Status Quo | Afghanistan | AFG |  |  | FALSE
2021-09-26 | infections |  |  |  | 21682.03 |  |  | Maintain Status Quo | Afghanistan | AFG |  |  | FALSE
2021-09-26 | hospital_incidence |  |  |  | 211 |  |  | Maintain Status Quo | Afghanistan | AFG |  |  | FALSE
2021-09-26 | ICU_incidence |  |  |  | 76.35 |  |  | Maintain Status Quo | Afghanistan | AFG |  |  | FALSE
2021-09-26 | cumulative_infections |  |  |  | 14776172.1 |  |  | Maintain Status Quo | Afghanistan | AFG |  |  | FALSE
2021-09-26 | hospital_demand |  |  |  | 2074.35 |  |  | Relax Interventions 50% | Afghanistan | AFG |  |  | FALSE
2021-09-26 | ICU_demand |  |  |  | 358.47 |  |  | Relax Interventions 50% | Afghanistan | AFG |  |  | FALSE
2021-09-26 | infections |  |  |  | 21682.03 |  |  | Relax Interventions 50% | Afghanistan | AFG |  |  | FALSE
2021-09-26 | hospital_incidence |  |  |  | 211 |  |  | Relax Interventions 50% | Afghanistan | AFG |  |  | FALSE
2021-09-26 | ICU_incidence |  |  |  | 76.35 |  |  | Relax Interventions 50% | Afghanistan | AFG |  |  | FALSE
2021-09-26 | cumulative_infections |  |  |  | 14776172.1 |  |  | Relax Interventions 50% | Afghanistan | AFG |  |  | FALSE
2021-09-27 | hospital_demand |  |  |  | 2051.84 |  |  | Additional 50% Reduction | Afghanistan | AFG |  |  | FALSE
2021-09-27 | ICU_demand |  |  |  | 357.76 |  |  | Additional 50% Reduction | Afghanistan | AFG |  |  | FALSE
2021-09-27 | infections |  |  |  | 21567.13 |  |  | Additional 50% Reduction | Afghanistan | AFG |  |  | FALSE
2021-09-27 | hospital_incidence |  |  |  | 209.99 |  |  | Additional 50% Reduction | Afghanistan | AFG |  |  | FALSE
2021-09-27 | ICU_incidence |  |  |  | 75.96 |  |  | Additional 50% Reduction | Afghanistan | AFG |  |  | FALSE
2021-09-27 | cumulative_infections |  |  |  | 14797739.2 |  |  | Additional 50% Reduction | Afghanistan | AFG |  |  | FALSE
2021-09-27 | hospital_demand |  |  |  | 2051.84 |  |  | Maintain Status Quo | Afghanistan | AFG |  |  | FALSE
2021-09-27 | ICU_demand |  |  |  | 357.76 |  |  | Maintain Status Quo | Afghanistan | AFG |  |  | FALSE
2021-09-27 | infections |  |  |  | 21567.13 |  |  | Maintain Status Quo | Afghanistan | AFG |  |  | FALSE
2021-09-27 | hospital_incidence |  |  |  | 209.99 |  |  | Maintain Status Quo | Afghanistan | AFG |  |  | FALSE
2021-09-27 | ICU_incidence |  |  |  | 75.96 |  |  | Maintain Status Quo | Afghanistan | AFG |  |  | FALSE
2021-09-27 | cumulative_infections |  |  |  | 14797739.2 |  |  | Maintain Status Quo | Afghanistan | AFG |  |  | FALSE
2021-09-27 | hospital_demand |  |  |  | 2051.84 |  |  | Relax Interventions 50% | Afghanistan | AFG |  |  | FALSE
2021-09-27 | ICU_demand |  |  |  | 357.76 |  |  | Relax Interventions 50% | Afghanistan | AFG |  |  | FALSE
2021-09-27 | infections |  |  |  | 21567.13 |  |  | Relax Interventions 50% | Afghanistan | AFG |  |  | FALSE
2021-09-27 | hospital_incidence |  |  |  | 209.99 |  |  | Relax Interventions 50% | Afghanistan | AFG |  |  | FALSE
2021-09-27 | ICU_incidence |  |  |  | 75.96 |  |  | Relax Interventions 50% | Afghanistan | AFG |  |  | FALSE
2021-09-27 | cumulative_infections |  |  |  | 14797739.2 |  |  | Relax Interventions 50% | Afghanistan | AFG |  |  | FALSE
2021-09-28 | hospital_demand |  |  |  | 2031.27 |  |  | Additional 50% Reduction | Afghanistan | AFG |  |  | FALSE
2021-09-28 | ICU_demand |  |  |  | 357.1 |  |  | Additional 50% Reduction | Afghanistan | AFG |  |  | FALSE
2021-09-28 | infections |  |  |  | 21452.15 |  |  | Additional 50% Reduction | Afghanistan | AFG |  |  | FALSE
2021-09-28 | hospital_incidence |  |  |  | 209.03 |  |  | Additional 50% Reduction | Afghanistan | AFG |  |  | FALSE
2021-09-28 | ICU_incidence |  |  |  | 75.58 |  |  | Additional 50% Reduction | Afghanistan | AFG |  |  | FALSE
2021-09-28 | cumulative_infections |  |  |  | 14819191.4 |  |  | Additional 50% Reduction | Afghanistan | AFG |  |  | FALSE
2021-09-28 | hospital_demand |  |  |  | 2031.27 |  |  | Maintain Status Quo | Afghanistan | AFG |  |  | FALSE
2021-09-28 | ICU_demand |  |  |  | 357.1 |  |  | Maintain Status Quo | Afghanistan | AFG |  |  | FALSE
2021-09-28 | infections |  |  |  | 21452.15 |  |  | Maintain Status Quo | Afghanistan | AFG |  |  | FALSE
2021-09-28 | hospital_incidence |  |  |  | 209.03 |  |  | Maintain Status Quo | Afghanistan | AFG |  |  | FALSE
2021-09-28 | ICU_incidence |  |  |  | 75.58 |  |  | Maintain Status Quo | Afghanistan | AFG |  |  | FALSE
2021-09-28 | cumulative_infections |  |  |  | 14819191.4 |  |  | Maintain Status Quo | Afghanistan | AFG |  |  | FALSE
2021-09-28 | hospital_demand |  |  |  | 2031.27 |  |  | Relax Interventions 50% | Afghanistan | AFG |  |  | FALSE
2021-09-28 | ICU_demand |  |  |  | 357.1 |  |  | Relax Interventions 50% | Afghanistan | AFG |  |  | FALSE
2021-09-28 | infections |  |  |  | 21452.15 |  |  | Relax Interventions 50% | Afghanistan | AFG |  |  | FALSE
2021-09-28 | hospital_incidence |  |  |  | 209.03 |  |  | Relax Interventions 50% | Afghanistan | AFG |  |  | FALSE
2021-09-28 | ICU_incidence |  |  |  | 75.58 |  |  | Relax Interventions 50% | Afghanistan | AFG |  |  | FALSE
2021-09-28 | cumulative_infections |  |  |  | 14819191.4 |  |  | Relax Interventions 50% | Afghanistan | AFG |  |  | FALSE
2021-09-29 | hospital_demand |  |  |  | 2012.44 |  |  | Additional 50% Reduction | Afghanistan | AFG |  |  | FALSE
2021-09-29 | ICU_demand |  |  |  | 356.48 |  |  | Additional 50% Reduction | Afghanistan | AFG |  |  | FALSE
2021-09-29 | infections |  |  |  | 21337.21 |  |  | Additional 50% Reduction | Afghanistan | AFG |  |  | FALSE
2021-09-29 | hospital_incidence |  |  |  | 208.09 |  |  | Additional 50% Reduction | Afghanistan | AFG |  |  | FALSE
2021-09-29 | ICU_incidence |  |  |  | 75.21 |  |  | Additional 50% Reduction | Afghanistan | AFG |  |  | FALSE
2021-09-29 | cumulative_infections |  |  |  | 14840528.6 |  |  | Additional 50% Reduction | Afghanistan | AFG |  |  | FALSE
2021-09-29 | hospital_demand |  |  |  | 2012.44 |  |  | Maintain Status Quo | Afghanistan | AFG |  |  | FALSE
2021-09-29 | ICU_demand |  |  |  | 356.48 |  |  | Maintain Status Quo | Afghanistan | AFG |  |  | FALSE
2021-09-29 | infections |  |  |  | 21337.21 |  |  | Maintain Status Quo | Afghanistan | AFG |  |  | FALSE
2021-09-29 | hospital_incidence |  |  |  | 208.09 |  |  | Maintain Status Quo | Afghanistan | AFG |  |  | FALSE
2021-09-29 | ICU_incidence |  |  |  | 75.21 |  |  | Maintain Status Quo | Afghanistan | AFG |  |  | FALSE
2021-09-29 | cumulative_infections |  |  |  | 14840528.6 |  |  | Maintain Status Quo | Afghanistan | AFG |  |  | FALSE
2021-09-29 | hospital_demand |  |  |  | 2012.44 |  |  | Relax Interventions 50% | Afghanistan | AFG |  |  | FALSE
2021-09-29 | ICU_demand |  |  |  | 356.48 |  |  | Relax Interventions 50% | Afghanistan | AFG |  |  | FALSE
2021-09-29 | infections |  |  |  | 21337.21 |  |  | Relax Interventions 50% | Afghanistan | AFG |  |  | FALSE
2021-09-29 | hospital_incidence |  |  |  | 208.09 |  |  | Relax Interventions 50% | Afghanistan | AFG |  |  | FALSE
2021-09-29 | ICU_incidence |  |  |  | 75.21 |  |  | Relax Interventions 50% | Afghanistan | AFG |  |  | FALSE
2021-09-29 | cumulative_infections |  |  |  | 14840528.6 |  |  | Relax Interventions 50% | Afghanistan | AFG |  |  | FALSE
2021-09-30 | hospital_demand |  |  |  | 1995.15 |  |  | Additional 50% Reduction | Afghanistan | AFG |  |  | FALSE
2021-09-30 | ICU_demand |  |  |  | 355.89 |  |  | Additional 50% Reduction | Afghanistan | AFG |  |  | FALSE
2021-09-30 | infections |  |  |  | 21222.39 |  |  | Additional 50% Reduction | Afghanistan | AFG |  |  | FALSE
2021-09-30 | hospital_incidence |  |  |  | 207.17 |  |  | Additional 50% Reduction | Afghanistan | AFG |  |  | FALSE
2021-09-30 | ICU_incidence |  |  |  | 74.85 |  |  | Additional 50% Reduction | Afghanistan | AFG |  |  | FALSE
2021-09-30 | cumulative_infections |  |  |  | 14861751 |  |  | Additional 50% Reduction | Afghanistan | AFG |  |  | FALSE
2021-09-30 | hospital_demand |  |  |  | 1995.15 |  |  | Maintain Status Quo | Afghanistan | AFG |  |  | FALSE
2021-09-30 | ICU_demand |  |  |  | 355.89 |  |  | Maintain Status Quo | Afghanistan | AFG |  |  | FALSE
2021-09-30 | infections |  |  |  | 21222.39 |  |  | Maintain Status Quo | Afghanistan | AFG |  |  | FALSE
2021-09-30 | hospital_incidence |  |  |  | 207.17 |  |  | Maintain Status Quo | Afghanistan | AFG |  |  | FALSE
2021-09-30 | ICU_incidence |  |  |  | 74.85 |  |  | Maintain Status Quo | Afghanistan | AFG |  |  | FALSE
2021-09-30 | cumulative_infections |  |  |  | 14861751 |  |  | Maintain Status Quo | Afghanistan | AFG |  |  | FALSE
2021-09-30 | hospital_demand |  |  |  | 1995.15 |  |  | Relax Interventions 50% | Afghanistan | AFG |  |  | FALSE
2021-09-30 | ICU_demand |  |  |  | 355.89 |  |  | Relax Interventions 50% | Afghanistan | AFG |  |  | FALSE
2021-09-30 | infections |  |  |  | 21222.39 |  |  | Relax Interventions 50% | Afghanistan | AFG |  |  | FALSE
2021-09-30 | hospital_incidence |  |  |  | 207.17 |  |  | Relax Interventions 50% | Afghanistan | AFG |  |  | FALSE
2021-09-30 | ICU_incidence |  |  |  | 74.85 |  |  | Relax Interventions 50% | Afghanistan | AFG |  |  | FALSE
2021-09-30 | cumulative_infections |  |  |  | 14861751 |  |  | Relax Interventions 50% | Afghanistan | AFG |  |  | FALSE
2021-10-01 | hospital_demand |  |  |  | 1979.22 |  |  | Additional 50% Reduction | Afghanistan | AFG |  |  | FALSE
2021-10-01 | ICU_demand |  |  |  | 355.34 |  |  | Additional 50% Reduction | Afghanistan | AFG |  |  | FALSE
2021-10-01 | infections |  |  |  | 21150.41 |  |  | Additional 50% Reduction | Afghanistan | AFG |  |  | FALSE
2021-10-01 | hospital_incidence |  |  |  | 206.27 |  |  | Additional 50% Reduction | Afghanistan | AFG |  |  | FALSE
2021-10-01 | ICU_incidence |  |  |  | 74.5 |  |  | Additional 50% Reduction | Afghanistan | AFG |  |  | FALSE
2021-10-01 | cumulative_infections |  |  |  | 14882901.4 |  |  | Additional 50% Reduction | Afghanistan | AFG |  |  | FALSE
2021-10-01 | hospital_demand |  |  |  | 1979.22 |  |  | Maintain Status Quo | Afghanistan | AFG |  |  | FALSE
2021-10-01 | ICU_demand |  |  |  | 355.34 |  |  | Maintain Status Quo | Afghanistan | AFG |  |  | FALSE
2021-10-01 | infections |  |  |  | 21150.41 |  |  | Maintain Status Quo | Afghanistan | AFG |  |  | FALSE
2021-10-01 | hospital_incidence |  |  |  | 206.27 |  |  | Maintain Status Quo | Afghanistan | AFG |  |  | FALSE
2021-10-01 | ICU_incidence |  |  |  | 74.5 |  |  | Maintain Status Quo | Afghanistan | AFG |  |  | FALSE
2021-10-01 | cumulative_infections |  |  |  | 14882901.4 |  |  | Maintain Status Quo | Afghanistan | AFG |  |  | FALSE
2021-10-01 | hospital_demand |  |  |  | 1979.22 |  |  | Relax Interventions 50% | Afghanistan | AFG |  |  | FALSE
2021-10-01 | ICU_demand |  |  |  | 355.34 |  |  | Relax Interventions 50% | Afghanistan | AFG |  |  | FALSE
2021-10-01 | infections |  |  |  | 21150.41 |  |  | Relax Interventions 50% | Afghanistan | AFG |  |  | FALSE
2021-10-01 | hospital_incidence |  |  |  | 206.27 |  |  | Relax Interventions 50% | Afghanistan | AFG |  |  | FALSE
2021-10-01 | ICU_incidence |  |  |  | 74.5 |  |  | Relax Interventions 50% | Afghanistan | AFG |  |  | FALSE
2021-10-01 | cumulative_infections |  |  |  | 14882901.4 |  |  | Relax Interventions 50% | Afghanistan | AFG |  |  | FALSE
2021-10-02 | hospital_demand |  |  |  | 1964.5 |  |  | Additional 50% Reduction | Afghanistan | AFG |  |  | FALSE
2021-10-02 | ICU_demand |  |  |  | 354.81 |  |  | Additional 50% Reduction | Afghanistan | AFG |  |  | FALSE
2021-10-02 | infections |  |  |  | 21122.82 |  |  | Additional 50% Reduction | Afghanistan | AFG |  |  | FALSE
2021-10-02 | hospital_incidence |  |  |  | 205.43 |  |  | Additional 50% Reduction | Afghanistan | AFG |  |  | FALSE
2021-10-02 | ICU_incidence |  |  |  | 74.17 |  |  | Additional 50% Reduction | Afghanistan | AFG |  |  | FALSE
2021-10-02 | cumulative_infections |  |  |  | 14904024.2 |  |  | Additional 50% Reduction | Afghanistan | AFG |  |  | FALSE
2021-10-02 | hospital_demand |  |  |  | 1964.5 |  |  | Maintain Status Quo | Afghanistan | AFG |  |  | FALSE
2021-10-02 | ICU_demand |  |  |  | 354.81 |  |  | Maintain Status Quo | Afghanistan | AFG |  |  | FALSE
2021-10-02 | infections |  |  |  | 21122.82 |  |  | Maintain Status Quo | Afghanistan | AFG |  |  | FALSE
2021-10-02 | hospital_incidence |  |  |  | 205.43 |  |  | Maintain Status Quo | Afghanistan | AFG |  |  | FALSE
2021-10-02 | ICU_incidence |  |  |  | 74.17 |  |  | Maintain Status Quo | Afghanistan | AFG |  |  | FALSE
2021-10-02 | cumulative_infections |  |  |  | 14904024.2 |  |  | Maintain Status Quo | Afghanistan | AFG |  |  | FALSE
2021-10-02 | hospital_demand |  |  |  | 1964.5 |  |  | Relax Interventions 50% | Afghanistan | AFG |  |  | FALSE
2021-10-02 | ICU_demand |  |  |  | 354.81 |  |  | Relax Interventions 50% | Afghanistan | AFG |  |  | FALSE
2021-10-02 | infections |  |  |  | 21122.82 |  |  | Relax Interventions 50% | Afghanistan | AFG |  |  | FALSE
2021-10-02 | hospital_incidence |  |  |  | 205.43 |  |  | Relax Interventions 50% | Afghanistan | AFG |  |  | FALSE
2021-10-02 | ICU_incidence |  |  |  | 74.17 |  |  | Relax Interventions 50% | Afghanistan | AFG |  |  | FALSE
2021-10-02 | cumulative_infections |  |  |  | 14904024.2 |  |  | Relax Interventions 50% | Afghanistan | AFG |  |  | FALSE
2021-10-03 | hospital_demand |  |  |  | 1950.93 |  |  | Additional 50% Reduction | Afghanistan | AFG |  |  | FALSE
2021-10-03 | ICU_demand |  |  |  | 354.33 |  |  | Additional 50% Reduction | Afghanistan | AFG |  |  | FALSE
2021-10-03 | infections |  |  |  | 21106.59 |  |  | Additional 50% Reduction | Afghanistan | AFG |  |  | FALSE
2021-10-03 | hospital_incidence |  |  |  | 204.71 |  |  | Additional 50% Reduction | Afghanistan | AFG |  |  | FALSE
2021-10-03 | ICU_incidence |  |  |  | 73.89 |  |  | Additional 50% Reduction | Afghanistan | AFG |  |  | FALSE
2021-10-03 | cumulative_infections |  |  |  | 14925130.8 |  |  | Additional 50% Reduction | Afghanistan | AFG |  |  | FALSE
2021-10-03 | hospital_demand |  |  |  | 1950.93 |  |  | Maintain Status Quo | Afghanistan | AFG |  |  | FALSE
2021-10-03 | ICU_demand |  |  |  | 354.33 |  |  | Maintain Status Quo | Afghanistan | AFG |  |  | FALSE
2021-10-03 | infections |  |  |  | 21106.59 |  |  | Maintain Status Quo | Afghanistan | AFG |  |  | FALSE
2021-10-03 | hospital_incidence |  |  |  | 204.71 |  |  | Maintain Status Quo | Afghanistan | AFG |  |  | FALSE
2021-10-03 | ICU_incidence |  |  |  | 73.89 |  |  | Maintain Status Quo | Afghanistan | AFG |  |  | FALSE
2021-10-03 | cumulative_infections |  |  |  | 14925130.8 |  |  | Maintain Status Quo | Afghanistan | AFG |  |  | FALSE
2021-10-03 | hospital_demand |  |  |  | 1950.93 |  |  | Relax Interventions 50% | Afghanistan | AFG |  |  | FALSE
2021-10-03 | ICU_demand |  |  |  | 354.33 |  |  | Relax Interventions 50% | Afghanistan | AFG |  |  | FALSE
2021-10-03 | infections |  |  |  | 21106.59 |  |  | Relax Interventions 50% | Afghanistan | AFG |  |  | FALSE
2021-10-03 | hospital_incidence |  |  |  | 204.71 |  |  | Relax Interventions 50% | Afghanistan | AFG |  |  | FALSE
2021-10-03 | ICU_incidence |  |  |  | 73.89 |  |  | Relax Interventions 50% | Afghanistan | AFG |  |  | FALSE
2021-10-03 | cumulative_infections |  |  |  | 14925130.8 |  |  | Relax Interventions 50% | Afghanistan | AFG |  |  | FALSE
2021-10-04 | hospital_demand |  |  |  | 1938.5 |  |  | Additional 50% Reduction | Afghanistan | AFG |  |  | FALSE
2021-10-04 | ICU_demand |  |  |  | 353.91 |  |  | Additional 50% Reduction | Afghanistan | AFG |  |  | FALSE
2021-10-04 | infections |  |  |  | 21089.33 |  |  | Additional 50% Reduction | Afghanistan | AFG |  |  | FALSE
2021-10-04 | hospital_incidence |  |  |  | 204.15 |  |  | Additional 50% Reduction | Afghanistan | AFG |  |  | FALSE
2021-10-04 | ICU_incidence |  |  |  | 73.67 |  |  | Additional 50% Reduction | Afghanistan | AFG |  |  | FALSE
2021-10-04 | cumulative_infections |  |  |  | 14946220.1 |  |  | Additional 50% Reduction | Afghanistan | AFG |  |  | FALSE
2021-10-04 | hospital_demand |  |  |  | 1938.5 |  |  | Maintain Status Quo | Afghanistan | AFG |  |  | FALSE
2021-10-04 | ICU_demand |  |  |  | 353.91 |  |  | Maintain Status Quo | Afghanistan | AFG |  |  | FALSE
2021-10-04 | infections |  |  |  | 21089.33 |  |  | Maintain Status Quo | Afghanistan | AFG |  |  | FALSE
2021-10-04 | hospital_incidence |  |  |  | 204.15 |  |  | Maintain Status Quo | Afghanistan | AFG |  |  | FALSE
2021-10-04 | ICU_incidence |  |  |  | 73.67 |  |  | Maintain Status Quo | Afghanistan | AFG |  |  | FALSE
2021-10-04 | cumulative_infections |  |  |  | 14946220.1 |  |  | Maintain Status Quo | Afghanistan | AFG |  |  | FALSE
2021-10-04 | hospital_demand |  |  |  | 1938.5 |  |  | Relax Interventions 50% | Afghanistan | AFG |  |  | FALSE
2021-10-04 | ICU_demand |  |  |  | 353.91 |  |  | Relax Interventions 50% | Afghanistan | AFG |  |  | FALSE
2021-10-04 | infections |  |  |  | 21089.33 |  |  | Relax Interventions 50% | Afghanistan | AFG |  |  | FALSE
2021-10-04 | hospital_incidence |  |  |  | 204.15 |  |  | Relax Interventions 50% | Afghanistan | AFG |  |  | FALSE
2021-10-04 | ICU_incidence |  |  |  | 73.67 |  |  | Relax Interventions 50% | Afghanistan | AFG |  |  | FALSE
2021-10-04 | cumulative_infections |  |  |  | 14946220.1 |  |  | Relax Interventions 50% | Afghanistan | AFG |  |  | FALSE
2021-10-05 | hospital_demand |  |  |  | 1927.2 |  |  | Additional 50% Reduction | Afghanistan | AFG |  |  | FALSE
2021-10-05 | ICU_demand |  |  |  | 353.55 |  |  | Additional 50% Reduction | Afghanistan | AFG |  |  | FALSE
2021-10-05 | infections |  |  |  | 21067.95 |  |  | Additional 50% Reduction | Afghanistan | AFG |  |  | FALSE
2021-10-05 | hospital_incidence |  |  |  | 203.72 |  |  | Additional 50% Reduction | Afghanistan | AFG |  |  | FALSE
2021-10-05 | ICU_incidence |  |  |  | 73.49 |  |  | Additional 50% Reduction | Afghanistan | AFG |  |  | FALSE
2021-10-05 | cumulative_infections |  |  |  | 14967288.1 |  |  | Additional 50% Reduction | Afghanistan | AFG |  |  | FALSE
2021-10-05 | hospital_demand |  |  |  | 1927.2 |  |  | Maintain Status Quo | Afghanistan | AFG |  |  | FALSE
2021-10-05 | ICU_demand |  |  |  | 353.55 |  |  | Maintain Status Quo | Afghanistan | AFG |  |  | FALSE
2021-10-05 | infections |  |  |  | 21067.95 |  |  | Maintain Status Quo | Afghanistan | AFG |  |  | FALSE
2021-10-05 | hospital_incidence |  |  |  | 203.72 |  |  | Maintain Status Quo | Afghanistan | AFG |  |  | FALSE
2021-10-05 | ICU_incidence |  |  |  | 73.49 |  |  | Maintain Status Quo | Afghanistan | AFG |  |  | FALSE
2021-10-05 | cumulative_infections |  |  |  | 14967288.1 |  |  | Maintain Status Quo | Afghanistan | AFG |  |  | FALSE
2021-10-05 | hospital_demand |  |  |  | 1927.2 |  |  | Relax Interventions 50% | Afghanistan | AFG |  |  | FALSE
2021-10-05 | ICU_demand |  |  |  | 353.55 |  |  | Relax Interventions 50% | Afghanistan | AFG |  |  | FALSE
2021-10-05 | infections |  |  |  | 21067.95 |  |  | Relax Interventions 50% | Afghanistan | AFG |  |  | FALSE
2021-10-05 | hospital_incidence |  |  |  | 203.72 |  |  | Relax Interventions 50% | Afghanistan | AFG |  |  | FALSE
2021-10-05 | ICU_incidence |  |  |  | 73.49 |  |  | Relax Interventions 50% | Afghanistan | AFG |  |  | FALSE
2021-10-05 | cumulative_infections |  |  |  | 14967288.1 |  |  | Relax Interventions 50% | Afghanistan | AFG |  |  | FALSE
2021-10-06 | hospital_demand |  |  |  | 1917.02 |  |  | Additional 50% Reduction | Afghanistan | AFG |  |  | FALSE
2021-10-06 | ICU_demand |  |  |  | 353.26 |  |  | Additional 50% Reduction | Afghanistan | AFG |  |  | FALSE
2021-10-06 | infections |  |  |  | 21042.78 |  |  | Additional 50% Reduction | Afghanistan | AFG |  |  | FALSE
2021-10-06 | hospital_incidence |  |  |  | 203.4 |  |  | Additional 50% Reduction | Afghanistan | AFG |  |  | FALSE
2021-10-06 | ICU_incidence |  |  |  | 73.36 |  |  | Additional 50% Reduction | Afghanistan | AFG |  |  | FALSE
2021-10-06 | cumulative_infections |  |  |  | 14988330.8 |  |  | Additional 50% Reduction | Afghanistan | AFG |  |  | FALSE
2021-10-06 | hospital_demand |  |  |  | 1917.02 |  |  | Maintain Status Quo | Afghanistan | AFG |  |  | FALSE
2021-10-06 | ICU_demand |  |  |  | 353.26 |  |  | Maintain Status Quo | Afghanistan | AFG |  |  | FALSE
2021-10-06 | infections |  |  |  | 21042.78 |  |  | Maintain Status Quo | Afghanistan | AFG |  |  | FALSE
2021-10-06 | hospital_incidence |  |  |  | 203.4 |  |  | Maintain Status Quo | Afghanistan | AFG |  |  | FALSE
2021-10-06 | ICU_incidence |  |  |  | 73.36 |  |  | Maintain Status Quo | Afghanistan | AFG |  |  | FALSE
2021-10-06 | cumulative_infections |  |  |  | 14988330.8 |  |  | Maintain Status Quo | Afghanistan | AFG |  |  | FALSE
2021-10-06 | hospital_demand |  |  |  | 1917.02 |  |  | Relax Interventions 50% | Afghanistan | AFG |  |  | FALSE
2021-10-06 | ICU_demand |  |  |  | 353.26 |  |  | Relax Interventions 50% | Afghanistan | AFG |  |  | FALSE
2021-10-06 | infections |  |  |  | 21042.78 |  |  | Relax Interventions 50% | Afghanistan | AFG |  |  | FALSE
2021-10-06 | hospital_incidence |  |  |  | 203.4 |  |  | Relax Interventions 50% | Afghanistan | AFG |  |  | FALSE
2021-10-06 | ICU_incidence |  |  |  | 73.36 |  |  | Relax Interventions 50% | Afghanistan | AFG |  |  | FALSE
2021-10-06 | cumulative_infections |  |  |  | 14988330.8 |  |  | Relax Interventions 50% | Afghanistan | AFG |  |  | FALSE
2021-10-07 | hospital_demand |  |  |  | 1907.93 |  |  | Additional 50% Reduction | Afghanistan | AFG |  |  | FALSE
2021-10-07 | ICU_demand |  |  |  | 353.02 |  |  | Additional 50% Reduction | Afghanistan | AFG |  |  | FALSE
2021-10-07 | infections |  |  |  | 21014.93 |  |  | Additional 50% Reduction | Afghanistan | AFG |  |  | FALSE
2021-10-07 | hospital_incidence |  |  |  | 203.16 |  |  | Additional 50% Reduction | Afghanistan | AFG |  |  | FALSE
2021-10-07 | ICU_incidence |  |  |  | 73.26 |  |  | Additional 50% Reduction | Afghanistan | AFG |  |  | FALSE
2021-10-07 | cumulative_infections |  |  |  | 15009345.8 |  |  | Additional 50% Reduction | Afghanistan | AFG |  |  | FALSE
2021-10-07 | hospital_demand |  |  |  | 1907.93 |  |  | Maintain Status Quo | Afghanistan | AFG |  |  | FALSE
2021-10-07 | ICU_demand |  |  |  | 353.02 |  |  | Maintain Status Quo | Afghanistan | AFG |  |  | FALSE
2021-10-07 | infections |  |  |  | 21014.93 |  |  | Maintain Status Quo | Afghanistan | AFG |  |  | FALSE
2021-10-07 | hospital_incidence |  |  |  | 203.16 |  |  | Maintain Status Quo | Afghanistan | AFG |  |  | FALSE
2021-10-07 | ICU_incidence |  |  |  | 73.26 |  |  | Maintain Status Quo | Afghanistan | AFG |  |  | FALSE
2021-10-07 | cumulative_infections |  |  |  | 15009345.8 |  |  | Maintain Status Quo | Afghanistan | AFG |  |  | FALSE
2021-10-07 | hospital_demand |  |  |  | 1907.93 |  |  | Relax Interventions 50% | Afghanistan | AFG |  |  | FALSE
2021-10-07 | ICU_demand |  |  |  | 353.02 |  |  | Relax Interventions 50% | Afghanistan | AFG |  |  | FALSE
2021-10-07 | infections |  |  |  | 21014.93 |  |  | Relax Interventions 50% | Afghanistan | AFG |  |  | FALSE
2021-10-07 | hospital_incidence |  |  |  | 203.16 |  |  | Relax Interventions 50% | Afghanistan | AFG |  |  | FALSE
2021-10-07 | ICU_incidence |  |  |  | 73.26 |  |  | Relax Interventions 50% | Afghanistan | AFG |  |  | FALSE
2021-10-07 | cumulative_infections |  |  |  | 15009345.8 |  |  | Relax Interventions 50% | Afghanistan | AFG |  |  | FALSE
2021-10-08 | hospital_demand |  |  |  | 1899.86 |  |  | Additional 50% Reduction | Afghanistan | AFG |  |  | FALSE
2021-10-08 | ICU_demand |  |  |  | 352.82 |  |  | Additional 50% Reduction | Afghanistan | AFG |  |  | FALSE
2021-10-08 | infections |  |  |  | 20985.35 |  |  | Additional 50% Reduction | Afghanistan | AFG |  |  | FALSE
2021-10-08 | hospital_incidence |  |  |  | 202.97 |  |  | Additional 50% Reduction | Afghanistan | AFG |  |  | FALSE
2021-10-08 | ICU_incidence |  |  |  | 73.18 |  |  | Additional 50% Reduction | Afghanistan | AFG |  |  | FALSE
2021-10-08 | cumulative_infections |  |  |  | 15030331.1 |  |  | Additional 50% Reduction | Afghanistan | AFG |  |  | FALSE
2021-10-08 | hospital_demand |  |  |  | 1899.86 |  |  | Maintain Status Quo | Afghanistan | AFG |  |  | FALSE
2021-10-08 | ICU_demand |  |  |  | 352.82 |  |  | Maintain Status Quo | Afghanistan | AFG |  |  | FALSE
2021-10-08 | infections |  |  |  | 20985.35 |  |  | Maintain Status Quo | Afghanistan | AFG |  |  | FALSE
2021-10-08 | hospital_incidence |  |  |  | 202.97 |  |  | Maintain Status Quo | Afghanistan | AFG |  |  | FALSE
2021-10-08 | ICU_incidence |  |  |  | 73.18 |  |  | Maintain Status Quo | Afghanistan | AFG |  |  | FALSE
2021-10-08 | cumulative_infections |  |  |  | 15030331.1 |  |  | Maintain Status Quo | Afghanistan | AFG |  |  | FALSE
2021-10-08 | hospital_demand |  |  |  | 1899.86 |  |  | Relax Interventions 50% | Afghanistan | AFG |  |  | FALSE
2021-10-08 | ICU_demand |  |  |  | 352.82 |  |  | Relax Interventions 50% | Afghanistan | AFG |  |  | FALSE
2021-10-08 | infections |  |  |  | 20985.35 |  |  | Relax Interventions 50% | Afghanistan | AFG |  |  | FALSE
2021-10-08 | hospital_incidence |  |  |  | 202.97 |  |  | Relax Interventions 50% | Afghanistan | AFG |  |  | FALSE
2021-10-08 | ICU_incidence |  |  |  | 73.18 |  |  | Relax Interventions 50% | Afghanistan | AFG |  |  | FALSE
2021-10-08 | cumulative_infections |  |  |  | 15030331.1 |  |  | Relax Interventions 50% | Afghanistan | AFG |  |  | FALSE
2021-10-09 | hospital_demand |  |  |  | 1892.73 |  |  | Additional 50% Reduction | Afghanistan | AFG |  |  | FALSE
2021-10-09 | ICU_demand |  |  |  | 352.65 |  |  | Additional 50% Reduction | Afghanistan | AFG |  |  | FALSE
2021-10-09 | infections |  |  |  | 20954.68 |  |  | Additional 50% Reduction | Afghanistan | AFG |  |  | FALSE
2021-10-09 | hospital_incidence |  |  |  | 202.82 |  |  | Additional 50% Reduction | Afghanistan | AFG |  |  | FALSE
2021-10-09 | ICU_incidence |  |  |  | 73.11 |  |  | Additional 50% Reduction | Afghanistan | AFG |  |  | FALSE
2021-10-09 | cumulative_infections |  |  |  | 15051285.8 |  |  | Additional 50% Reduction | Afghanistan | AFG |  |  | FALSE
2021-10-09 | hospital_demand |  |  |  | 1892.73 |  |  | Maintain Status Quo | Afghanistan | AFG |  |  | FALSE
2021-10-09 | ICU_demand |  |  |  | 352.65 |  |  | Maintain Status Quo | Afghanistan | AFG |  |  | FALSE
2021-10-09 | infections |  |  |  | 20954.68 |  |  | Maintain Status Quo | Afghanistan | AFG |  |  | FALSE
2021-10-09 | hospital_incidence |  |  |  | 202.82 |  |  | Maintain Status Quo | Afghanistan | AFG |  |  | FALSE
2021-10-09 | ICU_incidence |  |  |  | 73.11 |  |  | Maintain Status Quo | Afghanistan | AFG |  |  | FALSE
2021-10-09 | cumulative_infections |  |  |  | 15051285.8 |  |  | Maintain Status Quo | Afghanistan | AFG |  |  | FALSE
2021-10-09 | hospital_demand |  |  |  | 1892.73 |  |  | Relax Interventions 50% | Afghanistan | AFG |  |  | FALSE
2021-10-09 | ICU_demand |  |  |  | 352.65 |  |  | Relax Interventions 50% | Afghanistan | AFG |  |  | FALSE
2021-10-09 | infections |  |  |  | 20954.68 |  |  | Relax Interventions 50% | Afghanistan | AFG |  |  | FALSE
2021-10-09 | hospital_incidence |  |  |  | 202.82 |  |  | Relax Interventions 50% | Afghanistan | AFG |  |  | FALSE
2021-10-09 | ICU_incidence |  |  |  | 73.11 |  |  | Relax Interventions 50% | Afghanistan | AFG |  |  | FALSE
2021-10-09 | cumulative_infections |  |  |  | 15051285.8 |  |  | Relax Interventions 50% | Afghanistan | AFG |  |  | FALSE
2021-10-10 | hospital_demand |  |  |  | 1886.46 |  |  | Additional 50% Reduction | Afghanistan | AFG |  |  | FALSE
2021-10-10 | ICU_demand |  |  |  | 352.51 |  |  | Additional 50% Reduction | Afghanistan | AFG |  |  | FALSE
2021-10-10 | infections |  |  |  | 20923.25 |  |  | Additional 50% Reduction | Afghanistan | AFG |  |  | FALSE
2021-10-10 | hospital_incidence |  |  |  | 202.69 |  |  | Additional 50% Reduction | Afghanistan | AFG |  |  | FALSE
2021-10-10 | ICU_incidence |  |  |  | 73.05 |  |  | Additional 50% Reduction | Afghanistan | AFG |  |  | FALSE
2021-10-10 | cumulative_infections |  |  |  | 15072209.1 |  |  | Additional 50% Reduction | Afghanistan | AFG |  |  | FALSE
2021-10-10 | hospital_demand |  |  |  | 1886.46 |  |  | Maintain Status Quo | Afghanistan | AFG |  |  | FALSE
2021-10-10 | ICU_demand |  |  |  | 352.51 |  |  | Maintain Status Quo | Afghanistan | AFG |  |  | FALSE
2021-10-10 | infections |  |  |  | 20923.25 |  |  | Maintain Status Quo | Afghanistan | AFG |  |  | FALSE
2021-10-10 | hospital_incidence |  |  |  | 202.69 |  |  | Maintain Status Quo | Afghanistan | AFG |  |  | FALSE
2021-10-10 | ICU_incidence |  |  |  | 73.05 |  |  | Maintain Status Quo | Afghanistan | AFG |  |  | FALSE
2021-10-10 | cumulative_infections |  |  |  | 15072209.1 |  |  | Maintain Status Quo | Afghanistan | AFG |  |  | FALSE
2021-10-10 | hospital_demand |  |  |  | 1886.46 |  |  | Relax Interventions 50% | Afghanistan | AFG |  |  | FALSE
2021-10-10 | ICU_demand |  |  |  | 352.51 |  |  | Relax Interventions 50% | Afghanistan | AFG |  |  | FALSE
2021-10-10 | infections |  |  |  | 20923.25 |  |  | Relax Interventions 50% | Afghanistan | AFG |  |  | FALSE
2021-10-10 | hospital_incidence |  |  |  | 202.69 |  |  | Relax Interventions 50% | Afghanistan | AFG |  |  | FALSE
2021-10-10 | ICU_incidence |  |  |  | 73.05 |  |  | Relax Interventions 50% | Afghanistan | AFG |  |  | FALSE
2021-10-10 | cumulative_infections |  |  |  | 15072209.1 |  |  | Relax Interventions 50% | Afghanistan | AFG |  |  | FALSE
2021-10-11 | hospital_demand |  |  |  | 1880.94 |  |  | Additional 50% Reduction | Afghanistan | AFG |  |  | FALSE
2021-10-11 | ICU_demand |  |  |  | 352.38 |  |  | Additional 50% Reduction | Afghanistan | AFG |  |  | FALSE
2021-10-11 | infections |  |  |  | 20891.17 |  |  | Additional 50% Reduction | Afghanistan | AFG |  |  | FALSE
2021-10-11 | hospital_incidence |  |  |  | 202.56 |  |  | Additional 50% Reduction | Afghanistan | AFG |  |  | FALSE
2021-10-11 | ICU_incidence |  |  |  | 72.99 |  |  | Additional 50% Reduction | Afghanistan | AFG |  |  | FALSE
2021-10-11 | cumulative_infections |  |  |  | 15093100.2 |  |  | Additional 50% Reduction | Afghanistan | AFG |  |  | FALSE
2021-10-11 | hospital_demand |  |  |  | 1880.94 |  |  | Maintain Status Quo | Afghanistan | AFG |  |  | FALSE
2021-10-11 | ICU_demand |  |  |  | 352.38 |  |  | Maintain Status Quo | Afghanistan | AFG |  |  | FALSE
2021-10-11 | infections |  |  |  | 20891.17 |  |  | Maintain Status Quo | Afghanistan | AFG |  |  | FALSE
2021-10-11 | hospital_incidence |  |  |  | 202.56 |  |  | Maintain Status Quo | Afghanistan | AFG |  |  | FALSE
2021-10-11 | ICU_incidence |  |  |  | 72.99 |  |  | Maintain Status Quo | Afghanistan | AFG |  |  | FALSE
2021-10-11 | cumulative_infections |  |  |  | 15093100.2 |  |  | Maintain Status Quo | Afghanistan | AFG |  |  | FALSE
2021-10-11 | hospital_demand |  |  |  | 1880.94 |  |  | Relax Interventions 50% | Afghanistan | AFG |  |  | FALSE
2021-10-11 | ICU_demand |  |  |  | 352.38 |  |  | Relax Interventions 50% | Afghanistan | AFG |  |  | FALSE
2021-10-11 | infections |  |  |  | 20891.17 |  |  | Relax Interventions 50% | Afghanistan | AFG |  |  | FALSE
2021-10-11 | hospital_incidence |  |  |  | 202.56 |  |  | Relax Interventions 50% | Afghanistan | AFG |  |  | FALSE
2021-10-11 | ICU_incidence |  |  |  | 72.99 |  |  | Relax Interventions 50% | Afghanistan | AFG |  |  | FALSE
2021-10-11 | cumulative_infections |  |  |  | 15093100.2 |  |  | Relax Interventions 50% | Afghanistan | AFG |  |  | FALSE
2021-10-12 | hospital_demand |  |  |  | 1876.09 |  |  | Additional 50% Reduction | Afghanistan | AFG |  |  | FALSE
2021-10-12 | ICU_demand |  |  |  | 352.26 |  |  | Additional 50% Reduction | Afghanistan | AFG |  |  | FALSE
2021-10-12 | infections |  |  |  | 20858.51 |  |  | Additional 50% Reduction | Afghanistan | AFG |  |  | FALSE
2021-10-12 | hospital_incidence |  |  |  | 202.44 |  |  | Additional 50% Reduction | Afghanistan | AFG |  |  | FALSE
2021-10-12 | ICU_incidence |  |  |  | 72.93 |  |  | Additional 50% Reduction | Afghanistan | AFG |  |  | FALSE
2021-10-12 | cumulative_infections |  |  |  | 15113958.7 |  |  | Additional 50% Reduction | Afghanistan | AFG |  |  | FALSE
2021-10-12 | hospital_demand |  |  |  | 1876.09 |  |  | Maintain Status Quo | Afghanistan | AFG |  |  | FALSE
2021-10-12 | ICU_demand |  |  |  | 352.26 |  |  | Maintain Status Quo | Afghanistan | AFG |  |  | FALSE
2021-10-12 | infections |  |  |  | 20858.51 |  |  | Maintain Status Quo | Afghanistan | AFG |  |  | FALSE
2021-10-12 | hospital_incidence |  |  |  | 202.44 |  |  | Maintain Status Quo | Afghanistan | AFG |  |  | FALSE
2021-10-12 | ICU_incidence |  |  |  | 72.93 |  |  | Maintain Status Quo | Afghanistan | AFG |  |  | FALSE
2021-10-12 | cumulative_infections |  |  |  | 15113958.7 |  |  | Maintain Status Quo | Afghanistan | AFG |  |  | FALSE
2021-10-12 | hospital_demand |  |  |  | 1876.09 |  |  | Relax Interventions 50% | Afghanistan | AFG |  |  | FALSE
2021-10-12 | ICU_demand |  |  |  | 352.26 |  |  | Relax Interventions 50% | Afghanistan | AFG |  |  | FALSE
2021-10-12 | infections |  |  |  | 20858.51 |  |  | Relax Interventions 50% | Afghanistan | AFG |  |  | FALSE
2021-10-12 | hospital_incidence |  |  |  | 202.44 |  |  | Relax Interventions 50% | Afghanistan | AFG |  |  | FALSE
2021-10-12 | ICU_incidence |  |  |  | 72.93 |  |  | Relax Interventions 50% | Afghanistan | AFG |  |  | FALSE
2021-10-12 | cumulative_infections |  |  |  | 15113958.7 |  |  | Relax Interventions 50% | Afghanistan | AFG |  |  | FALSE
2021-10-13 | hospital_demand |  |  |  | 1871.82 |  |  | Additional 50% Reduction | Afghanistan | AFG |  |  | FALSE
2021-10-13 | ICU_demand |  |  |  | 352.16 |  |  | Additional 50% Reduction | Afghanistan | AFG |  |  | FALSE
2021-10-13 | infections |  |  |  | 20825.22 |  |  | Additional 50% Reduction | Afghanistan | AFG |  |  | FALSE
2021-10-13 | hospital_incidence |  |  |  | 202.31 |  |  | Additional 50% Reduction | Afghanistan | AFG |  |  | FALSE
2021-10-13 | ICU_incidence |  |  |  | 72.87 |  |  | Additional 50% Reduction | Afghanistan | AFG |  |  | FALSE
2021-10-13 | cumulative_infections |  |  |  | 15134784 |  |  | Additional 50% Reduction | Afghanistan | AFG |  |  | FALSE
2021-10-13 | hospital_demand |  |  |  | 1871.82 |  |  | Maintain Status Quo | Afghanistan | AFG |  |  | FALSE
2021-10-13 | ICU_demand |  |  |  | 352.16 |  |  | Maintain Status Quo | Afghanistan | AFG |  |  | FALSE
2021-10-13 | infections |  |  |  | 20825.22 |  |  | Maintain Status Quo | Afghanistan | AFG |  |  | FALSE
2021-10-13 | hospital_incidence |  |  |  | 202.31 |  |  | Maintain Status Quo | Afghanistan | AFG |  |  | FALSE
2021-10-13 | ICU_incidence |  |  |  | 72.87 |  |  | Maintain Status Quo | Afghanistan | AFG |  |  | FALSE
2021-10-13 | cumulative_infections |  |  |  | 15134784 |  |  | Maintain Status Quo | Afghanistan | AFG |  |  | FALSE
2021-10-13 | hospital_demand |  |  |  | 1871.82 |  |  | Relax Interventions 50% | Afghanistan | AFG |  |  | FALSE
2021-10-13 | ICU_demand |  |  |  | 352.16 |  |  | Relax Interventions 50% | Afghanistan | AFG |  |  | FALSE
2021-10-13 | infections |  |  |  | 20825.22 |  |  | Relax Interventions 50% | Afghanistan | AFG |  |  | FALSE
2021-10-13 | hospital_incidence |  |  |  | 202.31 |  |  | Relax Interventions 50% | Afghanistan | AFG |  |  | FALSE
2021-10-13 | ICU_incidence |  |  |  | 72.87 |  |  | Relax Interventions 50% | Afghanistan | AFG |  |  | FALSE
2021-10-13 | cumulative_infections |  |  |  | 15134784 |  |  | Relax Interventions 50% | Afghanistan | AFG |  |  | FALSE
2021-10-14 | hospital_demand |  |  |  | 1868.04 |  |  | Additional 50% Reduction | Afghanistan | AFG |  |  | FALSE
2021-10-14 | ICU_demand |  |  |  | 352.05 |  |  | Additional 50% Reduction | Afghanistan | AFG |  |  | FALSE
2021-10-14 | infections |  |  |  | 20791.28 |  |  | Additional 50% Reduction | Afghanistan | AFG |  |  | FALSE
2021-10-14 | hospital_incidence |  |  |  | 202.19 |  |  | Additional 50% Reduction | Afghanistan | AFG |  |  | FALSE
2021-10-14 | ICU_incidence |  |  |  | 72.82 |  |  | Additional 50% Reduction | Afghanistan | AFG |  |  | FALSE
2021-10-14 | cumulative_infections |  |  |  | 15155575.2 |  |  | Additional 50% Reduction | Afghanistan | AFG |  |  | FALSE
2021-10-14 | hospital_demand |  |  |  | 1868.04 |  |  | Maintain Status Quo | Afghanistan | AFG |  |  | FALSE
2021-10-14 | ICU_demand |  |  |  | 352.05 |  |  | Maintain Status Quo | Afghanistan | AFG |  |  | FALSE
2021-10-14 | infections |  |  |  | 20791.28 |  |  | Maintain Status Quo | Afghanistan | AFG |  |  | FALSE
2021-10-14 | hospital_incidence |  |  |  | 202.19 |  |  | Maintain Status Quo | Afghanistan | AFG |  |  | FALSE
2021-10-14 | ICU_incidence |  |  |  | 72.82 |  |  | Maintain Status Quo | Afghanistan | AFG |  |  | FALSE
2021-10-14 | cumulative_infections |  |  |  | 15155575.2 |  |  | Maintain Status Quo | Afghanistan | AFG |  |  | FALSE
2021-10-14 | hospital_demand |  |  |  | 1868.04 |  |  | Relax Interventions 50% | Afghanistan | AFG |  |  | FALSE
2021-10-14 | ICU_demand |  |  |  | 352.05 |  |  | Relax Interventions 50% | Afghanistan | AFG |  |  | FALSE
2021-10-14 | infections |  |  |  | 20791.28 |  |  | Relax Interventions 50% | Afghanistan | AFG |  |  | FALSE
2021-10-14 | hospital_incidence |  |  |  | 202.19 |  |  | Relax Interventions 50% | Afghanistan | AFG |  |  | FALSE
2021-10-14 | ICU_incidence |  |  |  | 72.82 |  |  | Relax Interventions 50% | Afghanistan | AFG |  |  | FALSE
2021-10-14 | cumulative_infections |  |  |  | 15155575.2 |  |  | Relax Interventions 50% | Afghanistan | AFG |  |  | FALSE
2021-10-15 | hospital_demand |  |  |  | 1864.66 |  |  | Additional 50% Reduction | Afghanistan | AFG |  |  | FALSE
2021-10-15 | ICU_demand |  |  |  | 351.95 |  |  | Additional 50% Reduction | Afghanistan | AFG |  |  | FALSE
2021-10-15 | infections |  |  |  | 20684.75 |  |  | Additional 50% Reduction | Afghanistan | AFG |  |  | FALSE
2021-10-15 | hospital_incidence |  |  |  | 202.04 |  |  | Additional 50% Reduction | Afghanistan | AFG |  |  | FALSE
2021-10-15 | ICU_incidence |  |  |  | 72.75 |  |  | Additional 50% Reduction | Afghanistan | AFG |  |  | FALSE
2021-10-15 | cumulative_infections |  |  |  | 15176260 |  |  | Additional 50% Reduction | Afghanistan | AFG |  |  | FALSE
2021-10-15 | hospital_demand |  |  |  | 1864.66 |  |  | Maintain Status Quo | Afghanistan | AFG |  |  | FALSE
2021-10-15 | ICU_demand |  |  |  | 351.95 |  |  | Maintain Status Quo | Afghanistan | AFG |  |  | FALSE
2021-10-15 | infections |  |  |  | 20684.75 |  |  | Maintain Status Quo | Afghanistan | AFG |  |  | FALSE
2021-10-15 | hospital_incidence |  |  |  | 202.04 |  |  | Maintain Status Quo | Afghanistan | AFG |  |  | FALSE
2021-10-15 | ICU_incidence |  |  |  | 72.75 |  |  | Maintain Status Quo | Afghanistan | AFG |  |  | FALSE
2021-10-15 | cumulative_infections |  |  |  | 15176260 |  |  | Maintain Status Quo | Afghanistan | AFG |  |  | FALSE
2021-10-15 | hospital_demand |  |  |  | 1864.66 |  |  | Relax Interventions 50% | Afghanistan | AFG |  |  | FALSE
2021-10-15 | ICU_demand |  |  |  | 351.95 |  |  | Relax Interventions 50% | Afghanistan | AFG |  |  | FALSE
2021-10-15 | infections |  |  |  | 20684.75 |  |  | Relax Interventions 50% | Afghanistan | AFG |  |  | FALSE
2021-10-15 | hospital_incidence |  |  |  | 202.04 |  |  | Relax Interventions 50% | Afghanistan | AFG |  |  | FALSE
2021-10-15 | ICU_incidence |  |  |  | 72.75 |  |  | Relax Interventions 50% | Afghanistan | AFG |  |  | FALSE
2021-10-15 | cumulative_infections |  |  |  | 15176260 |  |  | Relax Interventions 50% | Afghanistan | AFG |  |  | FALSE
2021-10-16 | hospital_demand |  |  |  | 1861.59 |  |  | Additional 50% Reduction | Afghanistan | AFG |  |  | FALSE
2021-10-16 | ICU_demand |  |  |  | 351.84 |  |  | Additional 50% Reduction | Afghanistan | AFG |  |  | FALSE
2021-10-16 | infections |  |  |  | 20501.54 |  |  | Additional 50% Reduction | Afghanistan | AFG |  |  | FALSE
2021-10-16 | hospital_incidence |  |  |  | 201.79 |  |  | Additional 50% Reduction | Afghanistan | AFG |  |  | FALSE
2021-10-16 | ICU_incidence |  |  |  | 72.65 |  |  | Additional 50% Reduction | Afghanistan | AFG |  |  | FALSE
2021-10-16 | cumulative_infections |  |  |  | 15196761.5 |  |  | Additional 50% Reduction | Afghanistan | AFG |  |  | FALSE
2021-10-16 | hospital_demand |  |  |  | 1861.59 |  |  | Maintain Status Quo | Afghanistan | AFG |  |  | FALSE
2021-10-16 | ICU_demand |  |  |  | 351.84 |  |  | Maintain Status Quo | Afghanistan | AFG |  |  | FALSE
2021-10-16 | infections |  |  |  | 20501.54 |  |  | Maintain Status Quo | Afghanistan | AFG |  |  | FALSE
2021-10-16 | hospital_incidence |  |  |  | 201.79 |  |  | Maintain Status Quo | Afghanistan | AFG |  |  | FALSE
2021-10-16 | ICU_incidence |  |  |  | 72.65 |  |  | Maintain Status Quo | Afghanistan | AFG |  |  | FALSE
2021-10-16 | cumulative_infections |  |  |  | 15196761.5 |  |  | Maintain Status Quo | Afghanistan | AFG |  |  | FALSE
2021-10-16 | hospital_demand |  |  |  | 1861.59 |  |  | Relax Interventions 50% | Afghanistan | AFG |  |  | FALSE
2021-10-16 | ICU_demand |  |  |  | 351.84 |  |  | Relax Interventions 50% | Afghanistan | AFG |  |  | FALSE
2021-10-16 | infections |  |  |  | 20501.54 |  |  | Relax Interventions 50% | Afghanistan | AFG |  |  | FALSE
2021-10-16 | hospital_incidence |  |  |  | 201.79 |  |  | Relax Interventions 50% | Afghanistan | AFG |  |  | FALSE
2021-10-16 | ICU_incidence |  |  |  | 72.65 |  |  | Relax Interventions 50% | Afghanistan | AFG |  |  | FALSE
2021-10-16 | cumulative_infections |  |  |  | 15196761.5 |  |  | Relax Interventions 50% | Afghanistan | AFG |  |  | FALSE
2021-10-17 | hospital_demand |  |  |  | 1858.59 |  |  | Additional 50% Reduction | Afghanistan | AFG |  |  | FALSE
2021-10-17 | ICU_demand |  |  |  | 351.68 |  |  | Additional 50% Reduction | Afghanistan | AFG |  |  | FALSE
2021-10-17 | infections |  |  |  | 20298.06 |  |  | Additional 50% Reduction | Afghanistan | AFG |  |  | FALSE
2021-10-17 | hospital_incidence |  |  |  | 201.31 |  |  | Additional 50% Reduction | Afghanistan | AFG |  |  | FALSE
2021-10-17 | ICU_incidence |  |  |  | 72.46 |  |  | Additional 50% Reduction | Afghanistan | AFG |  |  | FALSE
2021-10-17 | cumulative_infections |  |  |  | 15217059.6 |  |  | Additional 50% Reduction | Afghanistan | AFG |  |  | FALSE
2021-10-17 | hospital_demand |  |  |  | 1858.59 |  |  | Maintain Status Quo | Afghanistan | AFG |  |  | FALSE
2021-10-17 | ICU_demand |  |  |  | 351.68 |  |  | Maintain Status Quo | Afghanistan | AFG |  |  | FALSE
2021-10-17 | infections |  |  |  | 20298.06 |  |  | Maintain Status Quo | Afghanistan | AFG |  |  | FALSE
2021-10-17 | hospital_incidence |  |  |  | 201.31 |  |  | Maintain Status Quo | Afghanistan | AFG |  |  | FALSE
2021-10-17 | ICU_incidence |  |  |  | 72.46 |  |  | Maintain Status Quo | Afghanistan | AFG |  |  | FALSE
2021-10-17 | cumulative_infections |  |  |  | 15217059.6 |  |  | Maintain Status Quo | Afghanistan | AFG |  |  | FALSE
2021-10-17 | hospital_demand |  |  |  | 1858.59 |  |  | Relax Interventions 50% | Afghanistan | AFG |  |  | FALSE
2021-10-17 | ICU_demand |  |  |  | 351.68 |  |  | Relax Interventions 50% | Afghanistan | AFG |  |  | FALSE
2021-10-17 | infections |  |  |  | 20298.06 |  |  | Relax Interventions 50% | Afghanistan | AFG |  |  | FALSE
2021-10-17 | hospital_incidence |  |  |  | 201.31 |  |  | Relax Interventions 50% | Afghanistan | AFG |  |  | FALSE
2021-10-17 | ICU_incidence |  |  |  | 72.46 |  |  | Relax Interventions 50% | Afghanistan | AFG |  |  | FALSE
2021-10-17 | cumulative_infections |  |  |  | 15217059.6 |  |  | Relax Interventions 50% | Afghanistan | AFG |  |  | FALSE
2021-10-18 | hospital_demand |  |  |  | 1855.38 |  |  | Additional 50% Reduction | Afghanistan | AFG |  |  | FALSE
2021-10-18 | ICU_demand |  |  |  | 351.43 |  |  | Additional 50% Reduction | Afghanistan | AFG |  |  | FALSE
2021-10-18 | infections |  |  |  | 20095.74 |  |  | Additional 50% Reduction | Afghanistan | AFG |  |  | FALSE
2021-10-18 | hospital_incidence |  |  |  | 200.58 |  |  | Additional 50% Reduction | Afghanistan | AFG |  |  | FALSE
2021-10-18 | ICU_incidence |  |  |  | 72.18 |  |  | Additional 50% Reduction | Afghanistan | AFG |  |  | FALSE
2021-10-18 | cumulative_infections |  |  |  | 15237155.3 |  |  | Additional 50% Reduction | Afghanistan | AFG |  |  | FALSE
2021-10-18 | hospital_demand |  |  |  | 1855.38 |  |  | Maintain Status Quo | Afghanistan | AFG |  |  | FALSE
2021-10-18 | ICU_demand |  |  |  | 351.43 |  |  | Maintain Status Quo | Afghanistan | AFG |  |  | FALSE
2021-10-18 | infections |  |  |  | 20095.74 |  |  | Maintain Status Quo | Afghanistan | AFG |  |  | FALSE
2021-10-18 | hospital_incidence |  |  |  | 200.58 |  |  | Maintain Status Quo | Afghanistan | AFG |  |  | FALSE
2021-10-18 | ICU_incidence |  |  |  | 72.18 |  |  | Maintain Status Quo | Afghanistan | AFG |  |  | FALSE
2021-10-18 | cumulative_infections |  |  |  | 15237155.3 |  |  | Maintain Status Quo | Afghanistan | AFG |  |  | FALSE
2021-10-18 | hospital_demand |  |  |  | 1855.38 |  |  | Relax Interventions 50% | Afghanistan | AFG |  |  | FALSE
2021-10-18 | ICU_demand |  |  |  | 351.43 |  |  | Relax Interventions 50% | Afghanistan | AFG |  |  | FALSE
2021-10-18 | infections |  |  |  | 20095.74 |  |  | Relax Interventions 50% | Afghanistan | AFG |  |  | FALSE
2021-10-18 | hospital_incidence |  |  |  | 200.58 |  |  | Relax Interventions 50% | Afghanistan | AFG |  |  | FALSE
2021-10-18 | ICU_incidence |  |  |  | 72.18 |  |  | Relax Interventions 50% | Afghanistan | AFG |  |  | FALSE
2021-10-18 | cumulative_infections |  |  |  | 15237155.3 |  |  | Relax Interventions 50% | Afghanistan | AFG |  |  | FALSE
2021-10-19 | hospital_demand |  |  |  | 1851.7 |  |  | Additional 50% Reduction | Afghanistan | AFG |  |  | FALSE
2021-10-19 | ICU_demand |  |  |  | 351.08 |  |  | Additional 50% Reduction | Afghanistan | AFG |  |  | FALSE
2021-10-19 | infections |  |  |  | 19900.15 |  |  | Additional 50% Reduction | Afghanistan | AFG |  |  | FALSE
2021-10-19 | hospital_incidence |  |  |  | 199.6 |  |  | Additional 50% Reduction | Afghanistan | AFG |  |  | FALSE
2021-10-19 | ICU_incidence |  |  |  | 71.81 |  |  | Additional 50% Reduction | Afghanistan | AFG |  |  | FALSE
2021-10-19 | cumulative_infections |  |  |  | 15257055.5 |  |  | Additional 50% Reduction | Afghanistan | AFG |  |  | FALSE
2021-10-19 | hospital_demand |  |  |  | 1851.7 |  |  | Maintain Status Quo | Afghanistan | AFG |  |  | FALSE
2021-10-19 | ICU_demand |  |  |  | 351.08 |  |  | Maintain Status Quo | Afghanistan | AFG |  |  | FALSE
2021-10-19 | infections |  |  |  | 19900.15 |  |  | Maintain Status Quo | Afghanistan | AFG |  |  | FALSE
2021-10-19 | hospital_incidence |  |  |  | 199.6 |  |  | Maintain Status Quo | Afghanistan | AFG |  |  | FALSE
2021-10-19 | ICU_incidence |  |  |  | 71.81 |  |  | Maintain Status Quo | Afghanistan | AFG |  |  | FALSE
2021-10-19 | cumulative_infections |  |  |  | 15257055.5 |  |  | Maintain Status Quo | Afghanistan | AFG |  |  | FALSE
2021-10-19 | hospital_demand |  |  |  | 1851.7 |  |  | Relax Interventions 50% | Afghanistan | AFG |  |  | FALSE
2021-10-19 | ICU_demand |  |  |  | 351.08 |  |  | Relax Interventions 50% | Afghanistan | AFG |  |  | FALSE
2021-10-19 | infections |  |  |  | 19900.15 |  |  | Relax Interventions 50% | Afghanistan | AFG |  |  | FALSE
2021-10-19 | hospital_incidence |  |  |  | 199.6 |  |  | Relax Interventions 50% | Afghanistan | AFG |  |  | FALSE
2021-10-19 | ICU_incidence |  |  |  | 71.81 |  |  | Relax Interventions 50% | Afghanistan | AFG |  |  | FALSE
2021-10-19 | cumulative_infections |  |  |  | 15257055.5 |  |  | Relax Interventions 50% | Afghanistan | AFG |  |  | FALSE
2021-10-20 | hospital_demand |  |  |  | 1847.33 |  |  | Additional 50% Reduction | Afghanistan | AFG |  |  | FALSE
2021-10-20 | ICU_demand |  |  |  | 350.64 |  |  | Additional 50% Reduction | Afghanistan | AFG |  |  | FALSE
2021-10-20 | infections |  |  |  | 19710.91 |  |  | Additional 50% Reduction | Afghanistan | AFG |  |  | FALSE
2021-10-20 | hospital_incidence |  |  |  | 198.41 |  |  | Additional 50% Reduction | Afghanistan | AFG |  |  | FALSE
2021-10-20 | ICU_incidence |  |  |  | 71.36 |  |  | Additional 50% Reduction | Afghanistan | AFG |  |  | FALSE
2021-10-20 | cumulative_infections |  |  |  | 15276766.4 |  |  | Additional 50% Reduction | Afghanistan | AFG |  |  | FALSE
2021-10-20 | hospital_demand |  |  |  | 1847.33 |  |  | Maintain Status Quo | Afghanistan | AFG |  |  | FALSE
2021-10-20 | ICU_demand |  |  |  | 350.64 |  |  | Maintain Status Quo | Afghanistan | AFG |  |  | FALSE
2021-10-20 | infections |  |  |  | 19710.91 |  |  | Maintain Status Quo | Afghanistan | AFG |  |  | FALSE
2021-10-20 | hospital_incidence |  |  |  | 198.41 |  |  | Maintain Status Quo | Afghanistan | AFG |  |  | FALSE
2021-10-20 | ICU_incidence |  |  |  | 71.36 |  |  | Maintain Status Quo | Afghanistan | AFG |  |  | FALSE
2021-10-20 | cumulative_infections |  |  |  | 15276766.4 |  |  | Maintain Status Quo | Afghanistan | AFG |  |  | FALSE
2021-10-20 | hospital_demand |  |  |  | 1847.33 |  |  | Relax Interventions 50% | Afghanistan | AFG |  |  | FALSE
2021-10-20 | ICU_demand |  |  |  | 350.64 |  |  | Relax Interventions 50% | Afghanistan | AFG |  |  | FALSE
2021-10-20 | infections |  |  |  | 19710.91 |  |  | Relax Interventions 50% | Afghanistan | AFG |  |  | FALSE
2021-10-20 | hospital_incidence |  |  |  | 198.41 |  |  | Relax Interventions 50% | Afghanistan | AFG |  |  | FALSE
2021-10-20 | ICU_incidence |  |  |  | 71.36 |  |  | Relax Interventions 50% | Afghanistan | AFG |  |  | FALSE
2021-10-20 | cumulative_infections |  |  |  | 15276766.4 |  |  | Relax Interventions 50% | Afghanistan | AFG |  |  | FALSE
2021-10-21 | hospital_demand |  |  |  | 1842.12 |  |  | Additional 50% Reduction | Afghanistan | AFG |  |  | FALSE
2021-10-21 | ICU_demand |  |  |  | 350.12 |  |  | Additional 50% Reduction | Afghanistan | AFG |  |  | FALSE
2021-10-21 | infections |  |  |  | 19526.17 |  |  | Additional 50% Reduction | Afghanistan | AFG |  |  | FALSE
2021-10-21 | hospital_incidence |  |  |  | 197.08 |  |  | Additional 50% Reduction | Afghanistan | AFG |  |  | FALSE
2021-10-21 | ICU_incidence |  |  |  | 70.86 |  |  | Additional 50% Reduction | Afghanistan | AFG |  |  | FALSE
2021-10-21 | cumulative_infections |  |  |  | 15296292.6 |  |  | Additional 50% Reduction | Afghanistan | AFG |  |  | FALSE
2021-10-21 | hospital_demand |  |  |  | 1842.12 |  |  | Maintain Status Quo | Afghanistan | AFG |  |  | FALSE
2021-10-21 | ICU_demand |  |  |  | 350.12 |  |  | Maintain Status Quo | Afghanistan | AFG |  |  | FALSE
2021-10-21 | infections |  |  |  | 19526.17 |  |  | Maintain Status Quo | Afghanistan | AFG |  |  | FALSE
2021-10-21 | hospital_incidence |  |  |  | 197.08 |  |  | Maintain Status Quo | Afghanistan | AFG |  |  | FALSE
2021-10-21 | ICU_incidence |  |  |  | 70.86 |  |  | Maintain Status Quo | Afghanistan | AFG |  |  | FALSE
2021-10-21 | cumulative_infections |  |  |  | 15296292.6 |  |  | Maintain Status Quo | Afghanistan | AFG |  |  | FALSE
2021-10-21 | hospital_demand |  |  |  | 1842.12 |  |  | Relax Interventions 50% | Afghanistan | AFG |  |  | FALSE
2021-10-21 | ICU_demand |  |  |  | 350.12 |  |  | Relax Interventions 50% | Afghanistan | AFG |  |  | FALSE
2021-10-21 | infections |  |  |  | 19526.17 |  |  | Relax Interventions 50% | Afghanistan | AFG |  |  | FALSE
2021-10-21 | hospital_incidence |  |  |  | 197.08 |  |  | Relax Interventions 50% | Afghanistan | AFG |  |  | FALSE
2021-10-21 | ICU_incidence |  |  |  | 70.86 |  |  | Relax Interventions 50% | Afghanistan | AFG |  |  | FALSE
2021-10-21 | cumulative_infections |  |  |  | 15296292.6 |  |  | Relax Interventions 50% | Afghanistan | AFG |  |  | FALSE
2021-10-22 | hospital_demand |  |  |  | 1836.01 |  |  | Additional 50% Reduction | Afghanistan | AFG |  |  | FALSE
2021-10-22 | ICU_demand |  |  |  | 349.54 |  |  | Additional 50% Reduction | Afghanistan | AFG |  |  | FALSE
2021-10-22 | infections |  |  |  | 19344.26 |  |  | Additional 50% Reduction | Afghanistan | AFG |  |  | FALSE
2021-10-22 | hospital_incidence |  |  |  | 195.64 |  |  | Additional 50% Reduction | Afghanistan | AFG |  |  | FALSE
2021-10-22 | ICU_incidence |  |  |  | 70.32 |  |  | Additional 50% Reduction | Afghanistan | AFG |  |  | FALSE
2021-10-22 | cumulative_infections |  |  |  | 15315636.8 |  |  | Additional 50% Reduction | Afghanistan | AFG |  |  | FALSE
2021-10-22 | hospital_demand |  |  |  | 1836.01 |  |  | Maintain Status Quo | Afghanistan | AFG |  |  | FALSE
2021-10-22 | ICU_demand |  |  |  | 349.54 |  |  | Maintain Status Quo | Afghanistan | AFG |  |  | FALSE
2021-10-22 | infections |  |  |  | 19344.26 |  |  | Maintain Status Quo | Afghanistan | AFG |  |  | FALSE
2021-10-22 | hospital_incidence |  |  |  | 195.64 |  |  | Maintain Status Quo | Afghanistan | AFG |  |  | FALSE
2021-10-22 | ICU_incidence |  |  |  | 70.32 |  |  | Maintain Status Quo | Afghanistan | AFG |  |  | FALSE
2021-10-22 | cumulative_infections |  |  |  | 15315636.8 |  |  | Maintain Status Quo | Afghanistan | AFG |  |  | FALSE
2021-10-22 | hospital_demand |  |  |  | 1836.01 |  |  | Relax Interventions 50% | Afghanistan | AFG |  |  | FALSE
2021-10-22 | ICU_demand |  |  |  | 349.54 |  |  | Relax Interventions 50% | Afghanistan | AFG |  |  | FALSE
2021-10-22 | infections |  |  |  | 19344.26 |  |  | Relax Interventions 50% | Afghanistan | AFG |  |  | FALSE
2021-10-22 | hospital_incidence |  |  |  | 195.64 |  |  | Relax Interventions 50% | Afghanistan | AFG |  |  | FALSE
2021-10-22 | ICU_incidence |  |  |  | 70.32 |  |  | Relax Interventions 50% | Afghanistan | AFG |  |  | FALSE
2021-10-22 | cumulative_infections |  |  |  | 15315636.8 |  |  | Relax Interventions 50% | Afghanistan | AFG |  |  | FALSE
2021-10-23 | hospital_demand |  |  |  | 1828.97 |  |  | Additional 50% Reduction | Afghanistan | AFG |  |  | FALSE
2021-10-23 | ICU_demand |  |  |  | 348.9 |  |  | Additional 50% Reduction | Afghanistan | AFG |  |  | FALSE
2021-10-23 | infections |  |  |  | 19164.08 |  |  | Additional 50% Reduction | Afghanistan | AFG |  |  | FALSE
2021-10-23 | hospital_incidence |  |  |  | 194.13 |  |  | Additional 50% Reduction | Afghanistan | AFG |  |  | FALSE
2021-10-23 | ICU_incidence |  |  |  | 69.75 |  |  | Additional 50% Reduction | Afghanistan | AFG |  |  | FALSE
2021-10-23 | cumulative_infections |  |  |  | 15334800.9 |  |  | Additional 50% Reduction | Afghanistan | AFG |  |  | FALSE
2021-10-23 | hospital_demand |  |  |  | 1828.97 |  |  | Maintain Status Quo | Afghanistan | AFG |  |  | FALSE
2021-10-23 | ICU_demand |  |  |  | 348.9 |  |  | Maintain Status Quo | Afghanistan | AFG |  |  | FALSE
2021-10-23 | infections |  |  |  | 19164.08 |  |  | Maintain Status Quo | Afghanistan | AFG |  |  | FALSE
2021-10-23 | hospital_incidence |  |  |  | 194.13 |  |  | Maintain Status Quo | Afghanistan | AFG |  |  | FALSE
2021-10-23 | ICU_incidence |  |  |  | 69.75 |  |  | Maintain Status Quo | Afghanistan | AFG |  |  | FALSE
2021-10-23 | cumulative_infections |  |  |  | 15334800.9 |  |  | Maintain Status Quo | Afghanistan | AFG |  |  | FALSE
2021-10-23 | hospital_demand |  |  |  | 1828.97 |  |  | Relax Interventions 50% | Afghanistan | AFG |  |  | FALSE
2021-10-23 | ICU_demand |  |  |  | 348.9 |  |  | Relax Interventions 50% | Afghanistan | AFG |  |  | FALSE
2021-10-23 | infections |  |  |  | 19164.08 |  |  | Relax Interventions 50% | Afghanistan | AFG |  |  | FALSE
2021-10-23 | hospital_incidence |  |  |  | 194.13 |  |  | Relax Interventions 50% | Afghanistan | AFG |  |  | FALSE
2021-10-23 | ICU_incidence |  |  |  | 69.75 |  |  | Relax Interventions 50% | Afghanistan | AFG |  |  | FALSE
2021-10-23 | cumulative_infections |  |  |  | 15334800.9 |  |  | Relax Interventions 50% | Afghanistan | AFG |  |  | FALSE
2021-10-24 | hospital_demand |  |  |  | 1821.03 |  |  | Additional 50% Reduction | Afghanistan | AFG |  |  | FALSE
2021-10-24 | ICU_demand |  |  |  | 348.22 |  |  | Additional 50% Reduction | Afghanistan | AFG |  |  | FALSE
2021-10-24 | infections |  |  |  | 18985.01 |  |  | Additional 50% Reduction | Afghanistan | AFG |  |  | FALSE
2021-10-24 | hospital_incidence |  |  |  | 192.57 |  |  | Additional 50% Reduction | Afghanistan | AFG |  |  | FALSE
2021-10-24 | ICU_incidence |  |  |  | 69.16 |  |  | Additional 50% Reduction | Afghanistan | AFG |  |  | FALSE
2021-10-24 | cumulative_infections |  |  |  | 15353785.9 |  |  | Additional 50% Reduction | Afghanistan | AFG |  |  | FALSE
2021-10-24 | hospital_demand |  |  |  | 1821.03 |  |  | Maintain Status Quo | Afghanistan | AFG |  |  | FALSE
2021-10-24 | ICU_demand |  |  |  | 348.22 |  |  | Maintain Status Quo | Afghanistan | AFG |  |  | FALSE
2021-10-24 | infections |  |  |  | 18985.01 |  |  | Maintain Status Quo | Afghanistan | AFG |  |  | FALSE
2021-10-24 | hospital_incidence |  |  |  | 192.57 |  |  | Maintain Status Quo | Afghanistan | AFG |  |  | FALSE
2021-10-24 | ICU_incidence |  |  |  | 69.16 |  |  | Maintain Status Quo | Afghanistan | AFG |  |  | FALSE
2021-10-24 | cumulative_infections |  |  |  | 15353785.9 |  |  | Maintain Status Quo | Afghanistan | AFG |  |  | FALSE
2021-10-24 | hospital_demand |  |  |  | 1821.03 |  |  | Relax Interventions 50% | Afghanistan | AFG |  |  | FALSE
2021-10-24 | ICU_demand |  |  |  | 348.22 |  |  | Relax Interventions 50% | Afghanistan | AFG |  |  | FALSE
2021-10-24 | infections |  |  |  | 18985.01 |  |  | Relax Interventions 50% | Afghanistan | AFG |  |  | FALSE
2021-10-24 | hospital_incidence |  |  |  | 192.57 |  |  | Relax Interventions 50% | Afghanistan | AFG |  |  | FALSE
2021-10-24 | ICU_incidence |  |  |  | 69.16 |  |  | Relax Interventions 50% | Afghanistan | AFG |  |  | FALSE
2021-10-24 | cumulative_infections |  |  |  | 15353785.9 |  |  | Relax Interventions 50% | Afghanistan | AFG |  |  | FALSE
2021-10-25 | hospital_demand |  |  |  | 1812.24 |  |  | Additional 50% Reduction | Afghanistan | AFG |  |  | FALSE
2021-10-25 | ICU_demand |  |  |  | 347.52 |  |  | Additional 50% Reduction | Afghanistan | AFG |  |  | FALSE
2021-10-25 | infections |  |  |  | 18806.78 |  |  | Additional 50% Reduction | Afghanistan | AFG |  |  | FALSE
2021-10-25 | hospital_incidence |  |  |  | 190.98 |  |  | Additional 50% Reduction | Afghanistan | AFG |  |  | FALSE
2021-10-25 | ICU_incidence |  |  |  | 68.57 |  |  | Additional 50% Reduction | Afghanistan | AFG |  |  | FALSE
2021-10-25 | cumulative_infections |  |  |  | 15372592.7 |  |  | Additional 50% Reduction | Afghanistan | AFG |  |  | FALSE
2021-10-25 | hospital_demand |  |  |  | 1812.24 |  |  | Maintain Status Quo | Afghanistan | AFG |  |  | FALSE
2021-10-25 | ICU_demand |  |  |  | 347.52 |  |  | Maintain Status Quo | Afghanistan | AFG |  |  | FALSE
2021-10-25 | infections |  |  |  | 18806.78 |  |  | Maintain Status Quo | Afghanistan | AFG |  |  | FALSE
2021-10-25 | hospital_incidence |  |  |  | 190.98 |  |  | Maintain Status Quo | Afghanistan | AFG |  |  | FALSE
2021-10-25 | ICU_incidence |  |  |  | 68.57 |  |  | Maintain Status Quo | Afghanistan | AFG |  |  | FALSE
2021-10-25 | cumulative_infections |  |  |  | 15372592.7 |  |  | Maintain Status Quo | Afghanistan | AFG |  |  | FALSE
2021-10-25 | hospital_demand |  |  |  | 1812.24 |  |  | Relax Interventions 50% | Afghanistan | AFG |  |  | FALSE
2021-10-25 | ICU_demand |  |  |  | 347.52 |  |  | Relax Interventions 50% | Afghanistan | AFG |  |  | FALSE
2021-10-25 | infections |  |  |  | 18806.78 |  |  | Relax Interventions 50% | Afghanistan | AFG |  |  | FALSE
2021-10-25 | hospital_incidence |  |  |  | 190.98 |  |  | Relax Interventions 50% | Afghanistan | AFG |  |  | FALSE
2021-10-25 | ICU_incidence |  |  |  | 68.57 |  |  | Relax Interventions 50% | Afghanistan | AFG |  |  | FALSE
2021-10-25 | cumulative_infections |  |  |  | 15372592.7 |  |  | Relax Interventions 50% | Afghanistan | AFG |  |  | FALSE
2021-10-26 | hospital_demand |  |  |  | 1802.67 |  |  | Additional 50% Reduction | Afghanistan | AFG |  |  | FALSE
2021-10-26 | ICU_demand |  |  |  | 346.79 |  |  | Additional 50% Reduction | Afghanistan | AFG |  |  | FALSE
2021-10-26 | infections |  |  |  | 18629.27 |  |  | Additional 50% Reduction | Afghanistan | AFG |  |  | FALSE
2021-10-26 | hospital_incidence |  |  |  | 189.37 |  |  | Additional 50% Reduction | Afghanistan | AFG |  |  | FALSE
2021-10-26 | ICU_incidence |  |  |  | 67.96 |  |  | Additional 50% Reduction | Afghanistan | AFG |  |  | FALSE
2021-10-26 | cumulative_infections |  |  |  | 15391222 |  |  | Additional 50% Reduction | Afghanistan | AFG |  |  | FALSE
2021-10-26 | hospital_demand |  |  |  | 1802.67 |  |  | Maintain Status Quo | Afghanistan | AFG |  |  | FALSE
2021-10-26 | ICU_demand |  |  |  | 346.79 |  |  | Maintain Status Quo | Afghanistan | AFG |  |  | FALSE
2021-10-26 | infections |  |  |  | 18629.27 |  |  | Maintain Status Quo | Afghanistan | AFG |  |  | FALSE
2021-10-26 | hospital_incidence |  |  |  | 189.37 |  |  | Maintain Status Quo | Afghanistan | AFG |  |  | FALSE
2021-10-26 | ICU_incidence |  |  |  | 67.96 |  |  | Maintain Status Quo | Afghanistan | AFG |  |  | FALSE
2021-10-26 | cumulative_infections |  |  |  | 15391222 |  |  | Maintain Status Quo | Afghanistan | AFG |  |  | FALSE
2021-10-26 | hospital_demand |  |  |  | 1802.67 |  |  | Relax Interventions 50% | Afghanistan | AFG |  |  | FALSE
2021-10-26 | ICU_demand |  |  |  | 346.79 |  |  | Relax Interventions 50% | Afghanistan | AFG |  |  | FALSE
2021-10-26 | infections |  |  |  | 18629.27 |  |  | Relax Interventions 50% | Afghanistan | AFG |  |  | FALSE
2021-10-26 | hospital_incidence |  |  |  | 189.37 |  |  | Relax Interventions 50% | Afghanistan | AFG |  |  | FALSE
2021-10-26 | ICU_incidence |  |  |  | 67.96 |  |  | Relax Interventions 50% | Afghanistan | AFG |  |  | FALSE
2021-10-26 | cumulative_infections |  |  |  | 15391222 |  |  | Relax Interventions 50% | Afghanistan | AFG |  |  | FALSE
2021-10-27 | hospital_demand |  |  |  | 1792.39 |  |  | Additional 50% Reduction | Afghanistan | AFG |  |  | FALSE
2021-10-27 | ICU_demand |  |  |  | 346.04 |  |  | Additional 50% Reduction | Afghanistan | AFG |  |  | FALSE
2021-10-27 | infections |  |  |  | 18452.48 |  |  | Additional 50% Reduction | Afghanistan | AFG |  |  | FALSE
2021-10-27 | hospital_incidence |  |  |  | 187.74 |  |  | Additional 50% Reduction | Afghanistan | AFG |  |  | FALSE
2021-10-27 | ICU_incidence |  |  |  | 67.35 |  |  | Additional 50% Reduction | Afghanistan | AFG |  |  | FALSE
2021-10-27 | cumulative_infections |  |  |  | 15409674.4 |  |  | Additional 50% Reduction | Afghanistan | AFG |  |  | FALSE
2021-10-27 | hospital_demand |  |  |  | 1792.39 |  |  | Maintain Status Quo | Afghanistan | AFG |  |  | FALSE
2021-10-27 | ICU_demand |  |  |  | 346.04 |  |  | Maintain Status Quo | Afghanistan | AFG |  |  | FALSE
2021-10-27 | infections |  |  |  | 18452.48 |  |  | Maintain Status Quo | Afghanistan | AFG |  |  | FALSE
2021-10-27 | hospital_incidence |  |  |  | 187.74 |  |  | Maintain Status Quo | Afghanistan | AFG |  |  | FALSE
2021-10-27 | ICU_incidence |  |  |  | 67.35 |  |  | Maintain Status Quo | Afghanistan | AFG |  |  | FALSE
2021-10-27 | cumulative_infections |  |  |  | 15409674.4 |  |  | Maintain Status Quo | Afghanistan | AFG |  |  | FALSE
2021-10-27 | hospital_demand |  |  |  | 1792.39 |  |  | Relax Interventions 50% | Afghanistan | AFG |  |  | FALSE
2021-10-27 | ICU_demand |  |  |  | 346.04 |  |  | Relax Interventions 50% | Afghanistan | AFG |  |  | FALSE
2021-10-27 | infections |  |  |  | 18452.48 |  |  | Relax Interventions 50% | Afghanistan | AFG |  |  | FALSE
2021-10-27 | hospital_incidence |  |  |  | 187.74 |  |  | Relax Interventions 50% | Afghanistan | AFG |  |  | FALSE
2021-10-27 | ICU_incidence |  |  |  | 67.35 |  |  | Relax Interventions 50% | Afghanistan | AFG |  |  | FALSE
2021-10-27 | cumulative_infections |  |  |  | 15409674.4 |  |  | Relax Interventions 50% | Afghanistan | AFG |  |  | FALSE
2021-10-28 | hospital_demand |  |  |  | 1781.47 |  |  | Additional 50% Reduction | Afghanistan | AFG |  |  | FALSE
2021-10-28 | ICU_demand |  |  |  | 345.28 |  |  | Additional 50% Reduction | Afghanistan | AFG |  |  | FALSE
2021-10-28 | infections |  |  |  | 18276.41 |  |  | Additional 50% Reduction | Afghanistan | AFG |  |  | FALSE
2021-10-28 | hospital_incidence |  |  |  | 186.11 |  |  | Additional 50% Reduction | Afghanistan | AFG |  |  | FALSE
2021-10-28 | ICU_incidence |  |  |  | 66.74 |  |  | Additional 50% Reduction | Afghanistan | AFG |  |  | FALSE
2021-10-28 | cumulative_infections |  |  |  | 15427950.9 |  |  | Additional 50% Reduction | Afghanistan | AFG |  |  | FALSE
2021-10-28 | hospital_demand |  |  |  | 1781.47 |  |  | Maintain Status Quo | Afghanistan | AFG |  |  | FALSE
2021-10-28 | ICU_demand |  |  |  | 345.28 |  |  | Maintain Status Quo | Afghanistan | AFG |  |  | FALSE
2021-10-28 | infections |  |  |  | 18276.41 |  |  | Maintain Status Quo | Afghanistan | AFG |  |  | FALSE
2021-10-28 | hospital_incidence |  |  |  | 186.11 |  |  | Maintain Status Quo | Afghanistan | AFG |  |  | FALSE
2021-10-28 | ICU_incidence |  |  |  | 66.74 |  |  | Maintain Status Quo | Afghanistan | AFG |  |  | FALSE
2021-10-28 | cumulative_infections |  |  |  | 15427950.9 |  |  | Maintain Status Quo | Afghanistan | AFG |  |  | FALSE
2021-10-28 | hospital_demand |  |  |  | 1781.47 |  |  | Relax Interventions 50% | Afghanistan | AFG |  |  | FALSE
2021-10-28 | ICU_demand |  |  |  | 345.28 |  |  | Relax Interventions 50% | Afghanistan | AFG |  |  | FALSE
2021-10-28 | infections |  |  |  | 18276.41 |  |  | Relax Interventions 50% | Afghanistan | AFG |  |  | FALSE
2021-10-28 | hospital_incidence |  |  |  | 186.11 |  |  | Relax Interventions 50% | Afghanistan | AFG |  |  | FALSE
2021-10-28 | ICU_incidence |  |  |  | 66.74 |  |  | Relax Interventions 50% | Afghanistan | AFG |  |  | FALSE
2021-10-28 | cumulative_infections |  |  |  | 15427950.9 |  |  | Relax Interventions 50% | Afghanistan | AFG |  |  | FALSE
2021-10-29 | hospital_demand |  |  |  | 1769.99 |  |  | Additional 50% Reduction | Afghanistan | AFG |  |  | FALSE
2021-10-29 | ICU_demand |  |  |  | 344.51 |  |  | Additional 50% Reduction | Afghanistan | AFG |  |  | FALSE
2021-10-29 | infections |  |  |  | 17923.39 |  |  | Additional 50% Reduction | Afghanistan | AFG |  |  | FALSE
2021-10-29 | hospital_incidence |  |  |  | 184.46 |  |  | Additional 50% Reduction | Afghanistan | AFG |  |  | FALSE
2021-10-29 | ICU_incidence |  |  |  | 66.12 |  |  | Additional 50% Reduction | Afghanistan | AFG |  |  | FALSE
2021-10-29 | cumulative_infections |  |  |  | 15445874.2 |  |  | Additional 50% Reduction | Afghanistan | AFG |  |  | FALSE
2021-10-29 | hospital_demand |  |  |  | 1769.99 |  |  | Maintain Status Quo | Afghanistan | AFG |  |  | FALSE
2021-10-29 | ICU_demand |  |  |  | 344.51 |  |  | Maintain Status Quo | Afghanistan | AFG |  |  | FALSE
2021-10-29 | infections |  |  |  | 17923.39 |  |  | Maintain Status Quo | Afghanistan | AFG |  |  | FALSE
2021-10-29 | hospital_incidence |  |  |  | 184.46 |  |  | Maintain Status Quo | Afghanistan | AFG |  |  | FALSE
2021-10-29 | ICU_incidence |  |  |  | 66.12 |  |  | Maintain Status Quo | Afghanistan | AFG |  |  | FALSE
2021-10-29 | cumulative_infections |  |  |  | 15445874.2 |  |  | Maintain Status Quo | Afghanistan | AFG |  |  | FALSE
2021-10-29 | hospital_demand |  |  |  | 1769.99 |  |  | Relax Interventions 50% | Afghanistan | AFG |  |  | FALSE
2021-10-29 | ICU_demand |  |  |  | 344.51 |  |  | Relax Interventions 50% | Afghanistan | AFG |  |  | FALSE
2021-10-29 | infections |  |  |  | 17923.39 |  |  | Relax Interventions 50% | Afghanistan | AFG |  |  | FALSE
2021-10-29 | hospital_incidence |  |  |  | 184.46 |  |  | Relax Interventions 50% | Afghanistan | AFG |  |  | FALSE
2021-10-29 | ICU_incidence |  |  |  | 66.12 |  |  | Relax Interventions 50% | Afghanistan | AFG |  |  | FALSE
2021-10-29 | cumulative_infections |  |  |  | 15445874.2 |  |  | Relax Interventions 50% | Afghanistan | AFG |  |  | FALSE
2021-10-30 | hospital_demand |  |  |  | 1757.89 |  |  | Additional 50% Reduction | Afghanistan | AFG |  |  | FALSE
2021-10-30 | ICU_demand |  |  |  | 343.69 |  |  | Additional 50% Reduction | Afghanistan | AFG |  |  | FALSE
2021-10-30 | infections |  |  |  | 17385.23 |  |  | Additional 50% Reduction | Afghanistan | AFG |  |  | FALSE
2021-10-30 | hospital_incidence |  |  |  | 182.55 |  |  | Additional 50% Reduction | Afghanistan | AFG |  |  | FALSE
2021-10-30 | ICU_incidence |  |  |  | 65.4 |  |  | Additional 50% Reduction | Afghanistan | AFG |  |  | FALSE
2021-10-30 | cumulative_infections |  |  |  | 15463259.5 |  |  | Additional 50% Reduction | Afghanistan | AFG |  |  | FALSE
2021-10-30 | hospital_demand |  |  |  | 1757.89 |  |  | Maintain Status Quo | Afghanistan | AFG |  |  | FALSE
2021-10-30 | ICU_demand |  |  |  | 343.69 |  |  | Maintain Status Quo | Afghanistan | AFG |  |  | FALSE
2021-10-30 | infections |  |  |  | 17385.23 |  |  | Maintain Status Quo | Afghanistan | AFG |  |  | FALSE
2021-10-30 | hospital_incidence |  |  |  | 182.55 |  |  | Maintain Status Quo | Afghanistan | AFG |  |  | FALSE
2021-10-30 | ICU_incidence |  |  |  | 65.4 |  |  | Maintain Status Quo | Afghanistan | AFG |  |  | FALSE
2021-10-30 | cumulative_infections |  |  |  | 15463259.5 |  |  | Maintain Status Quo | Afghanistan | AFG |  |  | FALSE
2021-10-30 | hospital_demand |  |  |  | 1757.89 |  |  | Relax Interventions 50% | Afghanistan | AFG |  |  | FALSE
2021-10-30 | ICU_demand |  |  |  | 343.69 |  |  | Relax Interventions 50% | Afghanistan | AFG |  |  | FALSE
2021-10-30 | infections |  |  |  | 17385.23 |  |  | Relax Interventions 50% | Afghanistan | AFG |  |  | FALSE
2021-10-30 | hospital_incidence |  |  |  | 182.55 |  |  | Relax Interventions 50% | Afghanistan | AFG |  |  | FALSE
2021-10-30 | ICU_incidence |  |  |  | 65.4 |  |  | Relax Interventions 50% | Afghanistan | AFG |  |  | FALSE
2021-10-30 | cumulative_infections |  |  |  | 15463259.5 |  |  | Relax Interventions 50% | Afghanistan | AFG |  |  | FALSE
2021-10-31 | hospital_demand |  |  |  | 1744.87 |  |  | Additional 50% Reduction | Afghanistan | AFG |  |  | FALSE
2021-10-31 | ICU_demand |  |  |  | 342.74 |  |  | Additional 50% Reduction | Afghanistan | AFG |  |  | FALSE
2021-10-31 | infections |  |  |  | 16805.22 |  |  | Additional 50% Reduction | Afghanistan | AFG |  |  | FALSE
2021-10-31 | hospital_incidence |  |  |  | 180.13 |  |  | Additional 50% Reduction | Afghanistan | AFG |  |  | FALSE
2021-10-31 | ICU_incidence |  |  |  | 64.49 |  |  | Additional 50% Reduction | Afghanistan | AFG |  |  | FALSE
2021-10-31 | cumulative_infections |  |  |  | 15480064.7 |  |  | Additional 50% Reduction | Afghanistan | AFG |  |  | FALSE
2021-10-31 | hospital_demand |  |  |  | 1744.87 |  |  | Maintain Status Quo | Afghanistan | AFG |  |  | FALSE
2021-10-31 | ICU_demand |  |  |  | 342.74 |  |  | Maintain Status Quo | Afghanistan | AFG |  |  | FALSE
2021-10-31 | infections |  |  |  | 16805.22 |  |  | Maintain Status Quo | Afghanistan | AFG |  |  | FALSE
2021-10-31 | hospital_incidence |  |  |  | 180.13 |  |  | Maintain Status Quo | Afghanistan | AFG |  |  | FALSE
2021-10-31 | ICU_incidence |  |  |  | 64.49 |  |  | Maintain Status Quo | Afghanistan | AFG |  |  | FALSE
2021-10-31 | cumulative_infections |  |  |  | 15480064.7 |  |  | Maintain Status Quo | Afghanistan | AFG |  |  | FALSE
2021-10-31 | hospital_demand |  |  |  | 1744.87 |  |  | Relax Interventions 50% | Afghanistan | AFG |  |  | FALSE
2021-10-31 | ICU_demand |  |  |  | 342.74 |  |  | Relax Interventions 50% | Afghanistan | AFG |  |  | FALSE
2021-10-31 | infections |  |  |  | 16805.22 |  |  | Relax Interventions 50% | Afghanistan | AFG |  |  | FALSE
2021-10-31 | hospital_incidence |  |  |  | 180.13 |  |  | Relax Interventions 50% | Afghanistan | AFG |  |  | FALSE
2021-10-31 | ICU_incidence |  |  |  | 64.49 |  |  | Relax Interventions 50% | Afghanistan | AFG |  |  | FALSE
2021-10-31 | cumulative_infections |  |  |  | 15480064.7 |  |  | Relax Interventions 50% | Afghanistan | AFG |  |  | FALSE
2021-11-01 | hospital_demand |  |  |  | 1730.42 |  |  | Additional 50% Reduction | Afghanistan | AFG |  |  | FALSE
2021-11-01 | ICU_demand |  |  |  | 341.58 |  |  | Additional 50% Reduction | Afghanistan | AFG |  |  | FALSE
2021-11-01 | infections |  |  |  | 16239.31 |  |  | Additional 50% Reduction | Afghanistan | AFG |  |  | FALSE
2021-11-01 | hospital_incidence |  |  |  | 177.1 |  |  | Additional 50% Reduction | Afghanistan | AFG |  |  | FALSE
2021-11-01 | ICU_incidence |  |  |  | 63.36 |  |  | Additional 50% Reduction | Afghanistan | AFG |  |  | FALSE
2021-11-01 | cumulative_infections |  |  |  | 15496304 |  |  | Additional 50% Reduction | Afghanistan | AFG |  |  | FALSE
2021-11-01 | hospital_demand |  |  |  | 1730.42 |  |  | Maintain Status Quo | Afghanistan | AFG |  |  | FALSE
2021-11-01 | ICU_demand |  |  |  | 341.58 |  |  | Maintain Status Quo | Afghanistan | AFG |  |  | FALSE
2021-11-01 | infections |  |  |  | 16239.31 |  |  | Maintain Status Quo | Afghanistan | AFG |  |  | FALSE
2021-11-01 | hospital_incidence |  |  |  | 177.1 |  |  | Maintain Status Quo | Afghanistan | AFG |  |  | FALSE
2021-11-01 | ICU_incidence |  |  |  | 63.36 |  |  | Maintain Status Quo | Afghanistan | AFG |  |  | FALSE
2021-11-01 | cumulative_infections |  |  |  | 15496304 |  |  | Maintain Status Quo | Afghanistan | AFG |  |  | FALSE
2021-11-01 | hospital_demand |  |  |  | 1730.42 |  |  | Relax Interventions 50% | Afghanistan | AFG |  |  | FALSE
2021-11-01 | ICU_demand |  |  |  | 341.58 |  |  | Relax Interventions 50% | Afghanistan | AFG |  |  | FALSE
2021-11-01 | infections |  |  |  | 16239.31 |  |  | Relax Interventions 50% | Afghanistan | AFG |  |  | FALSE
2021-11-01 | hospital_incidence |  |  |  | 177.1 |  |  | Relax Interventions 50% | Afghanistan | AFG |  |  | FALSE
2021-11-01 | ICU_incidence |  |  |  | 63.36 |  |  | Relax Interventions 50% | Afghanistan | AFG |  |  | FALSE
2021-11-01 | cumulative_infections |  |  |  | 15496304 |  |  | Relax Interventions 50% | Afghanistan | AFG |  |  | FALSE
2021-11-02 | hospital_demand |  |  |  | 1714.08 |  |  | Additional 50% Reduction | Afghanistan | AFG |  |  | FALSE
2021-11-02 | ICU_demand |  |  |  | 340.18 |  |  | Additional 50% Reduction | Afghanistan | AFG |  |  | FALSE
2021-11-02 | infections |  |  |  | 15703.1 |  |  | Additional 50% Reduction | Afghanistan | AFG |  |  | FALSE
2021-11-02 | hospital_incidence |  |  |  | 173.52 |  |  | Additional 50% Reduction | Afghanistan | AFG |  |  | FALSE
2021-11-02 | ICU_incidence |  |  |  | 62.01 |  |  | Additional 50% Reduction | Afghanistan | AFG |  |  | FALSE
2021-11-02 | cumulative_infections |  |  |  | 15512007.1 |  |  | Additional 50% Reduction | Afghanistan | AFG |  |  | FALSE
2021-11-02 | hospital_demand |  |  |  | 1714.08 |  |  | Maintain Status Quo | Afghanistan | AFG |  |  | FALSE
2021-11-02 | ICU_demand |  |  |  | 340.18 |  |  | Maintain Status Quo | Afghanistan | AFG |  |  | FALSE
2021-11-02 | infections |  |  |  | 15703.1 |  |  | Maintain Status Quo | Afghanistan | AFG |  |  | FALSE
2021-11-02 | hospital_incidence |  |  |  | 173.52 |  |  | Maintain Status Quo | Afghanistan | AFG |  |  | FALSE
2021-11-02 | ICU_incidence |  |  |  | 62.01 |  |  | Maintain Status Quo | Afghanistan | AFG |  |  | FALSE
2021-11-02 | cumulative_infections |  |  |  | 15512007.1 |  |  | Maintain Status Quo | Afghanistan | AFG |  |  | FALSE
2021-11-02 | hospital_demand |  |  |  | 1714.08 |  |  | Relax Interventions 50% | Afghanistan | AFG |  |  | FALSE
2021-11-02 | ICU_demand |  |  |  | 340.18 |  |  | Relax Interventions 50% | Afghanistan | AFG |  |  | FALSE
2021-11-02 | infections |  |  |  | 15703.1 |  |  | Relax Interventions 50% | Afghanistan | AFG |  |  | FALSE
2021-11-02 | hospital_incidence |  |  |  | 173.52 |  |  | Relax Interventions 50% | Afghanistan | AFG |  |  | FALSE
2021-11-02 | ICU_incidence |  |  |  | 62.01 |  |  | Relax Interventions 50% | Afghanistan | AFG |  |  | FALSE
2021-11-02 | cumulative_infections |  |  |  | 15512007.1 |  |  | Relax Interventions 50% | Afghanistan | AFG |  |  | FALSE
2021-11-03 | hospital_demand |  |  |  | 1695.5 |  |  | Additional 50% Reduction | Afghanistan | AFG |  |  | FALSE
2021-11-03 | ICU_demand |  |  |  | 338.56 |  |  | Additional 50% Reduction | Afghanistan | AFG |  |  | FALSE
2021-11-03 | infections |  |  |  | 15196.5 |  |  | Additional 50% Reduction | Afghanistan | AFG |  |  | FALSE
2021-11-03 | hospital_incidence |  |  |  | 169.52 |  |  | Additional 50% Reduction | Afghanistan | AFG |  |  | FALSE
2021-11-03 | ICU_incidence |  |  |  | 60.52 |  |  | Additional 50% Reduction | Afghanistan | AFG |  |  | FALSE
2021-11-03 | cumulative_infections |  |  |  | 15527203.6 |  |  | Additional 50% Reduction | Afghanistan | AFG |  |  | FALSE
2021-11-03 | hospital_demand |  |  |  | 1695.5 |  |  | Maintain Status Quo | Afghanistan | AFG |  |  | FALSE
2021-11-03 | ICU_demand |  |  |  | 338.56 |  |  | Maintain Status Quo | Afghanistan | AFG |  |  | FALSE
2021-11-03 | infections |  |  |  | 15196.5 |  |  | Maintain Status Quo | Afghanistan | AFG |  |  | FALSE
2021-11-03 | hospital_incidence |  |  |  | 169.52 |  |  | Maintain Status Quo | Afghanistan | AFG |  |  | FALSE
2021-11-03 | ICU_incidence |  |  |  | 60.52 |  |  | Maintain Status Quo | Afghanistan | AFG |  |  | FALSE
2021-11-03 | cumulative_infections |  |  |  | 15527203.6 |  |  | Maintain Status Quo | Afghanistan | AFG |  |  | FALSE
2021-11-03 | hospital_demand |  |  |  | 1695.5 |  |  | Relax Interventions 50% | Afghanistan | AFG |  |  | FALSE
2021-11-03 | ICU_demand |  |  |  | 338.56 |  |  | Relax Interventions 50% | Afghanistan | AFG |  |  | FALSE
2021-11-03 | infections |  |  |  | 15196.5 |  |  | Relax Interventions 50% | Afghanistan | AFG |  |  | FALSE
2021-11-03 | hospital_incidence |  |  |  | 169.52 |  |  | Relax Interventions 50% | Afghanistan | AFG |  |  | FALSE
2021-11-03 | ICU_incidence |  |  |  | 60.52 |  |  | Relax Interventions 50% | Afghanistan | AFG |  |  | FALSE
2021-11-03 | cumulative_infections |  |  |  | 15527203.6 |  |  | Relax Interventions 50% | Afghanistan | AFG |  |  | FALSE
2021-11-04 | hospital_demand |  |  |  | 1674.52 |  |  | Additional 50% Reduction | Afghanistan | AFG |  |  | FALSE
2021-11-04 | ICU_demand |  |  |  | 336.77 |  |  | Additional 50% Reduction | Afghanistan | AFG |  |  | FALSE
2021-11-04 | infections |  |  |  | 14715.07 |  |  | Additional 50% Reduction | Afghanistan | AFG |  |  | FALSE
2021-11-04 | hospital_incidence |  |  |  | 165.24 |  |  | Additional 50% Reduction | Afghanistan | AFG |  |  | FALSE
2021-11-04 | ICU_incidence |  |  |  | 58.91 |  |  | Additional 50% Reduction | Afghanistan | AFG |  |  | FALSE
2021-11-04 | cumulative_infections |  |  |  | 15541918.7 |  |  | Additional 50% Reduction | Afghanistan | AFG |  |  | FALSE
2021-11-04 | hospital_demand |  |  |  | 1674.52 |  |  | Maintain Status Quo | Afghanistan | AFG |  |  | FALSE
2021-11-04 | ICU_demand |  |  |  | 336.77 |  |  | Maintain Status Quo | Afghanistan | AFG |  |  | FALSE
2021-11-04 | infections |  |  |  | 14715.07 |  |  | Maintain Status Quo | Afghanistan | AFG |  |  | FALSE
2021-11-04 | hospital_incidence |  |  |  | 165.24 |  |  | Maintain Status Quo | Afghanistan | AFG |  |  | FALSE
2021-11-04 | ICU_incidence |  |  |  | 58.91 |  |  | Maintain Status Quo | Afghanistan | AFG |  |  | FALSE
2021-11-04 | cumulative_infections |  |  |  | 15541918.7 |  |  | Maintain Status Quo | Afghanistan | AFG |  |  | FALSE
2021-11-04 | hospital_demand |  |  |  | 1674.52 |  |  | Relax Interventions 50% | Afghanistan | AFG |  |  | FALSE
2021-11-04 | ICU_demand |  |  |  | 336.77 |  |  | Relax Interventions 50% | Afghanistan | AFG |  |  | FALSE
2021-11-04 | infections |  |  |  | 14715.07 |  |  | Relax Interventions 50% | Afghanistan | AFG |  |  | FALSE
2021-11-04 | hospital_incidence |  |  |  | 165.24 |  |  | Relax Interventions 50% | Afghanistan | AFG |  |  | FALSE
2021-11-04 | ICU_incidence |  |  |  | 58.91 |  |  | Relax Interventions 50% | Afghanistan | AFG |  |  | FALSE
2021-11-04 | cumulative_infections |  |  |  | 15541918.7 |  |  | Relax Interventions 50% | Afghanistan | AFG |  |  | FALSE
2021-11-05 | hospital_demand |  |  |  | 1651.12 |  |  | Additional 50% Reduction | Afghanistan | AFG |  |  | FALSE
2021-11-05 | ICU_demand |  |  |  | 334.85 |  |  | Additional 50% Reduction | Afghanistan | AFG |  |  | FALSE
2021-11-05 | infections |  |  |  | 14254.36 |  |  | Additional 50% Reduction | Afghanistan | AFG |  |  | FALSE
2021-11-05 | hospital_incidence |  |  |  | 160.8 |  |  | Additional 50% Reduction | Afghanistan | AFG |  |  | FALSE
2021-11-05 | ICU_incidence |  |  |  | 57.26 |  |  | Additional 50% Reduction | Afghanistan | AFG |  |  | FALSE
2021-11-05 | cumulative_infections |  |  |  | 15556173 |  |  | Additional 50% Reduction | Afghanistan | AFG |  |  | FALSE
2021-11-05 | hospital_demand |  |  |  | 1651.12 |  |  | Maintain Status Quo | Afghanistan | AFG |  |  | FALSE
2021-11-05 | ICU_demand |  |  |  | 334.85 |  |  | Maintain Status Quo | Afghanistan | AFG |  |  | FALSE
2021-11-05 | infections |  |  |  | 14254.36 |  |  | Maintain Status Quo | Afghanistan | AFG |  |  | FALSE
2021-11-05 | hospital_incidence |  |  |  | 160.8 |  |  | Maintain Status Quo | Afghanistan | AFG |  |  | FALSE
2021-11-05 | ICU_incidence |  |  |  | 57.26 |  |  | Maintain Status Quo | Afghanistan | AFG |  |  | FALSE
2021-11-05 | cumulative_infections |  |  |  | 15556173 |  |  | Maintain Status Quo | Afghanistan | AFG |  |  | FALSE
2021-11-05 | hospital_demand |  |  |  | 1651.12 |  |  | Relax Interventions 50% | Afghanistan | AFG |  |  | FALSE
2021-11-05 | ICU_demand |  |  |  | 334.85 |  |  | Relax Interventions 50% | Afghanistan | AFG |  |  | FALSE
2021-11-05 | infections |  |  |  | 14254.36 |  |  | Relax Interventions 50% | Afghanistan | AFG |  |  | FALSE
2021-11-05 | hospital_incidence |  |  |  | 160.8 |  |  | Relax Interventions 50% | Afghanistan | AFG |  |  | FALSE
2021-11-05 | ICU_incidence |  |  |  | 57.26 |  |  | Relax Interventions 50% | Afghanistan | AFG |  |  | FALSE
2021-11-05 | cumulative_infections |  |  |  | 15556173 |  |  | Relax Interventions 50% | Afghanistan | AFG |  |  | FALSE
2021-11-06 | hospital_demand |  |  |  | 1625.45 |  |  | Additional 50% Reduction | Afghanistan | AFG |  |  | FALSE
2021-11-06 | ICU_demand |  |  |  | 332.85 |  |  | Additional 50% Reduction | Afghanistan | AFG |  |  | FALSE
2021-11-06 | infections |  |  |  | 13811.13 |  |  | Additional 50% Reduction | Afghanistan | AFG |  |  | FALSE
2021-11-06 | hospital_incidence |  |  |  | 156.31 |  |  | Additional 50% Reduction | Afghanistan | AFG |  |  | FALSE
2021-11-06 | ICU_incidence |  |  |  | 55.58 |  |  | Additional 50% Reduction | Afghanistan | AFG |  |  | FALSE
2021-11-06 | cumulative_infections |  |  |  | 15569984.2 |  |  | Additional 50% Reduction | Afghanistan | AFG |  |  | FALSE
2021-11-06 | hospital_demand |  |  |  | 1625.45 |  |  | Maintain Status Quo | Afghanistan | AFG |  |  | FALSE
2021-11-06 | ICU_demand |  |  |  | 332.85 |  |  | Maintain Status Quo | Afghanistan | AFG |  |  | FALSE
2021-11-06 | infections |  |  |  | 13811.13 |  |  | Maintain Status Quo | Afghanistan | AFG |  |  | FALSE
2021-11-06 | hospital_incidence |  |  |  | 156.31 |  |  | Maintain Status Quo | Afghanistan | AFG |  |  | FALSE
2021-11-06 | ICU_incidence |  |  |  | 55.58 |  |  | Maintain Status Quo | Afghanistan | AFG |  |  | FALSE
2021-11-06 | cumulative_infections |  |  |  | 15569984.2 |  |  | Maintain Status Quo | Afghanistan | AFG |  |  | FALSE
2021-11-06 | hospital_demand |  |  |  | 1625.45 |  |  | Relax Interventions 50% | Afghanistan | AFG |  |  | FALSE
2021-11-06 | ICU_demand |  |  |  | 332.85 |  |  | Relax Interventions 50% | Afghanistan | AFG |  |  | FALSE
2021-11-06 | infections |  |  |  | 13811.13 |  |  | Relax Interventions 50% | Afghanistan | AFG |  |  | FALSE
2021-11-06 | hospital_incidence |  |  |  | 156.31 |  |  | Relax Interventions 50% | Afghanistan | AFG |  |  | FALSE
2021-11-06 | ICU_incidence |  |  |  | 55.58 |  |  | Relax Interventions 50% | Afghanistan | AFG |  |  | FALSE
2021-11-06 | cumulative_infections |  |  |  | 15569984.2 |  |  | Relax Interventions 50% | Afghanistan | AFG |  |  | FALSE
2021-11-07 | hospital_demand |  |  |  | 1597.71 |  |  | Additional 50% Reduction | Afghanistan | AFG |  |  | FALSE
2021-11-07 | ICU_demand |  |  |  | 330.8 |  |  | Additional 50% Reduction | Afghanistan | AFG |  |  | FALSE
2021-11-07 | infections |  |  |  | 13383.26 |  |  | Additional 50% Reduction | Afghanistan | AFG |  |  | FALSE
2021-11-07 | hospital_incidence |  |  |  | 151.82 |  |  | Additional 50% Reduction | Afghanistan | AFG |  |  | FALSE
2021-11-07 | ICU_incidence |  |  |  | 53.9 |  |  | Additional 50% Reduction | Afghanistan | AFG |  |  | FALSE
2021-11-07 | cumulative_infections |  |  |  | 15583367.4 |  |  | Additional 50% Reduction | Afghanistan | AFG |  |  | FALSE
2021-11-07 | hospital_demand |  |  |  | 1597.71 |  |  | Maintain Status Quo | Afghanistan | AFG |  |  | FALSE
2021-11-07 | ICU_demand |  |  |  | 330.8 |  |  | Maintain Status Quo | Afghanistan | AFG |  |  | FALSE
2021-11-07 | infections |  |  |  | 13383.26 |  |  | Maintain Status Quo | Afghanistan | AFG |  |  | FALSE
2021-11-07 | hospital_incidence |  |  |  | 151.82 |  |  | Maintain Status Quo | Afghanistan | AFG |  |  | FALSE
2021-11-07 | ICU_incidence |  |  |  | 53.9 |  |  | Maintain Status Quo | Afghanistan | AFG |  |  | FALSE
2021-11-07 | cumulative_infections |  |  |  | 15583367.4 |  |  | Maintain Status Quo | Afghanistan | AFG |  |  | FALSE
2021-11-07 | hospital_demand |  |  |  | 1597.71 |  |  | Relax Interventions 50% | Afghanistan | AFG |  |  | FALSE
2021-11-07 | ICU_demand |  |  |  | 330.8 |  |  | Relax Interventions 50% | Afghanistan | AFG |  |  | FALSE
2021-11-07 | infections |  |  |  | 13383.26 |  |  | Relax Interventions 50% | Afghanistan | AFG |  |  | FALSE
2021-11-07 | hospital_incidence |  |  |  | 151.82 |  |  | Relax Interventions 50% | Afghanistan | AFG |  |  | FALSE
2021-11-07 | ICU_incidence |  |  |  | 53.9 |  |  | Relax Interventions 50% | Afghanistan | AFG |  |  | FALSE
2021-11-07 | cumulative_infections |  |  |  | 15583367.4 |  |  | Relax Interventions 50% | Afghanistan | AFG |  |  | FALSE
2021-11-08 | hospital_demand |  |  |  | 1568.17 |  |  | Additional 50% Reduction | Afghanistan | AFG |  |  | FALSE
2021-11-08 | ICU_demand |  |  |  | 328.74 |  |  | Additional 50% Reduction | Afghanistan | AFG |  |  | FALSE
2021-11-08 | infections |  |  |  | 12969.46 |  |  | Additional 50% Reduction | Afghanistan | AFG |  |  | FALSE
2021-11-08 | hospital_incidence |  |  |  | 147.39 |  |  | Additional 50% Reduction | Afghanistan | AFG |  |  | FALSE
2021-11-08 | ICU_incidence |  |  |  | 52.25 |  |  | Additional 50% Reduction | Afghanistan | AFG |  |  | FALSE
2021-11-08 | cumulative_infections |  |  |  | 15596336.9 |  |  | Additional 50% Reduction | Afghanistan | AFG |  |  | FALSE
2021-11-08 | hospital_demand |  |  |  | 1568.17 |  |  | Maintain Status Quo | Afghanistan | AFG |  |  | FALSE
2021-11-08 | ICU_demand |  |  |  | 328.74 |  |  | Maintain Status Quo | Afghanistan | AFG |  |  | FALSE
2021-11-08 | infections |  |  |  | 12969.46 |  |  | Maintain Status Quo | Afghanistan | AFG |  |  | FALSE
2021-11-08 | hospital_incidence |  |  |  | 147.39 |  |  | Maintain Status Quo | Afghanistan | AFG |  |  | FALSE
2021-11-08 | ICU_incidence |  |  |  | 52.25 |  |  | Maintain Status Quo | Afghanistan | AFG |  |  | FALSE
2021-11-08 | cumulative_infections |  |  |  | 15596336.9 |  |  | Maintain Status Quo | Afghanistan | AFG |  |  | FALSE
2021-11-08 | hospital_demand |  |  |  | 1568.17 |  |  | Relax Interventions 50% | Afghanistan | AFG |  |  | FALSE
2021-11-08 | ICU_demand |  |  |  | 328.74 |  |  | Relax Interventions 50% | Afghanistan | AFG |  |  | FALSE
2021-11-08 | infections |  |  |  | 12969.46 |  |  | Relax Interventions 50% | Afghanistan | AFG |  |  | FALSE
2021-11-08 | hospital_incidence |  |  |  | 147.39 |  |  | Relax Interventions 50% | Afghanistan | AFG |  |  | FALSE
2021-11-08 | ICU_incidence |  |  |  | 52.25 |  |  | Relax Interventions 50% | Afghanistan | AFG |  |  | FALSE
2021-11-08 | cumulative_infections |  |  |  | 15596336.9 |  |  | Relax Interventions 50% | Afghanistan | AFG |  |  | FALSE
2021-11-09 | hospital_demand |  |  |  | 1537.14 |  |  | Additional 50% Reduction | Afghanistan | AFG |  |  | FALSE
2021-11-09 | ICU_demand |  |  |  | 326.67 |  |  | Additional 50% Reduction | Afghanistan | AFG |  |  | FALSE
2021-11-09 | infections |  |  |  | 12568.94 |  |  | Additional 50% Reduction | Afghanistan | AFG |  |  | FALSE
2021-11-09 | hospital_incidence |  |  |  | 143.04 |  |  | Additional 50% Reduction | Afghanistan | AFG |  |  | FALSE
2021-11-09 | ICU_incidence |  |  |  | 50.64 |  |  | Additional 50% Reduction | Afghanistan | AFG |  |  | FALSE
2021-11-09 | cumulative_infections |  |  |  | 15608905.8 |  |  | Additional 50% Reduction | Afghanistan | AFG |  |  | FALSE
2021-11-09 | hospital_demand |  |  |  | 1537.14 |  |  | Maintain Status Quo | Afghanistan | AFG |  |  | FALSE
2021-11-09 | ICU_demand |  |  |  | 326.67 |  |  | Maintain Status Quo | Afghanistan | AFG |  |  | FALSE
2021-11-09 | infections |  |  |  | 12568.94 |  |  | Maintain Status Quo | Afghanistan | AFG |  |  | FALSE
2021-11-09 | hospital_incidence |  |  |  | 143.04 |  |  | Maintain Status Quo | Afghanistan | AFG |  |  | FALSE
2021-11-09 | ICU_incidence |  |  |  | 50.64 |  |  | Maintain Status Quo | Afghanistan | AFG |  |  | FALSE
2021-11-09 | cumulative_infections |  |  |  | 15608905.8 |  |  | Maintain Status Quo | Afghanistan | AFG |  |  | FALSE
2021-11-09 | hospital_demand |  |  |  | 1537.14 |  |  | Relax Interventions 50% | Afghanistan | AFG |  |  | FALSE
2021-11-09 | ICU_demand |  |  |  | 326.67 |  |  | Relax Interventions 50% | Afghanistan | AFG |  |  | FALSE
2021-11-09 | infections |  |  |  | 12568.94 |  |  | Relax Interventions 50% | Afghanistan | AFG |  |  | FALSE
2021-11-09 | hospital_incidence |  |  |  | 143.04 |  |  | Relax Interventions 50% | Afghanistan | AFG |  |  | FALSE
2021-11-09 | ICU_incidence |  |  |  | 50.64 |  |  | Relax Interventions 50% | Afghanistan | AFG |  |  | FALSE
2021-11-09 | cumulative_infections |  |  |  | 15608905.8 |  |  | Relax Interventions 50% | Afghanistan | AFG |  |  | FALSE
2021-11-10 | hospital_demand |  |  |  | 1504.9 |  |  | Additional 50% Reduction | Afghanistan | AFG |  |  | FALSE
2021-11-10 | ICU_demand |  |  |  | 324.63 |  |  | Additional 50% Reduction | Afghanistan | AFG |  |  | FALSE
2021-11-10 | infections |  |  |  | 12181.14 |  |  | Additional 50% Reduction | Afghanistan | AFG |  |  | FALSE
2021-11-10 | hospital_incidence |  |  |  | 138.8 |  |  | Additional 50% Reduction | Afghanistan | AFG |  |  | FALSE
2021-11-10 | ICU_incidence |  |  |  | 49.06 |  |  | Additional 50% Reduction | Afghanistan | AFG |  |  | FALSE
2021-11-10 | cumulative_infections |  |  |  | 15621087 |  |  | Additional 50% Reduction | Afghanistan | AFG |  |  | FALSE
2021-11-10 | hospital_demand |  |  |  | 1504.9 |  |  | Maintain Status Quo | Afghanistan | AFG |  |  | FALSE
2021-11-10 | ICU_demand |  |  |  | 324.63 |  |  | Maintain Status Quo | Afghanistan | AFG |  |  | FALSE
2021-11-10 | infections |  |  |  | 12181.14 |  |  | Maintain Status Quo | Afghanistan | AFG |  |  | FALSE
2021-11-10 | hospital_incidence |  |  |  | 138.8 |  |  | Maintain Status Quo | Afghanistan | AFG |  |  | FALSE
2021-11-10 | ICU_incidence |  |  |  | 49.06 |  |  | Maintain Status Quo | Afghanistan | AFG |  |  | FALSE
2021-11-10 | cumulative_infections |  |  |  | 15621087 |  |  | Maintain Status Quo | Afghanistan | AFG |  |  | FALSE
2021-11-10 | hospital_demand |  |  |  | 1504.9 |  |  | Relax Interventions 50% | Afghanistan | AFG |  |  | FALSE
2021-11-10 | ICU_demand |  |  |  | 324.63 |  |  | Relax Interventions 50% | Afghanistan | AFG |  |  | FALSE
2021-11-10 | infections |  |  |  | 12181.14 |  |  | Relax Interventions 50% | Afghanistan | AFG |  |  | FALSE
2021-11-10 | hospital_incidence |  |  |  | 138.8 |  |  | Relax Interventions 50% | Afghanistan | AFG |  |  | FALSE
2021-11-10 | ICU_incidence |  |  |  | 49.06 |  |  | Relax Interventions 50% | Afghanistan | AFG |  |  | FALSE
2021-11-10 | cumulative_infections |  |  |  | 15621087 |  |  | Relax Interventions 50% | Afghanistan | AFG |  |  | FALSE
2021-11-11 | hospital_demand |  |  |  | 1471.73 |  |  | Additional 50% Reduction | Afghanistan | AFG |  |  | FALSE
2021-11-11 | ICU_demand |  |  |  | 322.61 |  |  | Additional 50% Reduction | Afghanistan | AFG |  |  | FALSE
2021-11-11 | infections |  |  |  | 11805.65 |  |  | Additional 50% Reduction | Afghanistan | AFG |  |  | FALSE
2021-11-11 | hospital_incidence |  |  |  | 134.66 |  |  | Additional 50% Reduction | Afghanistan | AFG |  |  | FALSE
2021-11-11 | ICU_incidence |  |  |  | 47.53 |  |  | Additional 50% Reduction | Afghanistan | AFG |  |  | FALSE
2021-11-11 | cumulative_infections |  |  |  | 15632892.6 |  |  | Additional 50% Reduction | Afghanistan | AFG |  |  | FALSE
2021-11-11 | hospital_demand |  |  |  | 1471.73 |  |  | Maintain Status Quo | Afghanistan | AFG |  |  | FALSE
2021-11-11 | ICU_demand |  |  |  | 322.61 |  |  | Maintain Status Quo | Afghanistan | AFG |  |  | FALSE
2021-11-11 | infections |  |  |  | 11805.65 |  |  | Maintain Status Quo | Afghanistan | AFG |  |  | FALSE
2021-11-11 | hospital_incidence |  |  |  | 134.66 |  |  | Maintain Status Quo | Afghanistan | AFG |  |  | FALSE
2021-11-11 | ICU_incidence |  |  |  | 47.53 |  |  | Maintain Status Quo | Afghanistan | AFG |  |  | FALSE
2021-11-11 | cumulative_infections |  |  |  | 15632892.6 |  |  | Maintain Status Quo | Afghanistan | AFG |  |  | FALSE
2021-11-11 | hospital_demand |  |  |  | 1471.73 |  |  | Relax Interventions 50% | Afghanistan | AFG |  |  | FALSE
2021-11-11 | ICU_demand |  |  |  | 322.61 |  |  | Relax Interventions 50% | Afghanistan | AFG |  |  | FALSE
2021-11-11 | infections |  |  |  | 11805.65 |  |  | Relax Interventions 50% | Afghanistan | AFG |  |  | FALSE
2021-11-11 | hospital_incidence |  |  |  | 134.66 |  |  | Relax Interventions 50% | Afghanistan | AFG |  |  | FALSE
2021-11-11 | ICU_incidence |  |  |  | 47.53 |  |  | Relax Interventions 50% | Afghanistan | AFG |  |  | FALSE
2021-11-11 | cumulative_infections |  |  |  | 15632892.6 |  |  | Relax Interventions 50% | Afghanistan | AFG |  |  | FALSE
2021-11-12 | hospital_demand |  |  |  | 1437.91 |  |  | Additional 50% Reduction | Afghanistan | AFG |  |  | FALSE
2021-11-12 | ICU_demand |  |  |  | 320.62 |  |  | Additional 50% Reduction | Afghanistan | AFG |  |  | FALSE
2021-11-12 | infections |  |  |  | 11572.13 |  |  | Additional 50% Reduction | Afghanistan | AFG |  |  | FALSE
2021-11-12 | hospital_incidence |  |  |  | 130.66 |  |  | Additional 50% Reduction | Afghanistan | AFG |  |  | FALSE
2021-11-12 | ICU_incidence |  |  |  | 46.04 |  |  | Additional 50% Reduction | Afghanistan | AFG |  |  | FALSE
2021-11-12 | cumulative_infections |  |  |  | 15644464.7 |  |  | Additional 50% Reduction | Afghanistan | AFG |  |  | FALSE
2021-11-12 | hospital_demand |  |  |  | 1437.91 |  |  | Maintain Status Quo | Afghanistan | AFG |  |  | FALSE
2021-11-12 | ICU_demand |  |  |  | 320.62 |  |  | Maintain Status Quo | Afghanistan | AFG |  |  | FALSE
2021-11-12 | infections |  |  |  | 11572.13 |  |  | Maintain Status Quo | Afghanistan | AFG |  |  | FALSE
2021-11-12 | hospital_incidence |  |  |  | 130.66 |  |  | Maintain Status Quo | Afghanistan | AFG |  |  | FALSE
2021-11-12 | ICU_incidence |  |  |  | 46.04 |  |  | Maintain Status Quo | Afghanistan | AFG |  |  | FALSE
2021-11-12 | cumulative_infections |  |  |  | 15644464.7 |  |  | Maintain Status Quo | Afghanistan | AFG |  |  | FALSE
2021-11-12 | hospital_demand |  |  |  | 1437.91 |  |  | Relax Interventions 50% | Afghanistan | AFG |  |  | FALSE
2021-11-12 | ICU_demand |  |  |  | 320.62 |  |  | Relax Interventions 50% | Afghanistan | AFG |  |  | FALSE
2021-11-12 | infections |  |  |  | 11572.13 |  |  | Relax Interventions 50% | Afghanistan | AFG |  |  | FALSE
2021-11-12 | hospital_incidence |  |  |  | 130.66 |  |  | Relax Interventions 50% | Afghanistan | AFG |  |  | FALSE
2021-11-12 | ICU_incidence |  |  |  | 46.04 |  |  | Relax Interventions 50% | Afghanistan | AFG |  |  | FALSE
2021-11-12 | cumulative_infections |  |  |  | 15644464.7 |  |  | Relax Interventions 50% | Afghanistan | AFG |  |  | FALSE
2021-11-13 | hospital_demand |  |  |  | 1403.75 |  |  | Additional 50% Reduction | Afghanistan | AFG |  |  | FALSE
2021-11-13 | ICU_demand |  |  |  | 318.7 |  |  | Additional 50% Reduction | Afghanistan | AFG |  |  | FALSE
2021-11-13 | infections |  |  |  | 11483.43 |  |  | Additional 50% Reduction | Afghanistan | AFG |  |  | FALSE
2021-11-13 | hospital_incidence |  |  |  | 126.96 |  |  | Additional 50% Reduction | Afghanistan | AFG |  |  | FALSE
2021-11-13 | ICU_incidence |  |  |  | 44.67 |  |  | Additional 50% Reduction | Afghanistan | AFG |  |  | FALSE
2021-11-13 | cumulative_infections |  |  |  | 15655948.2 |  |  | Additional 50% Reduction | Afghanistan | AFG |  |  | FALSE
2021-11-13 | hospital_demand |  |  |  | 1403.75 |  |  | Maintain Status Quo | Afghanistan | AFG |  |  | FALSE
2021-11-13 | ICU_demand |  |  |  | 318.7 |  |  | Maintain Status Quo | Afghanistan | AFG |  |  | FALSE
2021-11-13 | infections |  |  |  | 11483.43 |  |  | Maintain Status Quo | Afghanistan | AFG |  |  | FALSE
2021-11-13 | hospital_incidence |  |  |  | 126.96 |  |  | Maintain Status Quo | Afghanistan | AFG |  |  | FALSE
2021-11-13 | ICU_incidence |  |  |  | 44.67 |  |  | Maintain Status Quo | Afghanistan | AFG |  |  | FALSE
2021-11-13 | cumulative_infections |  |  |  | 15655948.2 |  |  | Maintain Status Quo | Afghanistan | AFG |  |  | FALSE
2021-11-13 | hospital_demand |  |  |  | 1403.75 |  |  | Relax Interventions 50% | Afghanistan | AFG |  |  | FALSE
2021-11-13 | ICU_demand |  |  |  | 318.7 |  |  | Relax Interventions 50% | Afghanistan | AFG |  |  | FALSE
2021-11-13 | infections |  |  |  | 11483.43 |  |  | Relax Interventions 50% | Afghanistan | AFG |  |  | FALSE
2021-11-13 | hospital_incidence |  |  |  | 126.96 |  |  | Relax Interventions 50% | Afghanistan | AFG |  |  | FALSE
2021-11-13 | ICU_incidence |  |  |  | 44.67 |  |  | Relax Interventions 50% | Afghanistan | AFG |  |  | FALSE
2021-11-13 | cumulative_infections |  |  |  | 15655948.2 |  |  | Relax Interventions 50% | Afghanistan | AFG |  |  | FALSE
2021-11-14 | hospital_demand |  |  |  | 1369.76 |  |  | Additional 50% Reduction | Afghanistan | AFG |  |  | FALSE
2021-11-14 | ICU_demand |  |  |  | 316.92 |  |  | Additional 50% Reduction | Afghanistan | AFG |  |  | FALSE
2021-11-14 | infections |  |  |  | 11433.46 |  |  | Additional 50% Reduction | Afghanistan | AFG |  |  | FALSE
2021-11-14 | hospital_incidence |  |  |  | 123.76 |  |  | Additional 50% Reduction | Afghanistan | AFG |  |  | FALSE
2021-11-14 | ICU_incidence |  |  |  | 43.48 |  |  | Additional 50% Reduction | Afghanistan | AFG |  |  | FALSE
2021-11-14 | cumulative_infections |  |  |  | 15667381.6 |  |  | Additional 50% Reduction | Afghanistan | AFG |  |  | FALSE
2021-11-14 | hospital_demand |  |  |  | 1369.76 |  |  | Maintain Status Quo | Afghanistan | AFG |  |  | FALSE
2021-11-14 | ICU_demand |  |  |  | 316.92 |  |  | Maintain Status Quo | Afghanistan | AFG |  |  | FALSE
2021-11-14 | infections |  |  |  | 11433.46 |  |  | Maintain Status Quo | Afghanistan | AFG |  |  | FALSE
2021-11-14 | hospital_incidence |  |  |  | 123.76 |  |  | Maintain Status Quo | Afghanistan | AFG |  |  | FALSE
2021-11-14 | ICU_incidence |  |  |  | 43.48 |  |  | Maintain Status Quo | Afghanistan | AFG |  |  | FALSE
2021-11-14 | cumulative_infections |  |  |  | 15667381.6 |  |  | Maintain Status Quo | Afghanistan | AFG |  |  | FALSE
2021-11-14 | hospital_demand |  |  |  | 1369.76 |  |  | Relax Interventions 50% | Afghanistan | AFG |  |  | FALSE
2021-11-14 | ICU_demand |  |  |  | 316.92 |  |  | Relax Interventions 50% | Afghanistan | AFG |  |  | FALSE
2021-11-14 | infections |  |  |  | 11433.46 |  |  | Relax Interventions 50% | Afghanistan | AFG |  |  | FALSE
2021-11-14 | hospital_incidence |  |  |  | 123.76 |  |  | Relax Interventions 50% | Afghanistan | AFG |  |  | FALSE
2021-11-14 | ICU_incidence |  |  |  | 43.48 |  |  | Relax Interventions 50% | Afghanistan | AFG |  |  | FALSE
2021-11-14 | cumulative_infections |  |  |  | 15667381.6 |  |  | Relax Interventions 50% | Afghanistan | AFG |  |  | FALSE
2021-11-15 | hospital_demand |  |  |  | 1336.54 |  |  | Additional 50% Reduction | Afghanistan | AFG |  |  | FALSE
2021-11-15 | ICU_demand |  |  |  | 315.3 |  |  | Additional 50% Reduction | Afghanistan | AFG |  |  | FALSE
2021-11-15 | infections |  |  |  | 11382.44 |  |  | Additional 50% Reduction | Afghanistan | AFG |  |  | FALSE
2021-11-15 | hospital_incidence |  |  |  | 121.12 |  |  | Additional 50% Reduction | Afghanistan | AFG |  |  | FALSE
2021-11-15 | ICU_incidence |  |  |  | 42.49 |  |  | Additional 50% Reduction | Afghanistan | AFG |  |  | FALSE
2021-11-15 | cumulative_infections |  |  |  | 15678764.1 |  |  | Additional 50% Reduction | Afghanistan | AFG |  |  | FALSE
2021-11-15 | hospital_demand |  |  |  | 1336.54 |  |  | Maintain Status Quo | Afghanistan | AFG |  |  | FALSE
2021-11-15 | ICU_demand |  |  |  | 315.3 |  |  | Maintain Status Quo | Afghanistan | AFG |  |  | FALSE
2021-11-15 | infections |  |  |  | 11382.44 |  |  | Maintain Status Quo | Afghanistan | AFG |  |  | FALSE
2021-11-15 | hospital_incidence |  |  |  | 121.12 |  |  | Maintain Status Quo | Afghanistan | AFG |  |  | FALSE
2021-11-15 | ICU_incidence |  |  |  | 42.49 |  |  | Maintain Status Quo | Afghanistan | AFG |  |  | FALSE
2021-11-15 | cumulative_infections |  |  |  | 15678764.1 |  |  | Maintain Status Quo | Afghanistan | AFG |  |  | FALSE
2021-11-15 | hospital_demand |  |  |  | 1336.54 |  |  | Relax Interventions 50% | Afghanistan | AFG |  |  | FALSE
2021-11-15 | ICU_demand |  |  |  | 315.3 |  |  | Relax Interventions 50% | Afghanistan | AFG |  |  | FALSE
2021-11-15 | infections |  |  |  | 11382.44 |  |  | Relax Interventions 50% | Afghanistan | AFG |  |  | FALSE
2021-11-15 | hospital_incidence |  |  |  | 121.12 |  |  | Relax Interventions 50% | Afghanistan | AFG |  |  | FALSE
2021-11-15 | ICU_incidence |  |  |  | 42.49 |  |  | Relax Interventions 50% | Afghanistan | AFG |  |  | FALSE
2021-11-15 | cumulative_infections |  |  |  | 15678764.1 |  |  | Relax Interventions 50% | Afghanistan | AFG |  |  | FALSE
2021-11-16 | hospital_demand |  |  |  | 1304.63 |  |  | Additional 50% Reduction | Afghanistan | AFG |  |  | FALSE
2021-11-16 | ICU_demand |  |  |  | 313.88 |  |  | Additional 50% Reduction | Afghanistan | AFG |  |  | FALSE
2021-11-16 | infections |  |  |  | 11320.39 |  |  | Additional 50% Reduction | Afghanistan | AFG |  |  | FALSE
2021-11-16 | hospital_incidence |  |  |  | 119.01 |  |  | Additional 50% Reduction | Afghanistan | AFG |  |  | FALSE
2021-11-16 | ICU_incidence |  |  |  | 41.68 |  |  | Additional 50% Reduction | Afghanistan | AFG |  |  | FALSE
2021-11-16 | cumulative_infections |  |  |  | 15690084.5 |  |  | Additional 50% Reduction | Afghanistan | AFG |  |  | FALSE
2021-11-16 | hospital_demand |  |  |  | 1304.63 |  |  | Maintain Status Quo | Afghanistan | AFG |  |  | FALSE
2021-11-16 | ICU_demand |  |  |  | 313.88 |  |  | Maintain Status Quo | Afghanistan | AFG |  |  | FALSE
2021-11-16 | infections |  |  |  | 11320.39 |  |  | Maintain Status Quo | Afghanistan | AFG |  |  | FALSE
2021-11-16 | hospital_incidence |  |  |  | 119.01 |  |  | Maintain Status Quo | Afghanistan | AFG |  |  | FALSE
2021-11-16 | ICU_incidence |  |  |  | 41.68 |  |  | Maintain Status Quo | Afghanistan | AFG |  |  | FALSE
2021-11-16 | cumulative_infections |  |  |  | 15690084.5 |  |  | Maintain Status Quo | Afghanistan | AFG |  |  | FALSE
2021-11-16 | hospital_demand |  |  |  | 1304.63 |  |  | Relax Interventions 50% | Afghanistan | AFG |  |  | FALSE
2021-11-16 | ICU_demand |  |  |  | 313.88 |  |  | Relax Interventions 50% | Afghanistan | AFG |  |  | FALSE
2021-11-16 | infections |  |  |  | 11320.39 |  |  | Relax Interventions 50% | Afghanistan | AFG |  |  | FALSE
2021-11-16 | hospital_incidence |  |  |  | 119.01 |  |  | Relax Interventions 50% | Afghanistan | AFG |  |  | FALSE
2021-11-16 | ICU_incidence |  |  |  | 41.68 |  |  | Relax Interventions 50% | Afghanistan | AFG |  |  | FALSE
2021-11-16 | cumulative_infections |  |  |  | 15690084.5 |  |  | Relax Interventions 50% | Afghanistan | AFG |  |  | FALSE
2021-11-17 | hospital_demand |  |  |  | 1274.44 |  |  | Additional 50% Reduction | Afghanistan | AFG |  |  | FALSE
2021-11-17 | ICU_demand |  |  |  | 312.63 |  |  | Additional 50% Reduction | Afghanistan | AFG |  |  | FALSE
2021-11-17 | infections |  |  |  | 11248.32 |  |  | Additional 50% Reduction | Afghanistan | AFG |  |  | FALSE
2021-11-17 | hospital_incidence |  |  |  | 117.31 |  |  | Additional 50% Reduction | Afghanistan | AFG |  |  | FALSE
2021-11-17 | ICU_incidence |  |  |  | 41.03 |  |  | Additional 50% Reduction | Afghanistan | AFG |  |  | FALSE
2021-11-17 | cumulative_infections |  |  |  | 15701332.8 |  |  | Additional 50% Reduction | Afghanistan | AFG |  |  | FALSE
2021-11-17 | hospital_demand |  |  |  | 1274.44 |  |  | Maintain Status Quo | Afghanistan | AFG |  |  | FALSE
2021-11-17 | ICU_demand |  |  |  | 312.63 |  |  | Maintain Status Quo | Afghanistan | AFG |  |  | FALSE
2021-11-17 | infections |  |  |  | 11248.32 |  |  | Maintain Status Quo | Afghanistan | AFG |  |  | FALSE
2021-11-17 | hospital_incidence |  |  |  | 117.31 |  |  | Maintain Status Quo | Afghanistan | AFG |  |  | FALSE
2021-11-17 | ICU_incidence |  |  |  | 41.03 |  |  | Maintain Status Quo | Afghanistan | AFG |  |  | FALSE
2021-11-17 | cumulative_infections |  |  |  | 15701332.8 |  |  | Maintain Status Quo | Afghanistan | AFG |  |  | FALSE
2021-11-17 | hospital_demand |  |  |  | 1274.44 |  |  | Relax Interventions 50% | Afghanistan | AFG |  |  | FALSE
2021-11-17 | ICU_demand |  |  |  | 312.63 |  |  | Relax Interventions 50% | Afghanistan | AFG |  |  | FALSE
2021-11-17 | infections |  |  |  | 11248.32 |  |  | Relax Interventions 50% | Afghanistan | AFG |  |  | FALSE
2021-11-17 | hospital_incidence |  |  |  | 117.31 |  |  | Relax Interventions 50% | Afghanistan | AFG |  |  | FALSE
2021-11-17 | ICU_incidence |  |  |  | 41.03 |  |  | Relax Interventions 50% | Afghanistan | AFG |  |  | FALSE
2021-11-17 | cumulative_infections |  |  |  | 15701332.8 |  |  | Relax Interventions 50% | Afghanistan | AFG |  |  | FALSE
2021-11-18 | hospital_demand |  |  |  | 1246.26 |  |  | Additional 50% Reduction | Afghanistan | AFG |  |  | FALSE
2021-11-18 | ICU_demand |  |  |  | 311.52 |  |  | Additional 50% Reduction | Afghanistan | AFG |  |  | FALSE
2021-11-18 | infections |  |  |  | 11169.8 |  |  | Additional 50% Reduction | Afghanistan | AFG |  |  | FALSE
2021-11-18 | hospital_incidence |  |  |  | 115.93 |  |  | Additional 50% Reduction | Afghanistan | AFG |  |  | FALSE
2021-11-18 | ICU_incidence |  |  |  | 40.48 |  |  | Additional 50% Reduction | Afghanistan | AFG |  |  | FALSE
2021-11-18 | cumulative_infections |  |  |  | 15712502.6 |  |  | Additional 50% Reduction | Afghanistan | AFG |  |  | FALSE
2021-11-18 | hospital_demand |  |  |  | 1246.26 |  |  | Maintain Status Quo | Afghanistan | AFG |  |  | FALSE
2021-11-18 | ICU_demand |  |  |  | 311.52 |  |  | Maintain Status Quo | Afghanistan | AFG |  |  | FALSE
2021-11-18 | infections |  |  |  | 11169.8 |  |  | Maintain Status Quo | Afghanistan | AFG |  |  | FALSE
2021-11-18 | hospital_incidence |  |  |  | 115.93 |  |  | Maintain Status Quo | Afghanistan | AFG |  |  | FALSE
2021-11-18 | ICU_incidence |  |  |  | 40.48 |  |  | Maintain Status Quo | Afghanistan | AFG |  |  | FALSE
2021-11-18 | cumulative_infections |  |  |  | 15712502.6 |  |  | Maintain Status Quo | Afghanistan | AFG |  |  | FALSE
2021-11-18 | hospital_demand |  |  |  | 1246.26 |  |  | Relax Interventions 50% | Afghanistan | AFG |  |  | FALSE
2021-11-18 | ICU_demand |  |  |  | 311.52 |  |  | Relax Interventions 50% | Afghanistan | AFG |  |  | FALSE
2021-11-18 | infections |  |  |  | 11169.8 |  |  | Relax Interventions 50% | Afghanistan | AFG |  |  | FALSE
2021-11-18 | hospital_incidence |  |  |  | 115.93 |  |  | Relax Interventions 50% | Afghanistan | AFG |  |  | FALSE
2021-11-18 | ICU_incidence |  |  |  | 40.48 |  |  | Relax Interventions 50% | Afghanistan | AFG |  |  | FALSE
2021-11-18 | cumulative_infections |  |  |  | 15712502.6 |  |  | Relax Interventions 50% | Afghanistan | AFG |  |  | FALSE
2021-11-19 | hospital_demand |  |  |  | 1220.19 |  |  | Additional 50% Reduction | Afghanistan | AFG |  |  | FALSE
2021-11-19 | ICU_demand |  |  |  | 310.53 |  |  | Additional 50% Reduction | Afghanistan | AFG |  |  | FALSE
2021-11-19 | infections |  |  |  | 11088.01 |  |  | Additional 50% Reduction | Afghanistan | AFG |  |  | FALSE
2021-11-19 | hospital_incidence |  |  |  | 114.77 |  |  | Additional 50% Reduction | Afghanistan | AFG |  |  | FALSE
2021-11-19 | ICU_incidence |  |  |  | 40.01 |  |  | Additional 50% Reduction | Afghanistan | AFG |  |  | FALSE
2021-11-19 | cumulative_infections |  |  |  | 15723590.6 |  |  | Additional 50% Reduction | Afghanistan | AFG |  |  | FALSE
2021-11-19 | hospital_demand |  |  |  | 1220.19 |  |  | Maintain Status Quo | Afghanistan | AFG |  |  | FALSE
2021-11-19 | ICU_demand |  |  |  | 310.53 |  |  | Maintain Status Quo | Afghanistan | AFG |  |  | FALSE
2021-11-19 | infections |  |  |  | 11088.01 |  |  | Maintain Status Quo | Afghanistan | AFG |  |  | FALSE
2021-11-19 | hospital_incidence |  |  |  | 114.77 |  |  | Maintain Status Quo | Afghanistan | AFG |  |  | FALSE
2021-11-19 | ICU_incidence |  |  |  | 40.01 |  |  | Maintain Status Quo | Afghanistan | AFG |  |  | FALSE
2021-11-19 | cumulative_infections |  |  |  | 15723590.6 |  |  | Maintain Status Quo | Afghanistan | AFG |  |  | FALSE
2021-11-19 | hospital_demand |  |  |  | 1220.19 |  |  | Relax Interventions 50% | Afghanistan | AFG |  |  | FALSE
2021-11-19 | ICU_demand |  |  |  | 310.53 |  |  | Relax Interventions 50% | Afghanistan | AFG |  |  | FALSE
2021-11-19 | infections |  |  |  | 11088.01 |  |  | Relax Interventions 50% | Afghanistan | AFG |  |  | FALSE
2021-11-19 | hospital_incidence |  |  |  | 114.77 |  |  | Relax Interventions 50% | Afghanistan | AFG |  |  | FALSE
2021-11-19 | ICU_incidence |  |  |  | 40.01 |  |  | Relax Interventions 50% | Afghanistan | AFG |  |  | FALSE
2021-11-19 | cumulative_infections |  |  |  | 15723590.6 |  |  | Relax Interventions 50% | Afghanistan | AFG |  |  | FALSE
2021-11-20 | hospital_demand |  |  |  | 1196.24 |  |  | Additional 50% Reduction | Afghanistan | AFG |  |  | FALSE
2021-11-20 | ICU_demand |  |  |  | 309.61 |  |  | Additional 50% Reduction | Afghanistan | AFG |  |  | FALSE
2021-11-20 | infections |  |  |  | 11005.02 |  |  | Additional 50% Reduction | Afghanistan | AFG |  |  | FALSE
2021-11-20 | hospital_incidence |  |  |  | 114.17 |  |  | Additional 50% Reduction | Afghanistan | AFG |  |  | FALSE
2021-11-20 | ICU_incidence |  |  |  | 39.19 |  |  | Additional 50% Reduction | Afghanistan | AFG |  |  | FALSE
2021-11-20 | cumulative_infections |  |  |  | 15734595.6 |  |  | Additional 50% Reduction | Afghanistan | AFG |  |  | FALSE
2021-11-20 | hospital_demand |  |  |  | 1196.24 |  |  | Maintain Status Quo | Afghanistan | AFG |  |  | FALSE
2021-11-20 | ICU_demand |  |  |  | 309.61 |  |  | Maintain Status Quo | Afghanistan | AFG |  |  | FALSE
2021-11-20 | infections |  |  |  | 11005.02 |  |  | Maintain Status Quo | Afghanistan | AFG |  |  | FALSE
2021-11-20 | hospital_incidence |  |  |  | 114.17 |  |  | Maintain Status Quo | Afghanistan | AFG |  |  | FALSE
2021-11-20 | ICU_incidence |  |  |  | 39.19 |  |  | Maintain Status Quo | Afghanistan | AFG |  |  | FALSE
2021-11-20 | cumulative_infections |  |  |  | 15734595.6 |  |  | Maintain Status Quo | Afghanistan | AFG |  |  | FALSE
2021-11-20 | hospital_demand |  |  |  | 1196.24 |  |  | Relax Interventions 50% | Afghanistan | AFG |  |  | FALSE
2021-11-20 | ICU_demand |  |  |  | 309.61 |  |  | Relax Interventions 50% | Afghanistan | AFG |  |  | FALSE
2021-11-20 | infections |  |  |  | 11005.02 |  |  | Relax Interventions 50% | Afghanistan | AFG |  |  | FALSE
2021-11-20 | hospital_incidence |  |  |  | 114.17 |  |  | Relax Interventions 50% | Afghanistan | AFG |  |  | FALSE
2021-11-20 | ICU_incidence |  |  |  | 39.19 |  |  | Relax Interventions 50% | Afghanistan | AFG |  |  | FALSE
2021-11-20 | cumulative_infections |  |  |  | 15734595.6 |  |  | Relax Interventions 50% | Afghanistan | AFG |  |  | FALSE
2021-11-21 | hospital_demand |  |  |  | 1174.72 |  |  | Additional 50% Reduction | Afghanistan | AFG |  |  | FALSE
2021-11-21 | ICU_demand |  |  |  | 308.44 |  |  | Additional 50% Reduction | Afghanistan | AFG |  |  | FALSE
2021-11-21 | infections |  |  |  | 10923.92 |  |  | Additional 50% Reduction | Afghanistan | AFG |  |  | FALSE
2021-11-21 | hospital_incidence |  |  |  | 113.59 |  |  | Additional 50% Reduction | Afghanistan | AFG |  |  | FALSE
2021-11-21 | ICU_incidence |  |  |  | 38.37 |  |  | Additional 50% Reduction | Afghanistan | AFG |  |  | FALSE
2021-11-21 | cumulative_infections |  |  |  | 15745519.5 |  |  | Additional 50% Reduction | Afghanistan | AFG |  |  | FALSE
2021-11-21 | hospital_demand |  |  |  | 1174.72 |  |  | Maintain Status Quo | Afghanistan | AFG |  |  | FALSE
2021-11-21 | ICU_demand |  |  |  | 308.44 |  |  | Maintain Status Quo | Afghanistan | AFG |  |  | FALSE
2021-11-21 | infections |  |  |  | 10923.92 |  |  | Maintain Status Quo | Afghanistan | AFG |  |  | FALSE
2021-11-21 | hospital_incidence |  |  |  | 113.59 |  |  | Maintain Status Quo | Afghanistan | AFG |  |  | FALSE
2021-11-21 | ICU_incidence |  |  |  | 38.37 |  |  | Maintain Status Quo | Afghanistan | AFG |  |  | FALSE
2021-11-21 | cumulative_infections |  |  |  | 15745519.5 |  |  | Maintain Status Quo | Afghanistan | AFG |  |  | FALSE
2021-11-21 | hospital_demand |  |  |  | 1174.72 |  |  | Relax Interventions 50% | Afghanistan | AFG |  |  | FALSE
2021-11-21 | ICU_demand |  |  |  | 308.44 |  |  | Relax Interventions 50% | Afghanistan | AFG |  |  | FALSE
2021-11-21 | infections |  |  |  | 10923.92 |  |  | Relax Interventions 50% | Afghanistan | AFG |  |  | FALSE
2021-11-21 | hospital_incidence |  |  |  | 113.59 |  |  | Relax Interventions 50% | Afghanistan | AFG |  |  | FALSE
2021-11-21 | ICU_incidence |  |  |  | 38.37 |  |  | Relax Interventions 50% | Afghanistan | AFG |  |  | FALSE
2021-11-21 | cumulative_infections |  |  |  | 15745519.5 |  |  | Relax Interventions 50% | Afghanistan | AFG |  |  | FALSE
2021-11-22 | hospital_demand |  |  |  | 1155.35 |  |  | Additional 50% Reduction | Afghanistan | AFG |  |  | FALSE
2021-11-22 | ICU_demand |  |  |  | 307.16 |  |  | Additional 50% Reduction | Afghanistan | AFG |  |  | FALSE
2021-11-22 | infections |  |  |  | 10851.67 |  |  | Additional 50% Reduction | Afghanistan | AFG |  |  | FALSE
2021-11-22 | hospital_incidence |  |  |  | 112.91 |  |  | Additional 50% Reduction | Afghanistan | AFG |  |  | FALSE
2021-11-22 | ICU_incidence |  |  |  | 37.55 |  |  | Additional 50% Reduction | Afghanistan | AFG |  |  | FALSE
2021-11-22 | cumulative_infections |  |  |  | 15756371.2 |  |  | Additional 50% Reduction | Afghanistan | AFG |  |  | FALSE
2021-11-22 | hospital_demand |  |  |  | 1155.35 |  |  | Maintain Status Quo | Afghanistan | AFG |  |  | FALSE
2021-11-22 | ICU_demand |  |  |  | 307.16 |  |  | Maintain Status Quo | Afghanistan | AFG |  |  | FALSE
2021-11-22 | infections |  |  |  | 10851.67 |  |  | Maintain Status Quo | Afghanistan | AFG |  |  | FALSE
2021-11-22 | hospital_incidence |  |  |  | 112.91 |  |  | Maintain Status Quo | Afghanistan | AFG |  |  | FALSE
2021-11-22 | ICU_incidence |  |  |  | 37.55 |  |  | Maintain Status Quo | Afghanistan | AFG |  |  | FALSE
2021-11-22 | cumulative_infections |  |  |  | 15756371.2 |  |  | Maintain Status Quo | Afghanistan | AFG |  |  | FALSE
2021-11-22 | hospital_demand |  |  |  | 1155.35 |  |  | Relax Interventions 50% | Afghanistan | AFG |  |  | FALSE
2021-11-22 | ICU_demand |  |  |  | 307.16 |  |  | Relax Interventions 50% | Afghanistan | AFG |  |  | FALSE
2021-11-22 | infections |  |  |  | 10851.67 |  |  | Relax Interventions 50% | Afghanistan | AFG |  |  | FALSE
2021-11-22 | hospital_incidence |  |  |  | 112.91 |  |  | Relax Interventions 50% | Afghanistan | AFG |  |  | FALSE
2021-11-22 | ICU_incidence |  |  |  | 37.55 |  |  | Relax Interventions 50% | Afghanistan | AFG |  |  | FALSE
2021-11-22 | cumulative_infections |  |  |  | 15756371.2 |  |  | Relax Interventions 50% | Afghanistan | AFG |  |  | FALSE
2021-11-23 | hospital_demand |  |  |  | 1137.81 |  |  | Additional 50% Reduction | Afghanistan | AFG |  |  | FALSE
2021-11-23 | ICU_demand |  |  |  | 305.81 |  |  | Additional 50% Reduction | Afghanistan | AFG |  |  | FALSE
2021-11-23 | infections |  |  |  | 10791.47 |  |  | Additional 50% Reduction | Afghanistan | AFG |  |  | FALSE
2021-11-23 | hospital_incidence |  |  |  | 112.13 |  |  | Additional 50% Reduction | Afghanistan | AFG |  |  | FALSE
2021-11-23 | ICU_incidence |  |  |  | 36.7 |  |  | Additional 50% Reduction | Afghanistan | AFG |  |  | FALSE
2021-11-23 | cumulative_infections |  |  |  | 15767162.7 |  |  | Additional 50% Reduction | Afghanistan | AFG |  |  | FALSE
2021-11-23 | hospital_demand |  |  |  | 1137.81 |  |  | Maintain Status Quo | Afghanistan | AFG |  |  | FALSE
2021-11-23 | ICU_demand |  |  |  | 305.81 |  |  | Maintain Status Quo | Afghanistan | AFG |  |  | FALSE
2021-11-23 | infections |  |  |  | 10791.47 |  |  | Maintain Status Quo | Afghanistan | AFG |  |  | FALSE
2021-11-23 | hospital_incidence |  |  |  | 112.13 |  |  | Maintain Status Quo | Afghanistan | AFG |  |  | FALSE
2021-11-23 | ICU_incidence |  |  |  | 36.7 |  |  | Maintain Status Quo | Afghanistan | AFG |  |  | FALSE
2021-11-23 | cumulative_infections |  |  |  | 15767162.7 |  |  | Maintain Status Quo | Afghanistan | AFG |  |  | FALSE
2021-11-23 | hospital_demand |  |  |  | 1137.81 |  |  | Relax Interventions 50% | Afghanistan | AFG |  |  | FALSE
2021-11-23 | ICU_demand |  |  |  | 305.81 |  |  | Relax Interventions 50% | Afghanistan | AFG |  |  | FALSE
2021-11-23 | infections |  |  |  | 10791.47 |  |  | Relax Interventions 50% | Afghanistan | AFG |  |  | FALSE
2021-11-23 | hospital_incidence |  |  |  | 112.13 |  |  | Relax Interventions 50% | Afghanistan | AFG |  |  | FALSE
2021-11-23 | ICU_incidence |  |  |  | 36.7 |  |  | Relax Interventions 50% | Afghanistan | AFG |  |  | FALSE
2021-11-23 | cumulative_infections |  |  |  | 15767162.7 |  |  | Relax Interventions 50% | Afghanistan | AFG |  |  | FALSE
2021-11-24 | hospital_demand |  |  |  | 1121.78 |  |  | Additional 50% Reduction | Afghanistan | AFG |  |  | FALSE
2021-11-24 | ICU_demand |  |  |  | 304.38 |  |  | Additional 50% Reduction | Afghanistan | AFG |  |  | FALSE
2021-11-24 | infections |  |  |  | 10743.77 |  |  | Additional 50% Reduction | Afghanistan | AFG |  |  | FALSE
2021-11-24 | hospital_incidence |  |  |  | 111.26 |  |  | Additional 50% Reduction | Afghanistan | AFG |  |  | FALSE
2021-11-24 | ICU_incidence |  |  |  | 35.83 |  |  | Additional 50% Reduction | Afghanistan | AFG |  |  | FALSE
2021-11-24 | cumulative_infections |  |  |  | 15777906.4 |  |  | Additional 50% Reduction | Afghanistan | AFG |  |  | FALSE
2021-11-24 | hospital_demand |  |  |  | 1121.78 |  |  | Maintain Status Quo | Afghanistan | AFG |  |  | FALSE
2021-11-24 | ICU_demand |  |  |  | 304.38 |  |  | Maintain Status Quo | Afghanistan | AFG |  |  | FALSE
2021-11-24 | infections |  |  |  | 10743.77 |  |  | Maintain Status Quo | Afghanistan | AFG |  |  | FALSE
2021-11-24 | hospital_incidence |  |  |  | 111.26 |  |  | Maintain Status Quo | Afghanistan | AFG |  |  | FALSE
2021-11-24 | ICU_incidence |  |  |  | 35.83 |  |  | Maintain Status Quo | Afghanistan | AFG |  |  | FALSE
2021-11-24 | cumulative_infections |  |  |  | 15777906.4 |  |  | Maintain Status Quo | Afghanistan | AFG |  |  | FALSE
2021-11-24 | hospital_demand |  |  |  | 1121.78 |  |  | Relax Interventions 50% | Afghanistan | AFG |  |  | FALSE
2021-11-24 | ICU_demand |  |  |  | 304.38 |  |  | Relax Interventions 50% | Afghanistan | AFG |  |  | FALSE
2021-11-24 | infections |  |  |  | 10743.77 |  |  | Relax Interventions 50% | Afghanistan | AFG |  |  | FALSE
2021-11-24 | hospital_incidence |  |  |  | 111.26 |  |  | Relax Interventions 50% | Afghanistan | AFG |  |  | FALSE
2021-11-24 | ICU_incidence |  |  |  | 35.83 |  |  | Relax Interventions 50% | Afghanistan | AFG |  |  | FALSE
2021-11-24 | cumulative_infections |  |  |  | 15777906.4 |  |  | Relax Interventions 50% | Afghanistan | AFG |  |  | FALSE
2021-11-25 | hospital_demand |  |  |  | 1106.99 |  |  | Additional 50% Reduction | Afghanistan | AFG |  |  | FALSE
2021-11-25 | ICU_demand |  |  |  | 302.88 |  |  | Additional 50% Reduction | Afghanistan | AFG |  |  | FALSE
2021-11-25 | infections |  |  |  | 10708.1 |  |  | Additional 50% Reduction | Afghanistan | AFG |  |  | FALSE
2021-11-25 | hospital_incidence |  |  |  | 110.35 |  |  | Additional 50% Reduction | Afghanistan | AFG |  |  | FALSE
2021-11-25 | ICU_incidence |  |  |  | 34.97 |  |  | Additional 50% Reduction | Afghanistan | AFG |  |  | FALSE
2021-11-25 | cumulative_infections |  |  |  | 15788614.5 |  |  | Additional 50% Reduction | Afghanistan | AFG |  |  | FALSE
2021-11-25 | hospital_demand |  |  |  | 1106.99 |  |  | Maintain Status Quo | Afghanistan | AFG |  |  | FALSE
2021-11-25 | ICU_demand |  |  |  | 302.88 |  |  | Maintain Status Quo | Afghanistan | AFG |  |  | FALSE
2021-11-25 | infections |  |  |  | 10708.1 |  |  | Maintain Status Quo | Afghanistan | AFG |  |  | FALSE
2021-11-25 | hospital_incidence |  |  |  | 110.35 |  |  | Maintain Status Quo | Afghanistan | AFG |  |  | FALSE
2021-11-25 | ICU_incidence |  |  |  | 34.97 |  |  | Maintain Status Quo | Afghanistan | AFG |  |  | FALSE
2021-11-25 | cumulative_infections |  |  |  | 15788614.5 |  |  | Maintain Status Quo | Afghanistan | AFG |  |  | FALSE
2021-11-25 | hospital_demand |  |  |  | 1106.99 |  |  | Relax Interventions 50% | Afghanistan | AFG |  |  | FALSE
2021-11-25 | ICU_demand |  |  |  | 302.88 |  |  | Relax Interventions 50% | Afghanistan | AFG |  |  | FALSE
2021-11-25 | infections |  |  |  | 10708.1 |  |  | Relax Interventions 50% | Afghanistan | AFG |  |  | FALSE
2021-11-25 | hospital_incidence |  |  |  | 110.35 |  |  | Relax Interventions 50% | Afghanistan | AFG |  |  | FALSE
2021-11-25 | ICU_incidence |  |  |  | 34.97 |  |  | Relax Interventions 50% | Afghanistan | AFG |  |  | FALSE
2021-11-25 | cumulative_infections |  |  |  | 15788614.5 |  |  | Relax Interventions 50% | Afghanistan | AFG |  |  | FALSE
2021-11-26 | hospital_demand |  |  |  | 1093.26 |  |  | Additional 50% Reduction | Afghanistan | AFG |  |  | FALSE
2021-11-26 | ICU_demand |  |  |  | 301.31 |  |  | Additional 50% Reduction | Afghanistan | AFG |  |  | FALSE
2021-11-26 | infections |  |  |  | 10735.83 |  |  | Additional 50% Reduction | Afghanistan | AFG |  |  | FALSE
2021-11-26 | hospital_incidence |  |  |  | 109.45 |  |  | Additional 50% Reduction | Afghanistan | AFG |  |  | FALSE
2021-11-26 | ICU_incidence |  |  |  | 34.12 |  |  | Additional 50% Reduction | Afghanistan | AFG |  |  | FALSE
2021-11-26 | cumulative_infections |  |  |  | 15799350.4 |  |  | Additional 50% Reduction | Afghanistan | AFG |  |  | FALSE
2021-11-26 | hospital_demand |  |  |  | 1093.26 |  |  | Maintain Status Quo | Afghanistan | AFG |  |  | FALSE
2021-11-26 | ICU_demand |  |  |  | 301.31 |  |  | Maintain Status Quo | Afghanistan | AFG |  |  | FALSE
2021-11-26 | infections |  |  |  | 10735.83 |  |  | Maintain Status Quo | Afghanistan | AFG |  |  | FALSE
2021-11-26 | hospital_incidence |  |  |  | 109.45 |  |  | Maintain Status Quo | Afghanistan | AFG |  |  | FALSE
2021-11-26 | ICU_incidence |  |  |  | 34.12 |  |  | Maintain Status Quo | Afghanistan | AFG |  |  | FALSE
2021-11-26 | cumulative_infections |  |  |  | 15799350.4 |  |  | Maintain Status Quo | Afghanistan | AFG |  |  | FALSE
2021-11-26 | hospital_demand |  |  |  | 1093.26 |  |  | Relax Interventions 50% | Afghanistan | AFG |  |  | FALSE
2021-11-26 | ICU_demand |  |  |  | 301.31 |  |  | Relax Interventions 50% | Afghanistan | AFG |  |  | FALSE
2021-11-26 | infections |  |  |  | 10735.83 |  |  | Relax Interventions 50% | Afghanistan | AFG |  |  | FALSE
2021-11-26 | hospital_incidence |  |  |  | 109.45 |  |  | Relax Interventions 50% | Afghanistan | AFG |  |  | FALSE
2021-11-26 | ICU_incidence |  |  |  | 34.12 |  |  | Relax Interventions 50% | Afghanistan | AFG |  |  | FALSE
2021-11-26 | cumulative_infections |  |  |  | 15799350.4 |  |  | Relax Interventions 50% | Afghanistan | AFG |  |  | FALSE
2021-11-27 | hospital_demand |  |  |  | 1080.46 |  |  | Additional 50% Reduction | Afghanistan | AFG |  |  | FALSE
2021-11-27 | ICU_demand |  |  |  | 299.7 |  |  | Additional 50% Reduction | Afghanistan | AFG |  |  | FALSE
2021-11-27 | infections |  |  |  | 10829.84 |  |  | Additional 50% Reduction | Afghanistan | AFG |  |  | FALSE
2021-11-27 | hospital_incidence |  |  |  | 108.65 |  |  | Additional 50% Reduction | Afghanistan | AFG |  |  | FALSE
2021-11-27 | ICU_incidence |  |  |  | 33.32 |  |  | Additional 50% Reduction | Afghanistan | AFG |  |  | FALSE
2021-11-27 | cumulative_infections |  |  |  | 15810180.2 |  |  | Additional 50% Reduction | Afghanistan | AFG |  |  | FALSE
2021-11-27 | hospital_demand |  |  |  | 1080.46 |  |  | Maintain Status Quo | Afghanistan | AFG |  |  | FALSE
2021-11-27 | ICU_demand |  |  |  | 299.7 |  |  | Maintain Status Quo | Afghanistan | AFG |  |  | FALSE
2021-11-27 | infections |  |  |  | 10829.84 |  |  | Maintain Status Quo | Afghanistan | AFG |  |  | FALSE
2021-11-27 | hospital_incidence |  |  |  | 108.65 |  |  | Maintain Status Quo | Afghanistan | AFG |  |  | FALSE
2021-11-27 | ICU_incidence |  |  |  | 33.32 |  |  | Maintain Status Quo | Afghanistan | AFG |  |  | FALSE
2021-11-27 | cumulative_infections |  |  |  | 15810180.2 |  |  | Maintain Status Quo | Afghanistan | AFG |  |  | FALSE
2021-11-27 | hospital_demand |  |  |  | 1080.46 |  |  | Relax Interventions 50% | Afghanistan | AFG |  |  | FALSE
2021-11-27 | ICU_demand |  |  |  | 299.7 |  |  | Relax Interventions 50% | Afghanistan | AFG |  |  | FALSE
2021-11-27 | infections |  |  |  | 10829.84 |  |  | Relax Interventions 50% | Afghanistan | AFG |  |  | FALSE
2021-11-27 | hospital_incidence |  |  |  | 108.65 |  |  | Relax Interventions 50% | Afghanistan | AFG |  |  | FALSE
2021-11-27 | ICU_incidence |  |  |  | 33.32 |  |  | Relax Interventions 50% | Afghanistan | AFG |  |  | FALSE
2021-11-27 | cumulative_infections |  |  |  | 15810180.2 |  |  | Relax Interventions 50% | Afghanistan | AFG |  |  | FALSE
2021-11-28 | hospital_demand |  |  |  | 1068.62 |  |  | Additional 50% Reduction | Afghanistan | AFG |  |  | FALSE
2021-11-28 | ICU_demand |  |  |  | 298.1 |  |  | Additional 50% Reduction | Afghanistan | AFG |  |  | FALSE
2021-11-28 | infections |  |  |  | 10949.4 |  |  | Additional 50% Reduction | Afghanistan | AFG |  |  | FALSE
2021-11-28 | hospital_incidence |  |  |  | 108.05 |  |  | Additional 50% Reduction | Afghanistan | AFG |  |  | FALSE
2021-11-28 | ICU_incidence |  |  |  | 32.61 |  |  | Additional 50% Reduction | Afghanistan | AFG |  |  | FALSE
2021-11-28 | cumulative_infections |  |  |  | 15821129.6 |  |  | Additional 50% Reduction | Afghanistan | AFG |  |  | FALSE
2021-11-28 | hospital_demand |  |  |  | 1068.62 |  |  | Maintain Status Quo | Afghanistan | AFG |  |  | FALSE
2021-11-28 | ICU_demand |  |  |  | 298.1 |  |  | Maintain Status Quo | Afghanistan | AFG |  |  | FALSE
2021-11-28 | infections |  |  |  | 10949.4 |  |  | Maintain Status Quo | Afghanistan | AFG |  |  | FALSE
2021-11-28 | hospital_incidence |  |  |  | 108.05 |  |  | Maintain Status Quo | Afghanistan | AFG |  |  | FALSE
2021-11-28 | ICU_incidence |  |  |  | 32.61 |  |  | Maintain Status Quo | Afghanistan | AFG |  |  | FALSE
2021-11-28 | cumulative_infections |  |  |  | 15821129.6 |  |  | Maintain Status Quo | Afghanistan | AFG |  |  | FALSE
2021-11-28 | hospital_demand |  |  |  | 1068.62 |  |  | Relax Interventions 50% | Afghanistan | AFG |  |  | FALSE
2021-11-28 | ICU_demand |  |  |  | 298.1 |  |  | Relax Interventions 50% | Afghanistan | AFG |  |  | FALSE
2021-11-28 | infections |  |  |  | 10949.4 |  |  | Relax Interventions 50% | Afghanistan | AFG |  |  | FALSE
2021-11-28 | hospital_incidence |  |  |  | 108.05 |  |  | Relax Interventions 50% | Afghanistan | AFG |  |  | FALSE
2021-11-28 | ICU_incidence |  |  |  | 32.61 |  |  | Relax Interventions 50% | Afghanistan | AFG |  |  | FALSE
2021-11-28 | cumulative_infections |  |  |  | 15821129.6 |  |  | Relax Interventions 50% | Afghanistan | AFG |  |  | FALSE
2021-11-29 | hospital_demand |  |  |  | 1057.84 |  |  | Additional 50% Reduction | Afghanistan | AFG |  |  | FALSE
2021-11-29 | ICU_demand |  |  |  | 296.53 |  |  | Additional 50% Reduction | Afghanistan | AFG |  |  | FALSE
2021-11-29 | infections |  |  |  | 11079.47 |  |  | Additional 50% Reduction | Afghanistan | AFG |  |  | FALSE
2021-11-29 | hospital_incidence |  |  |  | 107.71 |  |  | Additional 50% Reduction | Afghanistan | AFG |  |  | FALSE
2021-11-29 | ICU_incidence |  |  |  | 31.99 |  |  | Additional 50% Reduction | Afghanistan | AFG |  |  | FALSE
2021-11-29 | cumulative_infections |  |  |  | 15832209.1 |  |  | Additional 50% Reduction | Afghanistan | AFG |  |  | FALSE
2021-11-29 | hospital_demand |  |  |  | 1057.84 |  |  | Maintain Status Quo | Afghanistan | AFG |  |  | FALSE
2021-11-29 | ICU_demand |  |  |  | 296.53 |  |  | Maintain Status Quo | Afghanistan | AFG |  |  | FALSE
2021-11-29 | infections |  |  |  | 11079.47 |  |  | Maintain Status Quo | Afghanistan | AFG |  |  | FALSE
2021-11-29 | hospital_incidence |  |  |  | 107.71 |  |  | Maintain Status Quo | Afghanistan | AFG |  |  | FALSE
2021-11-29 | ICU_incidence |  |  |  | 31.99 |  |  | Maintain Status Quo | Afghanistan | AFG |  |  | FALSE
2021-11-29 | cumulative_infections |  |  |  | 15832209.1 |  |  | Maintain Status Quo | Afghanistan | AFG |  |  | FALSE
2021-11-29 | hospital_demand |  |  |  | 1057.84 |  |  | Relax Interventions 50% | Afghanistan | AFG |  |  | FALSE
2021-11-29 | ICU_demand |  |  |  | 296.53 |  |  | Relax Interventions 50% | Afghanistan | AFG |  |  | FALSE
2021-11-29 | infections |  |  |  | 11079.47 |  |  | Relax Interventions 50% | Afghanistan | AFG |  |  | FALSE
2021-11-29 | hospital_incidence |  |  |  | 107.71 |  |  | Relax Interventions 50% | Afghanistan | AFG |  |  | FALSE
2021-11-29 | ICU_incidence |  |  |  | 31.99 |  |  | Relax Interventions 50% | Afghanistan | AFG |  |  | FALSE
2021-11-29 | cumulative_infections |  |  |  | 15832209.1 |  |  | Relax Interventions 50% | Afghanistan | AFG |  |  | FALSE
2021-11-30 | hospital_demand |  |  |  | 1048.27 |  |  | Additional 50% Reduction | Afghanistan | AFG |  |  | FALSE
2021-11-30 | ICU_demand |  |  |  | 295.01 |  |  | Additional 50% Reduction | Afghanistan | AFG |  |  | FALSE
2021-11-30 | infections |  |  |  | 11216.54 |  |  | Additional 50% Reduction | Afghanistan | AFG |  |  | FALSE
2021-11-30 | hospital_incidence |  |  |  | 107.62 |  |  | Additional 50% Reduction | Afghanistan | AFG |  |  | FALSE
2021-11-30 | ICU_incidence |  |  |  | 31.47 |  |  | Additional 50% Reduction | Afghanistan | AFG |  |  | FALSE
2021-11-30 | cumulative_infections |  |  |  | 15843425.6 |  |  | Additional 50% Reduction | Afghanistan | AFG |  |  | FALSE
2021-11-30 | hospital_demand |  |  |  | 1048.27 |  |  | Maintain Status Quo | Afghanistan | AFG |  |  | FALSE
2021-11-30 | ICU_demand |  |  |  | 295.01 |  |  | Maintain Status Quo | Afghanistan | AFG |  |  | FALSE
2021-11-30 | infections |  |  |  | 11216.54 |  |  | Maintain Status Quo | Afghanistan | AFG |  |  | FALSE
2021-11-30 | hospital_incidence |  |  |  | 107.62 |  |  | Maintain Status Quo | Afghanistan | AFG |  |  | FALSE
2021-11-30 | ICU_incidence |  |  |  | 31.47 |  |  | Maintain Status Quo | Afghanistan | AFG |  |  | FALSE
2021-11-30 | cumulative_infections |  |  |  | 15843425.6 |  |  | Maintain Status Quo | Afghanistan | AFG |  |  | FALSE
2021-11-30 | hospital_demand |  |  |  | 1048.27 |  |  | Relax Interventions 50% | Afghanistan | AFG |  |  | FALSE
2021-11-30 | ICU_demand |  |  |  | 295.01 |  |  | Relax Interventions 50% | Afghanistan | AFG |  |  | FALSE
2021-11-30 | infections |  |  |  | 11216.54 |  |  | Relax Interventions 50% | Afghanistan | AFG |  |  | FALSE
2021-11-30 | hospital_incidence |  |  |  | 107.62 |  |  | Relax Interventions 50% | Afghanistan | AFG |  |  | FALSE
2021-11-30 | ICU_incidence |  |  |  | 31.47 |  |  | Relax Interventions 50% | Afghanistan | AFG |  |  | FALSE
2021-11-30 | cumulative_infections |  |  |  | 15843425.6 |  |  | Relax Interventions 50% | Afghanistan | AFG |  |  | FALSE
2021-12-01 | hospital_demand |  |  |  | 1040 |  |  | Additional 50% Reduction | Afghanistan | AFG |  |  | FALSE
2021-12-01 | ICU_demand |  |  |  | 293.55 |  |  | Additional 50% Reduction | Afghanistan | AFG |  |  | FALSE
2021-12-01 | infections |  |  |  | 11361.27 |  |  | Additional 50% Reduction | Afghanistan | AFG |  |  | FALSE
2021-12-01 | hospital_incidence |  |  |  | 107.76 |  |  | Additional 50% Reduction | Afghanistan | AFG |  |  | FALSE
2021-12-01 | ICU_incidence |  |  |  | 31.02 |  |  | Additional 50% Reduction | Afghanistan | AFG |  |  | FALSE
2021-12-01 | cumulative_infections |  |  |  | 15854786.9 |  |  | Additional 50% Reduction | Afghanistan | AFG |  |  | FALSE
2021-12-01 | hospital_demand |  |  |  | 1040 |  |  | Maintain Status Quo | Afghanistan | AFG |  |  | FALSE
2021-12-01 | ICU_demand |  |  |  | 293.55 |  |  | Maintain Status Quo | Afghanistan | AFG |  |  | FALSE
2021-12-01 | infections |  |  |  | 11361.27 |  |  | Maintain Status Quo | Afghanistan | AFG |  |  | FALSE
2021-12-01 | hospital_incidence |  |  |  | 107.76 |  |  | Maintain Status Quo | Afghanistan | AFG |  |  | FALSE
2021-12-01 | ICU_incidence |  |  |  | 31.02 |  |  | Maintain Status Quo | Afghanistan | AFG |  |  | FALSE
2021-12-01 | cumulative_infections |  |  |  | 15854786.9 |  |  | Maintain Status Quo | Afghanistan | AFG |  |  | FALSE
2021-12-01 | hospital_demand |  |  |  | 1040 |  |  | Relax Interventions 50% | Afghanistan | AFG |  |  | FALSE
2021-12-01 | ICU_demand |  |  |  | 293.55 |  |  | Relax Interventions 50% | Afghanistan | AFG |  |  | FALSE
2021-12-01 | infections |  |  |  | 11361.27 |  |  | Relax Interventions 50% | Afghanistan | AFG |  |  | FALSE
2021-12-01 | hospital_incidence |  |  |  | 107.76 |  |  | Relax Interventions 50% | Afghanistan | AFG |  |  | FALSE
2021-12-01 | ICU_incidence |  |  |  | 31.02 |  |  | Relax Interventions 50% | Afghanistan | AFG |  |  | FALSE
2021-12-01 | cumulative_infections |  |  |  | 15854786.9 |  |  | Relax Interventions 50% | Afghanistan | AFG |  |  | FALSE
2021-12-02 | hospital_demand |  |  |  | 1033.12 |  |  | Additional 50% Reduction | Afghanistan | AFG |  |  | FALSE
2021-12-02 | ICU_demand |  |  |  | 292.16 |  |  | Additional 50% Reduction | Afghanistan | AFG |  |  | FALSE
2021-12-02 | infections |  |  |  | 11515.25 |  |  | Additional 50% Reduction | Afghanistan | AFG |  |  | FALSE
2021-12-02 | hospital_incidence |  |  |  | 108.08 |  |  | Additional 50% Reduction | Afghanistan | AFG |  |  | FALSE
2021-12-02 | ICU_incidence |  |  |  | 30.63 |  |  | Additional 50% Reduction | Afghanistan | AFG |  |  | FALSE
2021-12-02 | cumulative_infections |  |  |  | 15866302.1 |  |  | Additional 50% Reduction | Afghanistan | AFG |  |  | FALSE
2021-12-02 | hospital_demand |  |  |  | 1033.12 |  |  | Maintain Status Quo | Afghanistan | AFG |  |  | FALSE
2021-12-02 | ICU_demand |  |  |  | 292.16 |  |  | Maintain Status Quo | Afghanistan | AFG |  |  | FALSE
2021-12-02 | infections |  |  |  | 11515.25 |  |  | Maintain Status Quo | Afghanistan | AFG |  |  | FALSE
2021-12-02 | hospital_incidence |  |  |  | 108.08 |  |  | Maintain Status Quo | Afghanistan | AFG |  |  | FALSE
2021-12-02 | ICU_incidence |  |  |  | 30.63 |  |  | Maintain Status Quo | Afghanistan | AFG |  |  | FALSE
2021-12-02 | cumulative_infections |  |  |  | 15866302.1 |  |  | Maintain Status Quo | Afghanistan | AFG |  |  | FALSE
2021-12-02 | hospital_demand |  |  |  | 1033.12 |  |  | Relax Interventions 50% | Afghanistan | AFG |  |  | FALSE
2021-12-02 | ICU_demand |  |  |  | 292.16 |  |  | Relax Interventions 50% | Afghanistan | AFG |  |  | FALSE
2021-12-02 | infections |  |  |  | 11515.25 |  |  | Relax Interventions 50% | Afghanistan | AFG |  |  | FALSE
2021-12-02 | hospital_incidence |  |  |  | 108.08 |  |  | Relax Interventions 50% | Afghanistan | AFG |  |  | FALSE
2021-12-02 | ICU_incidence |  |  |  | 30.63 |  |  | Relax Interventions 50% | Afghanistan | AFG |  |  | FALSE
2021-12-02 | cumulative_infections |  |  |  | 15866302.1 |  |  | Relax Interventions 50% | Afghanistan | AFG |  |  | FALSE
2021-12-03 | hospital_demand |  |  |  | 1027.65 |  |  | Additional 50% Reduction | Afghanistan | AFG |  |  | FALSE
2021-12-03 | ICU_demand |  |  |  | 290.83 |  |  | Additional 50% Reduction | Afghanistan | AFG |  |  | FALSE
2021-12-03 | infections |  |  |  | 11679.86 |  |  | Additional 50% Reduction | Afghanistan | AFG |  |  | FALSE
2021-12-03 | hospital_incidence |  |  |  | 108.57 |  |  | Additional 50% Reduction | Afghanistan | AFG |  |  | FALSE
2021-12-03 | ICU_incidence |  |  |  | 30.3 |  |  | Additional 50% Reduction | Afghanistan | AFG |  |  | FALSE
2021-12-03 | cumulative_infections |  |  |  | 15877982 |  |  | Additional 50% Reduction | Afghanistan | AFG |  |  | FALSE
2021-12-03 | hospital_demand |  |  |  | 1027.65 |  |  | Maintain Status Quo | Afghanistan | AFG |  |  | FALSE
2021-12-03 | ICU_demand |  |  |  | 290.83 |  |  | Maintain Status Quo | Afghanistan | AFG |  |  | FALSE
2021-12-03 | infections |  |  |  | 11679.86 |  |  | Maintain Status Quo | Afghanistan | AFG |  |  | FALSE
2021-12-03 | hospital_incidence |  |  |  | 108.57 |  |  | Maintain Status Quo | Afghanistan | AFG |  |  | FALSE
2021-12-03 | ICU_incidence |  |  |  | 30.3 |  |  | Maintain Status Quo | Afghanistan | AFG |  |  | FALSE
2021-12-03 | cumulative_infections |  |  |  | 15877982 |  |  | Maintain Status Quo | Afghanistan | AFG |  |  | FALSE
2021-12-03 | hospital_demand |  |  |  | 1027.65 |  |  | Relax Interventions 50% | Afghanistan | AFG |  |  | FALSE
2021-12-03 | ICU_demand |  |  |  | 290.83 |  |  | Relax Interventions 50% | Afghanistan | AFG |  |  | FALSE
2021-12-03 | infections |  |  |  | 11679.86 |  |  | Relax Interventions 50% | Afghanistan | AFG |  |  | FALSE
2021-12-03 | hospital_incidence |  |  |  | 108.57 |  |  | Relax Interventions 50% | Afghanistan | AFG |  |  | FALSE
2021-12-03 | ICU_incidence |  |  |  | 30.3 |  |  | Relax Interventions 50% | Afghanistan | AFG |  |  | FALSE
2021-12-03 | cumulative_infections |  |  |  | 15877982 |  |  | Relax Interventions 50% | Afghanistan | AFG |  |  | FALSE
2021-12-04 | hospital_demand |  |  |  | 1023.61 |  |  | Additional 50% Reduction | Afghanistan | AFG |  |  | FALSE
2021-12-04 | ICU_demand |  |  |  | 289.57 |  |  | Additional 50% Reduction | Afghanistan | AFG |  |  | FALSE
2021-12-04 | infections |  |  |  | 11856.05 |  |  | Additional 50% Reduction | Afghanistan | AFG |  |  | FALSE
2021-12-04 | hospital_incidence |  |  |  | 109.2 |  |  | Additional 50% Reduction | Afghanistan | AFG |  |  | FALSE
2021-12-04 | ICU_incidence |  |  |  | 30 |  |  | Additional 50% Reduction | Afghanistan | AFG |  |  | FALSE
2021-12-04 | cumulative_infections |  |  |  | 15889838 |  |  | Additional 50% Reduction | Afghanistan | AFG |  |  | FALSE
2021-12-04 | hospital_demand |  |  |  | 1023.61 |  |  | Maintain Status Quo | Afghanistan | AFG |  |  | FALSE
2021-12-04 | ICU_demand |  |  |  | 289.57 |  |  | Maintain Status Quo | Afghanistan | AFG |  |  | FALSE
2021-12-04 | infections |  |  |  | 11856.05 |  |  | Maintain Status Quo | Afghanistan | AFG |  |  | FALSE
2021-12-04 | hospital_incidence |  |  |  | 109.2 |  |  | Maintain Status Quo | Afghanistan | AFG |  |  | FALSE
2021-12-04 | ICU_incidence |  |  |  | 30 |  |  | Maintain Status Quo | Afghanistan | AFG |  |  | FALSE
2021-12-04 | cumulative_infections |  |  |  | 15889838 |  |  | Maintain Status Quo | Afghanistan | AFG |  |  | FALSE
2021-12-04 | hospital_demand |  |  |  | 1023.61 |  |  | Relax Interventions 50% | Afghanistan | AFG |  |  | FALSE
2021-12-04 | ICU_demand |  |  |  | 289.57 |  |  | Relax Interventions 50% | Afghanistan | AFG |  |  | FALSE
2021-12-04 | infections |  |  |  | 11856.05 |  |  | Relax Interventions 50% | Afghanistan | AFG |  |  | FALSE
2021-12-04 | hospital_incidence |  |  |  | 109.2 |  |  | Relax Interventions 50% | Afghanistan | AFG |  |  | FALSE
2021-12-04 | ICU_incidence |  |  |  | 30 |  |  | Relax Interventions 50% | Afghanistan | AFG |  |  | FALSE
2021-12-04 | cumulative_infections |  |  |  | 15889838 |  |  | Relax Interventions 50% | Afghanistan | AFG |  |  | FALSE
2021-12-05 | hospital_demand |  |  |  | 1020.97 |  |  | Additional 50% Reduction | Afghanistan | AFG |  |  | FALSE
2021-12-05 | ICU_demand |  |  |  | 288.37 |  |  | Additional 50% Reduction | Afghanistan | AFG |  |  | FALSE
2021-12-05 | infections |  |  |  | 12044.44 |  |  | Additional 50% Reduction | Afghanistan | AFG |  |  | FALSE
2021-12-05 | hospital_incidence |  |  |  | 109.95 |  |  | Additional 50% Reduction | Afghanistan | AFG |  |  | FALSE
2021-12-05 | ICU_incidence |  |  |  | 29.72 |  |  | Additional 50% Reduction | Afghanistan | AFG |  |  | FALSE
2021-12-05 | cumulative_infections |  |  |  | 15901882.5 |  |  | Additional 50% Reduction | Afghanistan | AFG |  |  | FALSE
2021-12-05 | hospital_demand |  |  |  | 1020.97 |  |  | Maintain Status Quo | Afghanistan | AFG |  |  | FALSE
2021-12-05 | ICU_demand |  |  |  | 288.37 |  |  | Maintain Status Quo | Afghanistan | AFG |  |  | FALSE
2021-12-05 | infections |  |  |  | 12044.44 |  |  | Maintain Status Quo | Afghanistan | AFG |  |  | FALSE
2021-12-05 | hospital_incidence |  |  |  | 109.95 |  |  | Maintain Status Quo | Afghanistan | AFG |  |  | FALSE
2021-12-05 | ICU_incidence |  |  |  | 29.72 |  |  | Maintain Status Quo | Afghanistan | AFG |  |  | FALSE
2021-12-05 | cumulative_infections |  |  |  | 15901882.5 |  |  | Maintain Status Quo | Afghanistan | AFG |  |  | FALSE
2021-12-05 | hospital_demand |  |  |  | 1020.97 |  |  | Relax Interventions 50% | Afghanistan | AFG |  |  | FALSE
2021-12-05 | ICU_demand |  |  |  | 288.37 |  |  | Relax Interventions 50% | Afghanistan | AFG |  |  | FALSE
2021-12-05 | infections |  |  |  | 12044.44 |  |  | Relax Interventions 50% | Afghanistan | AFG |  |  | FALSE
2021-12-05 | hospital_incidence |  |  |  | 109.95 |  |  | Relax Interventions 50% | Afghanistan | AFG |  |  | FALSE
2021-12-05 | ICU_incidence |  |  |  | 29.72 |  |  | Relax Interventions 50% | Afghanistan | AFG |  |  | FALSE
2021-12-05 | cumulative_infections |  |  |  | 15901882.5 |  |  | Relax Interventions 50% | Afghanistan | AFG |  |  | FALSE
2021-12-06 | hospital_demand |  |  |  | 1019.69 |  |  | Additional 50% Reduction | Afghanistan | AFG |  |  | FALSE
2021-12-06 | ICU_demand |  |  |  | 287.24 |  |  | Additional 50% Reduction | Afghanistan | AFG |  |  | FALSE
2021-12-06 | infections |  |  |  | 12245.45 |  |  | Additional 50% Reduction | Afghanistan | AFG |  |  | FALSE
2021-12-06 | hospital_incidence |  |  |  | 110.8 |  |  | Additional 50% Reduction | Afghanistan | AFG |  |  | FALSE
2021-12-06 | ICU_incidence |  |  |  | 29.48 |  |  | Additional 50% Reduction | Afghanistan | AFG |  |  | FALSE
2021-12-06 | cumulative_infections |  |  |  | 15914127.9 |  |  | Additional 50% Reduction | Afghanistan | AFG |  |  | FALSE
2021-12-06 | hospital_demand |  |  |  | 1019.69 |  |  | Maintain Status Quo | Afghanistan | AFG |  |  | FALSE
2021-12-06 | ICU_demand |  |  |  | 287.24 |  |  | Maintain Status Quo | Afghanistan | AFG |  |  | FALSE
2021-12-06 | infections |  |  |  | 12245.45 |  |  | Maintain Status Quo | Afghanistan | AFG |  |  | FALSE
2021-12-06 | hospital_incidence |  |  |  | 110.8 |  |  | Maintain Status Quo | Afghanistan | AFG |  |  | FALSE
2021-12-06 | ICU_incidence |  |  |  | 29.48 |  |  | Maintain Status Quo | Afghanistan | AFG |  |  | FALSE
2021-12-06 | cumulative_infections |  |  |  | 15914127.9 |  |  | Maintain Status Quo | Afghanistan | AFG |  |  | FALSE
2021-12-06 | hospital_demand |  |  |  | 1019.69 |  |  | Relax Interventions 50% | Afghanistan | AFG |  |  | FALSE
2021-12-06 | ICU_demand |  |  |  | 287.24 |  |  | Relax Interventions 50% | Afghanistan | AFG |  |  | FALSE
2021-12-06 | infections |  |  |  | 12245.45 |  |  | Relax Interventions 50% | Afghanistan | AFG |  |  | FALSE
2021-12-06 | hospital_incidence |  |  |  | 110.8 |  |  | Relax Interventions 50% | Afghanistan | AFG |  |  | FALSE
2021-12-06 | ICU_incidence |  |  |  | 29.48 |  |  | Relax Interventions 50% | Afghanistan | AFG |  |  | FALSE
2021-12-06 | cumulative_infections |  |  |  | 15914127.9 |  |  | Relax Interventions 50% | Afghanistan | AFG |  |  | FALSE
2021-12-07 | hospital_demand |  |  |  | 1019.71 |  |  | Additional 50% Reduction | Afghanistan | AFG |  |  | FALSE
2021-12-07 | ICU_demand |  |  |  | 286.16 |  |  | Additional 50% Reduction | Afghanistan | AFG |  |  | FALSE
2021-12-07 | infections |  |  |  | 12459.39 |  |  | Additional 50% Reduction | Afghanistan | AFG |  |  | FALSE
2021-12-07 | hospital_incidence |  |  |  | 111.76 |  |  | Additional 50% Reduction | Afghanistan | AFG |  |  | FALSE
2021-12-07 | ICU_incidence |  |  |  | 29.25 |  |  | Additional 50% Reduction | Afghanistan | AFG |  |  | FALSE
2021-12-07 | cumulative_infections |  |  |  | 15926587.3 |  |  | Additional 50% Reduction | Afghanistan | AFG |  |  | FALSE
2021-12-07 | hospital_demand |  |  |  | 1019.71 |  |  | Maintain Status Quo | Afghanistan | AFG |  |  | FALSE
2021-12-07 | ICU_demand |  |  |  | 286.16 |  |  | Maintain Status Quo | Afghanistan | AFG |  |  | FALSE
2021-12-07 | infections |  |  |  | 12459.39 |  |  | Maintain Status Quo | Afghanistan | AFG |  |  | FALSE
2021-12-07 | hospital_incidence |  |  |  | 111.76 |  |  | Maintain Status Quo | Afghanistan | AFG |  |  | FALSE
2021-12-07 | ICU_incidence |  |  |  | 29.25 |  |  | Maintain Status Quo | Afghanistan | AFG |  |  | FALSE
2021-12-07 | cumulative_infections |  |  |  | 15926587.3 |  |  | Maintain Status Quo | Afghanistan | AFG |  |  | FALSE
2021-12-07 | hospital_demand |  |  |  | 1019.71 |  |  | Relax Interventions 50% | Afghanistan | AFG |  |  | FALSE
2021-12-07 | ICU_demand |  |  |  | 286.16 |  |  | Relax Interventions 50% | Afghanistan | AFG |  |  | FALSE
2021-12-07 | infections |  |  |  | 12459.39 |  |  | Relax Interventions 50% | Afghanistan | AFG |  |  | FALSE
2021-12-07 | hospital_incidence |  |  |  | 111.76 |  |  | Relax Interventions 50% | Afghanistan | AFG |  |  | FALSE
2021-12-07 | ICU_incidence |  |  |  | 29.25 |  |  | Relax Interventions 50% | Afghanistan | AFG |  |  | FALSE
2021-12-07 | cumulative_infections |  |  |  | 15926587.3 |  |  | Relax Interventions 50% | Afghanistan | AFG |  |  | FALSE
2021-12-08 | hospital_demand |  |  |  | 1021.01 |  |  | Additional 50% Reduction | Afghanistan | AFG |  |  | FALSE
2021-12-08 | ICU_demand |  |  |  | 285.13 |  |  | Additional 50% Reduction | Afghanistan | AFG |  |  | FALSE
2021-12-08 | infections |  |  |  | 12686.55 |  |  | Additional 50% Reduction | Afghanistan | AFG |  |  | FALSE
2021-12-08 | hospital_incidence |  |  |  | 112.81 |  |  | Additional 50% Reduction | Afghanistan | AFG |  |  | FALSE
2021-12-08 | ICU_incidence |  |  |  | 29.04 |  |  | Additional 50% Reduction | Afghanistan | AFG |  |  | FALSE
2021-12-08 | cumulative_infections |  |  |  | 15939273.9 |  |  | Additional 50% Reduction | Afghanistan | AFG |  |  | FALSE
2021-12-08 | hospital_demand |  |  |  | 1021.01 |  |  | Maintain Status Quo | Afghanistan | AFG |  |  | FALSE
2021-12-08 | ICU_demand |  |  |  | 285.13 |  |  | Maintain Status Quo | Afghanistan | AFG |  |  | FALSE
2021-12-08 | infections |  |  |  | 12686.55 |  |  | Maintain Status Quo | Afghanistan | AFG |  |  | FALSE
2021-12-08 | hospital_incidence |  |  |  | 112.81 |  |  | Maintain Status Quo | Afghanistan | AFG |  |  | FALSE
2021-12-08 | ICU_incidence |  |  |  | 29.04 |  |  | Maintain Status Quo | Afghanistan | AFG |  |  | FALSE
2021-12-08 | cumulative_infections |  |  |  | 15939273.9 |  |  | Maintain Status Quo | Afghanistan | AFG |  |  | FALSE
2021-12-08 | hospital_demand |  |  |  | 1021.01 |  |  | Relax Interventions 50% | Afghanistan | AFG |  |  | FALSE
2021-12-08 | ICU_demand |  |  |  | 285.13 |  |  | Relax Interventions 50% | Afghanistan | AFG |  |  | FALSE
2021-12-08 | infections |  |  |  | 12686.55 |  |  | Relax Interventions 50% | Afghanistan | AFG |  |  | FALSE
2021-12-08 | hospital_incidence |  |  |  | 112.81 |  |  | Relax Interventions 50% | Afghanistan | AFG |  |  | FALSE
2021-12-08 | ICU_incidence |  |  |  | 29.04 |  |  | Relax Interventions 50% | Afghanistan | AFG |  |  | FALSE
2021-12-08 | cumulative_infections |  |  |  | 15939273.9 |  |  | Relax Interventions 50% | Afghanistan | AFG |  |  | FALSE
2021-12-09 | hospital_demand |  |  |  | 1023.5 |  |  | Additional 50% Reduction | Afghanistan | AFG |  |  | FALSE
2021-12-09 | ICU_demand |  |  |  | 284.15 |  |  | Additional 50% Reduction | Afghanistan | AFG |  |  | FALSE
2021-12-09 | infections |  |  |  | 12927.22 |  |  | Additional 50% Reduction | Afghanistan | AFG |  |  | FALSE
2021-12-09 | hospital_incidence |  |  |  | 113.95 |  |  | Additional 50% Reduction | Afghanistan | AFG |  |  | FALSE
2021-12-09 | ICU_incidence |  |  |  | 28.85 |  |  | Additional 50% Reduction | Afghanistan | AFG |  |  | FALSE
2021-12-09 | cumulative_infections |  |  |  | 15952201.1 |  |  | Additional 50% Reduction | Afghanistan | AFG |  |  | FALSE
2021-12-09 | hospital_demand |  |  |  | 1023.5 |  |  | Maintain Status Quo | Afghanistan | AFG |  |  | FALSE
2021-12-09 | ICU_demand |  |  |  | 284.15 |  |  | Maintain Status Quo | Afghanistan | AFG |  |  | FALSE
2021-12-09 | infections |  |  |  | 12927.22 |  |  | Maintain Status Quo | Afghanistan | AFG |  |  | FALSE
2021-12-09 | hospital_incidence |  |  |  | 113.95 |  |  | Maintain Status Quo | Afghanistan | AFG |  |  | FALSE
2021-12-09 | ICU_incidence |  |  |  | 28.85 |  |  | Maintain Status Quo | Afghanistan | AFG |  |  | FALSE
2021-12-09 | cumulative_infections |  |  |  | 15952201.1 |  |  | Maintain Status Quo | Afghanistan | AFG |  |  | FALSE
2021-12-09 | hospital_demand |  |  |  | 1023.5 |  |  | Relax Interventions 50% | Afghanistan | AFG |  |  | FALSE
2021-12-09 | ICU_demand |  |  |  | 284.15 |  |  | Relax Interventions 50% | Afghanistan | AFG |  |  | FALSE
2021-12-09 | infections |  |  |  | 12927.22 |  |  | Relax Interventions 50% | Afghanistan | AFG |  |  | FALSE
2021-12-09 | hospital_incidence |  |  |  | 113.95 |  |  | Relax Interventions 50% | Afghanistan | AFG |  |  | FALSE
2021-12-09 | ICU_incidence |  |  |  | 28.85 |  |  | Relax Interventions 50% | Afghanistan | AFG |  |  | FALSE
2021-12-09 | cumulative_infections |  |  |  | 15952201.1 |  |  | Relax Interventions 50% | Afghanistan | AFG |  |  | FALSE
2021-12-10 | hospital_demand |  |  |  | 1027.15 |  |  | Additional 50% Reduction | Afghanistan | AFG |  |  | FALSE
2021-12-10 | ICU_demand |  |  |  | 283.22 |  |  | Additional 50% Reduction | Afghanistan | AFG |  |  | FALSE
2021-12-10 | infections |  |  |  | 13179.96 |  |  | Additional 50% Reduction | Afghanistan | AFG |  |  | FALSE
2021-12-10 | hospital_incidence |  |  |  | 115.18 |  |  | Additional 50% Reduction | Afghanistan | AFG |  |  | FALSE
2021-12-10 | ICU_incidence |  |  |  | 28.66 |  |  | Additional 50% Reduction | Afghanistan | AFG |  |  | FALSE
2021-12-10 | cumulative_infections |  |  |  | 15965381 |  |  | Additional 50% Reduction | Afghanistan | AFG |  |  | FALSE
2021-12-10 | hospital_demand |  |  |  | 1027.15 |  |  | Maintain Status Quo | Afghanistan | AFG |  |  | FALSE
2021-12-10 | ICU_demand |  |  |  | 283.22 |  |  | Maintain Status Quo | Afghanistan | AFG |  |  | FALSE
2021-12-10 | infections |  |  |  | 13179.96 |  |  | Maintain Status Quo | Afghanistan | AFG |  |  | FALSE
2021-12-10 | hospital_incidence |  |  |  | 115.18 |  |  | Maintain Status Quo | Afghanistan | AFG |  |  | FALSE
2021-12-10 | ICU_incidence |  |  |  | 28.66 |  |  | Maintain Status Quo | Afghanistan | AFG |  |  | FALSE
2021-12-10 | cumulative_infections |  |  |  | 15965381 |  |  | Maintain Status Quo | Afghanistan | AFG |  |  | FALSE
2021-12-10 | hospital_demand |  |  |  | 1027.15 |  |  | Relax Interventions 50% | Afghanistan | AFG |  |  | FALSE
2021-12-10 | ICU_demand |  |  |  | 283.22 |  |  | Relax Interventions 50% | Afghanistan | AFG |  |  | FALSE
2021-12-10 | infections |  |  |  | 13179.96 |  |  | Relax Interventions 50% | Afghanistan | AFG |  |  | FALSE
2021-12-10 | hospital_incidence |  |  |  | 115.18 |  |  | Relax Interventions 50% | Afghanistan | AFG |  |  | FALSE
2021-12-10 | ICU_incidence |  |  |  | 28.66 |  |  | Relax Interventions 50% | Afghanistan | AFG |  |  | FALSE
2021-12-10 | cumulative_infections |  |  |  | 15965381 |  |  | Relax Interventions 50% | Afghanistan | AFG |  |  | FALSE
2021-12-11 | hospital_demand |  |  |  | 1031.89 |  |  | Additional 50% Reduction | Afghanistan | AFG |  |  | FALSE
2021-12-11 | ICU_demand |  |  |  | 282.33 |  |  | Additional 50% Reduction | Afghanistan | AFG |  |  | FALSE
2021-12-11 | infections |  |  |  | 13445.02 |  |  | Additional 50% Reduction | Afghanistan | AFG |  |  | FALSE
2021-12-11 | hospital_incidence |  |  |  | 116.49 |  |  | Additional 50% Reduction | Afghanistan | AFG |  |  | FALSE
2021-12-11 | ICU_incidence |  |  |  | 28.49 |  |  | Additional 50% Reduction | Afghanistan | AFG |  |  | FALSE
2021-12-11 | cumulative_infections |  |  |  | 15978826.1 |  |  | Additional 50% Reduction | Afghanistan | AFG |  |  | FALSE
2021-12-11 | hospital_demand |  |  |  | 1031.89 |  |  | Maintain Status Quo | Afghanistan | AFG |  |  | FALSE
2021-12-11 | ICU_demand |  |  |  | 282.33 |  |  | Maintain Status Quo | Afghanistan | AFG |  |  | FALSE
2021-12-11 | infections |  |  |  | 13445.02 |  |  | Maintain Status Quo | Afghanistan | AFG |  |  | FALSE
2021-12-11 | hospital_incidence |  |  |  | 116.49 |  |  | Maintain Status Quo | Afghanistan | AFG |  |  | FALSE
2021-12-11 | ICU_incidence |  |  |  | 28.49 |  |  | Maintain Status Quo | Afghanistan | AFG |  |  | FALSE
2021-12-11 | cumulative_infections |  |  |  | 15978826.1 |  |  | Maintain Status Quo | Afghanistan | AFG |  |  | FALSE
2021-12-11 | hospital_demand |  |  |  | 1031.89 |  |  | Relax Interventions 50% | Afghanistan | AFG |  |  | FALSE
2021-12-11 | ICU_demand |  |  |  | 282.33 |  |  | Relax Interventions 50% | Afghanistan | AFG |  |  | FALSE
2021-12-11 | infections |  |  |  | 13445.02 |  |  | Relax Interventions 50% | Afghanistan | AFG |  |  | FALSE
2021-12-11 | hospital_incidence |  |  |  | 116.49 |  |  | Relax Interventions 50% | Afghanistan | AFG |  |  | FALSE
2021-12-11 | ICU_incidence |  |  |  | 28.49 |  |  | Relax Interventions 50% | Afghanistan | AFG |  |  | FALSE
2021-12-11 | cumulative_infections |  |  |  | 15978826.1 |  |  | Relax Interventions 50% | Afghanistan | AFG |  |  | FALSE
2021-12-12 | hospital_demand |  |  |  | 1037.69 |  |  | Additional 50% Reduction | Afghanistan | AFG |  |  | FALSE
2021-12-12 | ICU_demand |  |  |  | 281.48 |  |  | Additional 50% Reduction | Afghanistan | AFG |  |  | FALSE
2021-12-12 | infections |  |  |  | 13724.03 |  |  | Additional 50% Reduction | Afghanistan | AFG |  |  | FALSE
2021-12-12 | hospital_incidence |  |  |  | 117.88 |  |  | Additional 50% Reduction | Afghanistan | AFG |  |  | FALSE
2021-12-12 | ICU_incidence |  |  |  | 28.34 |  |  | Additional 50% Reduction | Afghanistan | AFG |  |  | FALSE
2021-12-12 | cumulative_infections |  |  |  | 15992550.1 |  |  | Additional 50% Reduction | Afghanistan | AFG |  |  | FALSE
2021-12-12 | hospital_demand |  |  |  | 1037.69 |  |  | Maintain Status Quo | Afghanistan | AFG |  |  | FALSE
2021-12-12 | ICU_demand |  |  |  | 281.48 |  |  | Maintain Status Quo | Afghanistan | AFG |  |  | FALSE
2021-12-12 | infections |  |  |  | 13724.03 |  |  | Maintain Status Quo | Afghanistan | AFG |  |  | FALSE
2021-12-12 | hospital_incidence |  |  |  | 117.88 |  |  | Maintain Status Quo | Afghanistan | AFG |  |  | FALSE
2021-12-12 | ICU_incidence |  |  |  | 28.34 |  |  | Maintain Status Quo | Afghanistan | AFG |  |  | FALSE
2021-12-12 | cumulative_infections |  |  |  | 15992550.1 |  |  | Maintain Status Quo | Afghanistan | AFG |  |  | FALSE
2021-12-12 | hospital_demand |  |  |  | 1037.69 |  |  | Relax Interventions 50% | Afghanistan | AFG |  |  | FALSE
2021-12-12 | ICU_demand |  |  |  | 281.48 |  |  | Relax Interventions 50% | Afghanistan | AFG |  |  | FALSE
2021-12-12 | infections |  |  |  | 13724.03 |  |  | Relax Interventions 50% | Afghanistan | AFG |  |  | FALSE
2021-12-12 | hospital_incidence |  |  |  | 117.88 |  |  | Relax Interventions 50% | Afghanistan | AFG |  |  | FALSE
2021-12-12 | ICU_incidence |  |  |  | 28.34 |  |  | Relax Interventions 50% | Afghanistan | AFG |  |  | FALSE
2021-12-12 | cumulative_infections |  |  |  | 15992550.1 |  |  | Relax Interventions 50% | Afghanistan | AFG |  |  | FALSE
2021-12-13 | hospital_demand |  |  |  | 1044.49 |  |  | Additional 50% Reduction | Afghanistan | AFG |  |  | FALSE
2021-12-13 | ICU_demand |  |  |  | 280.66 |  |  | Additional 50% Reduction | Afghanistan | AFG |  |  | FALSE
2021-12-13 | infections |  |  |  | 14017.86 |  |  | Additional 50% Reduction | Afghanistan | AFG |  |  | FALSE
2021-12-13 | hospital_incidence |  |  |  | 119.36 |  |  | Additional 50% Reduction | Afghanistan | AFG |  |  | FALSE
2021-12-13 | ICU_incidence |  |  |  | 28.19 |  |  | Additional 50% Reduction | Afghanistan | AFG |  |  | FALSE
2021-12-13 | cumulative_infections |  |  |  | 16006568 |  |  | Additional 50% Reduction | Afghanistan | AFG |  |  | FALSE
2021-12-13 | hospital_demand |  |  |  | 1044.49 |  |  | Maintain Status Quo | Afghanistan | AFG |  |  | FALSE
2021-12-13 | ICU_demand |  |  |  | 280.66 |  |  | Maintain Status Quo | Afghanistan | AFG |  |  | FALSE
2021-12-13 | infections |  |  |  | 14017.86 |  |  | Maintain Status Quo | Afghanistan | AFG |  |  | FALSE
2021-12-13 | hospital_incidence |  |  |  | 119.36 |  |  | Maintain Status Quo | Afghanistan | AFG |  |  | FALSE
2021-12-13 | ICU_incidence |  |  |  | 28.19 |  |  | Maintain Status Quo | Afghanistan | AFG |  |  | FALSE
2021-12-13 | cumulative_infections |  |  |  | 16006568 |  |  | Maintain Status Quo | Afghanistan | AFG |  |  | FALSE
2021-12-13 | hospital_demand |  |  |  | 1044.49 |  |  | Relax Interventions 50% | Afghanistan | AFG |  |  | FALSE
2021-12-13 | ICU_demand |  |  |  | 280.66 |  |  | Relax Interventions 50% | Afghanistan | AFG |  |  | FALSE
2021-12-13 | infections |  |  |  | 14017.86 |  |  | Relax Interventions 50% | Afghanistan | AFG |  |  | FALSE
2021-12-13 | hospital_incidence |  |  |  | 119.36 |  |  | Relax Interventions 50% | Afghanistan | AFG |  |  | FALSE
2021-12-13 | ICU_incidence |  |  |  | 28.19 |  |  | Relax Interventions 50% | Afghanistan | AFG |  |  | FALSE
2021-12-13 | cumulative_infections |  |  |  | 16006568 |  |  | Relax Interventions 50% | Afghanistan | AFG |  |  | FALSE
2021-12-14 | hospital_demand |  |  |  | 1052.26 |  |  | Additional 50% Reduction | Afghanistan | AFG |  |  | FALSE
2021-12-14 | ICU_demand |  |  |  | 279.89 |  |  | Additional 50% Reduction | Afghanistan | AFG |  |  | FALSE
2021-12-14 | infections |  |  |  | 14327.04 |  |  | Additional 50% Reduction | Afghanistan | AFG |  |  | FALSE
2021-12-14 | hospital_incidence |  |  |  | 120.91 |  |  | Additional 50% Reduction | Afghanistan | AFG |  |  | FALSE
2021-12-14 | ICU_incidence |  |  |  | 28.05 |  |  | Additional 50% Reduction | Afghanistan | AFG |  |  | FALSE
2021-12-14 | cumulative_infections |  |  |  | 16020895 |  |  | Additional 50% Reduction | Afghanistan | AFG |  |  | FALSE
2021-12-14 | hospital_demand |  |  |  | 1052.26 |  |  | Maintain Status Quo | Afghanistan | AFG |  |  | FALSE
2021-12-14 | ICU_demand |  |  |  | 279.89 |  |  | Maintain Status Quo | Afghanistan | AFG |  |  | FALSE
2021-12-14 | infections |  |  |  | 14327.04 |  |  | Maintain Status Quo | Afghanistan | AFG |  |  | FALSE
2021-12-14 | hospital_incidence |  |  |  | 120.91 |  |  | Maintain Status Quo | Afghanistan | AFG |  |  | FALSE
2021-12-14 | ICU_incidence |  |  |  | 28.05 |  |  | Maintain Status Quo | Afghanistan | AFG |  |  | FALSE
2021-12-14 | cumulative_infections |  |  |  | 16020895 |  |  | Maintain Status Quo | Afghanistan | AFG |  |  | FALSE
2021-12-14 | hospital_demand |  |  |  | 1052.26 |  |  | Relax Interventions 50% | Afghanistan | AFG |  |  | FALSE
2021-12-14 | ICU_demand |  |  |  | 279.89 |  |  | Relax Interventions 50% | Afghanistan | AFG |  |  | FALSE
2021-12-14 | infections |  |  |  | 14327.04 |  |  | Relax Interventions 50% | Afghanistan | AFG |  |  | FALSE
2021-12-14 | hospital_incidence |  |  |  | 120.91 |  |  | Relax Interventions 50% | Afghanistan | AFG |  |  | FALSE
2021-12-14 | ICU_incidence |  |  |  | 28.05 |  |  | Relax Interventions 50% | Afghanistan | AFG |  |  | FALSE
2021-12-14 | cumulative_infections |  |  |  | 16020895 |  |  | Relax Interventions 50% | Afghanistan | AFG |  |  | FALSE
2021-12-15 | hospital_demand |  |  |  | 1060.96 |  |  | Additional 50% Reduction | Afghanistan | AFG |  |  | FALSE
2021-12-15 | ICU_demand |  |  |  | 279.15 |  |  | Additional 50% Reduction | Afghanistan | AFG |  |  | FALSE
2021-12-15 | infections |  |  |  | 14652 |  |  | Additional 50% Reduction | Afghanistan | AFG |  |  | FALSE
2021-12-15 | hospital_incidence |  |  |  | 122.55 |  |  | Additional 50% Reduction | Afghanistan | AFG |  |  | FALSE
2021-12-15 | ICU_incidence |  |  |  | 27.92 |  |  | Additional 50% Reduction | Afghanistan | AFG |  |  | FALSE
2021-12-15 | cumulative_infections |  |  |  | 16035547 |  |  | Additional 50% Reduction | Afghanistan | AFG |  |  | FALSE
2021-12-15 | hospital_demand |  |  |  | 1060.96 |  |  | Maintain Status Quo | Afghanistan | AFG |  |  | FALSE
2021-12-15 | ICU_demand |  |  |  | 279.15 |  |  | Maintain Status Quo | Afghanistan | AFG |  |  | FALSE
2021-12-15 | infections |  |  |  | 14652 |  |  | Maintain Status Quo | Afghanistan | AFG |  |  | FALSE
2021-12-15 | hospital_incidence |  |  |  | 122.55 |  |  | Maintain Status Quo | Afghanistan | AFG |  |  | FALSE
2021-12-15 | ICU_incidence |  |  |  | 27.92 |  |  | Maintain Status Quo | Afghanistan | AFG |  |  | FALSE
2021-12-15 | cumulative_infections |  |  |  | 16035547 |  |  | Maintain Status Quo | Afghanistan | AFG |  |  | FALSE
2021-12-15 | hospital_demand |  |  |  | 1060.96 |  |  | Relax Interventions 50% | Afghanistan | AFG |  |  | FALSE
2021-12-15 | ICU_demand |  |  |  | 279.15 |  |  | Relax Interventions 50% | Afghanistan | AFG |  |  | FALSE
2021-12-15 | infections |  |  |  | 14652 |  |  | Relax Interventions 50% | Afghanistan | AFG |  |  | FALSE
2021-12-15 | hospital_incidence |  |  |  | 122.55 |  |  | Relax Interventions 50% | Afghanistan | AFG |  |  | FALSE
2021-12-15 | ICU_incidence |  |  |  | 27.92 |  |  | Relax Interventions 50% | Afghanistan | AFG |  |  | FALSE
2021-12-15 | cumulative_infections |  |  |  | 16035547 |  |  | Relax Interventions 50% | Afghanistan | AFG |  |  | FALSE
2021-12-16 | hospital_demand |  |  |  | 1070.56 |  |  | Additional 50% Reduction | Afghanistan | AFG |  |  | FALSE
2021-12-16 | ICU_demand |  |  |  | 278.45 |  |  | Additional 50% Reduction | Afghanistan | AFG |  |  | FALSE
2021-12-16 | infections |  |  |  | 14993.12 |  |  | Additional 50% Reduction | Afghanistan | AFG |  |  | FALSE
2021-12-16 | hospital_incidence |  |  |  | 124.26 |  |  | Additional 50% Reduction | Afghanistan | AFG |  |  | FALSE
2021-12-16 | ICU_incidence |  |  |  | 27.8 |  |  | Additional 50% Reduction | Afghanistan | AFG |  |  | FALSE
2021-12-16 | cumulative_infections |  |  |  | 16050540.1 |  |  | Additional 50% Reduction | Afghanistan | AFG |  |  | FALSE
2021-12-16 | hospital_demand |  |  |  | 1070.56 |  |  | Maintain Status Quo | Afghanistan | AFG |  |  | FALSE
2021-12-16 | ICU_demand |  |  |  | 278.45 |  |  | Maintain Status Quo | Afghanistan | AFG |  |  | FALSE
2021-12-16 | infections |  |  |  | 14993.12 |  |  | Maintain Status Quo | Afghanistan | AFG |  |  | FALSE
2021-12-16 | hospital_incidence |  |  |  | 124.26 |  |  | Maintain Status Quo | Afghanistan | AFG |  |  | FALSE
2021-12-16 | ICU_incidence |  |  |  | 27.8 |  |  | Maintain Status Quo | Afghanistan | AFG |  |  | FALSE
2021-12-16 | cumulative_infections |  |  |  | 16050540.1 |  |  | Maintain Status Quo | Afghanistan | AFG |  |  | FALSE
2021-12-16 | hospital_demand |  |  |  | 1070.56 |  |  | Relax Interventions 50% | Afghanistan | AFG |  |  | FALSE
2021-12-16 | ICU_demand |  |  |  | 278.45 |  |  | Relax Interventions 50% | Afghanistan | AFG |  |  | FALSE
2021-12-16 | infections |  |  |  | 14993.12 |  |  | Relax Interventions 50% | Afghanistan | AFG |  |  | FALSE
2021-12-16 | hospital_incidence |  |  |  | 124.26 |  |  | Relax Interventions 50% | Afghanistan | AFG |  |  | FALSE
2021-12-16 | ICU_incidence |  |  |  | 27.8 |  |  | Relax Interventions 50% | Afghanistan | AFG |  |  | FALSE
2021-12-16 | cumulative_infections |  |  |  | 16050540.1 |  |  | Relax Interventions 50% | Afghanistan | AFG |  |  | FALSE
2021-12-17 | hospital_demand |  |  |  | 1081.04 |  |  | Additional 50% Reduction | Afghanistan | AFG |  |  | FALSE
2021-12-17 | ICU_demand |  |  |  | 277.76 |  |  | Additional 50% Reduction | Afghanistan | AFG |  |  | FALSE
2021-12-17 | infections |  |  |  | 15350.81 |  |  | Additional 50% Reduction | Afghanistan | AFG |  |  | FALSE
2021-12-17 | hospital_incidence |  |  |  | 126.05 |  |  | Additional 50% Reduction | Afghanistan | AFG |  |  | FALSE
2021-12-17 | ICU_incidence |  |  |  | 27.68 |  |  | Additional 50% Reduction | Afghanistan | AFG |  |  | FALSE
2021-12-17 | cumulative_infections |  |  |  | 16065890.9 |  |  | Additional 50% Reduction | Afghanistan | AFG |  |  | FALSE
2021-12-17 | hospital_demand |  |  |  | 1081.04 |  |  | Maintain Status Quo | Afghanistan | AFG |  |  | FALSE
2021-12-17 | ICU_demand |  |  |  | 277.76 |  |  | Maintain Status Quo | Afghanistan | AFG |  |  | FALSE
2021-12-17 | infections |  |  |  | 15350.81 |  |  | Maintain Status Quo | Afghanistan | AFG |  |  | FALSE
2021-12-17 | hospital_incidence |  |  |  | 126.05 |  |  | Maintain Status Quo | Afghanistan | AFG |  |  | FALSE
2021-12-17 | ICU_incidence |  |  |  | 27.68 |  |  | Maintain Status Quo | Afghanistan | AFG |  |  | FALSE
2021-12-17 | cumulative_infections |  |  |  | 16065890.9 |  |  | Maintain Status Quo | Afghanistan | AFG |  |  | FALSE
2021-12-17 | hospital_demand |  |  |  | 1081.04 |  |  | Relax Interventions 50% | Afghanistan | AFG |  |  | FALSE
2021-12-17 | ICU_demand |  |  |  | 277.76 |  |  | Relax Interventions 50% | Afghanistan | AFG |  |  | FALSE
2021-12-17 | infections |  |  |  | 15350.81 |  |  | Relax Interventions 50% | Afghanistan | AFG |  |  | FALSE
2021-12-17 | hospital_incidence |  |  |  | 126.05 |  |  | Relax Interventions 50% | Afghanistan | AFG |  |  | FALSE
2021-12-17 | ICU_incidence |  |  |  | 27.68 |  |  | Relax Interventions 50% | Afghanistan | AFG |  |  | FALSE
2021-12-17 | cumulative_infections |  |  |  | 16065890.9 |  |  | Relax Interventions 50% | Afghanistan | AFG |  |  | FALSE
2021-12-18 | hospital_demand |  |  |  | 1092.35 |  |  | Additional 50% Reduction | Afghanistan | AFG |  |  | FALSE
2021-12-18 | ICU_demand |  |  |  | 277.11 |  |  | Additional 50% Reduction | Afghanistan | AFG |  |  | FALSE
2021-12-18 | infections |  |  |  | 15725.54 |  |  | Additional 50% Reduction | Afghanistan | AFG |  |  | FALSE
2021-12-18 | hospital_incidence |  |  |  | 127.92 |  |  | Additional 50% Reduction | Afghanistan | AFG |  |  | FALSE
2021-12-18 | ICU_incidence |  |  |  | 27.57 |  |  | Additional 50% Reduction | Afghanistan | AFG |  |  | FALSE
2021-12-18 | cumulative_infections |  |  |  | 16081616.5 |  |  | Additional 50% Reduction | Afghanistan | AFG |  |  | FALSE
2021-12-18 | hospital_demand |  |  |  | 1092.35 |  |  | Maintain Status Quo | Afghanistan | AFG |  |  | FALSE
2021-12-18 | ICU_demand |  |  |  | 277.11 |  |  | Maintain Status Quo | Afghanistan | AFG |  |  | FALSE
2021-12-18 | infections |  |  |  | 15725.54 |  |  | Maintain Status Quo | Afghanistan | AFG |  |  | FALSE
2021-12-18 | hospital_incidence |  |  |  | 127.92 |  |  | Maintain Status Quo | Afghanistan | AFG |  |  | FALSE
2021-12-18 | ICU_incidence |  |  |  | 27.57 |  |  | Maintain Status Quo | Afghanistan | AFG |  |  | FALSE
2021-12-18 | cumulative_infections |  |  |  | 16081616.5 |  |  | Maintain Status Quo | Afghanistan | AFG |  |  | FALSE
2021-12-18 | hospital_demand |  |  |  | 1092.35 |  |  | Relax Interventions 50% | Afghanistan | AFG |  |  | FALSE
2021-12-18 | ICU_demand |  |  |  | 277.11 |  |  | Relax Interventions 50% | Afghanistan | AFG |  |  | FALSE
2021-12-18 | infections |  |  |  | 15725.54 |  |  | Relax Interventions 50% | Afghanistan | AFG |  |  | FALSE
2021-12-18 | hospital_incidence |  |  |  | 127.92 |  |  | Relax Interventions 50% | Afghanistan | AFG |  |  | FALSE
2021-12-18 | ICU_incidence |  |  |  | 27.57 |  |  | Relax Interventions 50% | Afghanistan | AFG |  |  | FALSE
2021-12-18 | cumulative_infections |  |  |  | 16081616.5 |  |  | Relax Interventions 50% | Afghanistan | AFG |  |  | FALSE
2021-12-19 | hospital_demand |  |  |  | 1104.49 |  |  | Additional 50% Reduction | Afghanistan | AFG |  |  | FALSE
2021-12-19 | ICU_demand |  |  |  | 276.47 |  |  | Additional 50% Reduction | Afghanistan | AFG |  |  | FALSE
2021-12-19 | infections |  |  |  | 16117.78 |  |  | Additional 50% Reduction | Afghanistan | AFG |  |  | FALSE
2021-12-19 | hospital_incidence |  |  |  | 129.86 |  |  | Additional 50% Reduction | Afghanistan | AFG |  |  | FALSE
2021-12-19 | ICU_incidence |  |  |  | 27.45 |  |  | Additional 50% Reduction | Afghanistan | AFG |  |  | FALSE
2021-12-19 | cumulative_infections |  |  |  | 16097734.2 |  |  | Additional 50% Reduction | Afghanistan | AFG |  |  | FALSE
2021-12-19 | hospital_demand |  |  |  | 1104.49 |  |  | Maintain Status Quo | Afghanistan | AFG |  |  | FALSE
2021-12-19 | ICU_demand |  |  |  | 276.47 |  |  | Maintain Status Quo | Afghanistan | AFG |  |  | FALSE
2021-12-19 | infections |  |  |  | 16117.78 |  |  | Maintain Status Quo | Afghanistan | AFG |  |  | FALSE
2021-12-19 | hospital_incidence |  |  |  | 129.86 |  |  | Maintain Status Quo | Afghanistan | AFG |  |  | FALSE
2021-12-19 | ICU_incidence |  |  |  | 27.45 |  |  | Maintain Status Quo | Afghanistan | AFG |  |  | FALSE
2021-12-19 | cumulative_infections |  |  |  | 16097734.2 |  |  | Maintain Status Quo | Afghanistan | AFG |  |  | FALSE
2021-12-19 | hospital_demand |  |  |  | 1104.49 |  |  | Relax Interventions 50% | Afghanistan | AFG |  |  | FALSE
2021-12-19 | ICU_demand |  |  |  | 276.47 |  |  | Relax Interventions 50% | Afghanistan | AFG |  |  | FALSE
2021-12-19 | infections |  |  |  | 16117.78 |  |  | Relax Interventions 50% | Afghanistan | AFG |  |  | FALSE
2021-12-19 | hospital_incidence |  |  |  | 129.86 |  |  | Relax Interventions 50% | Afghanistan | AFG |  |  | FALSE
2021-12-19 | ICU_incidence |  |  |  | 27.45 |  |  | Relax Interventions 50% | Afghanistan | AFG |  |  | FALSE
2021-12-19 | cumulative_infections |  |  |  | 16097734.2 |  |  | Relax Interventions 50% | Afghanistan | AFG |  |  | FALSE
2021-12-20 | hospital_demand |  |  |  | 1117.42 |  |  | Additional 50% Reduction | Afghanistan | AFG |  |  | FALSE
2021-12-20 | ICU_demand |  |  |  | 275.84 |  |  | Additional 50% Reduction | Afghanistan | AFG |  |  | FALSE
2021-12-20 | infections |  |  |  | 16528.06 |  |  | Additional 50% Reduction | Afghanistan | AFG |  |  | FALSE
2021-12-20 | hospital_incidence |  |  |  | 131.88 |  |  | Additional 50% Reduction | Afghanistan | AFG |  |  | FALSE
2021-12-20 | ICU_incidence |  |  |  | 27.34 |  |  | Additional 50% Reduction | Afghanistan | AFG |  |  | FALSE
2021-12-20 | cumulative_infections |  |  |  | 16114262.3 |  |  | Additional 50% Reduction | Afghanistan | AFG |  |  | FALSE
2021-12-20 | hospital_demand |  |  |  | 1117.42 |  |  | Maintain Status Quo | Afghanistan | AFG |  |  | FALSE
2021-12-20 | ICU_demand |  |  |  | 275.84 |  |  | Maintain Status Quo | Afghanistan | AFG |  |  | FALSE
2021-12-20 | infections |  |  |  | 16528.06 |  |  | Maintain Status Quo | Afghanistan | AFG |  |  | FALSE
2021-12-20 | hospital_incidence |  |  |  | 131.88 |  |  | Maintain Status Quo | Afghanistan | AFG |  |  | FALSE
2021-12-20 | ICU_incidence |  |  |  | 27.34 |  |  | Maintain Status Quo | Afghanistan | AFG |  |  | FALSE
2021-12-20 | cumulative_infections |  |  |  | 16114262.3 |  |  | Maintain Status Quo | Afghanistan | AFG |  |  | FALSE
2021-12-20 | hospital_demand |  |  |  | 1117.42 |  |  | Relax Interventions 50% | Afghanistan | AFG |  |  | FALSE
2021-12-20 | ICU_demand |  |  |  | 275.84 |  |  | Relax Interventions 50% | Afghanistan | AFG |  |  | FALSE
2021-12-20 | infections |  |  |  | 16528.06 |  |  | Relax Interventions 50% | Afghanistan | AFG |  |  | FALSE
2021-12-20 | hospital_incidence |  |  |  | 131.88 |  |  | Relax Interventions 50% | Afghanistan | AFG |  |  | FALSE
2021-12-20 | ICU_incidence |  |  |  | 27.34 |  |  | Relax Interventions 50% | Afghanistan | AFG |  |  | FALSE
2021-12-20 | cumulative_infections |  |  |  | 16114262.3 |  |  | Relax Interventions 50% | Afghanistan | AFG |  |  | FALSE
2021-12-21 | hospital_demand |  |  |  | 1131.12 |  |  | Additional 50% Reduction | Afghanistan | AFG |  |  | FALSE
2021-12-21 | ICU_demand |  |  |  | 275.24 |  |  | Additional 50% Reduction | Afghanistan | AFG |  |  | FALSE
2021-12-21 | infections |  |  |  | 16956.92 |  |  | Additional 50% Reduction | Afghanistan | AFG |  |  | FALSE
2021-12-21 | hospital_incidence |  |  |  | 133.98 |  |  | Additional 50% Reduction | Afghanistan | AFG |  |  | FALSE
2021-12-21 | ICU_incidence |  |  |  | 27.23 |  |  | Additional 50% Reduction | Afghanistan | AFG |  |  | FALSE
2021-12-21 | cumulative_infections |  |  |  | 16131219.2 |  |  | Additional 50% Reduction | Afghanistan | AFG |  |  | FALSE
2021-12-21 | hospital_demand |  |  |  | 1131.12 |  |  | Maintain Status Quo | Afghanistan | AFG |  |  | FALSE
2021-12-21 | ICU_demand |  |  |  | 275.24 |  |  | Maintain Status Quo | Afghanistan | AFG |  |  | FALSE
2021-12-21 | infections |  |  |  | 16956.92 |  |  | Maintain Status Quo | Afghanistan | AFG |  |  | FALSE
2021-12-21 | hospital_incidence |  |  |  | 133.98 |  |  | Maintain Status Quo | Afghanistan | AFG |  |  | FALSE
2021-12-21 | ICU_incidence |  |  |  | 27.23 |  |  | Maintain Status Quo | Afghanistan | AFG |  |  | FALSE
2021-12-21 | cumulative_infections |  |  |  | 16131219.2 |  |  | Maintain Status Quo | Afghanistan | AFG |  |  | FALSE
2021-12-21 | hospital_demand |  |  |  | 1131.12 |  |  | Relax Interventions 50% | Afghanistan | AFG |  |  | FALSE
2021-12-21 | ICU_demand |  |  |  | 275.24 |  |  | Relax Interventions 50% | Afghanistan | AFG |  |  | FALSE
2021-12-21 | infections |  |  |  | 16956.92 |  |  | Relax Interventions 50% | Afghanistan | AFG |  |  | FALSE
2021-12-21 | hospital_incidence |  |  |  | 133.98 |  |  | Relax Interventions 50% | Afghanistan | AFG |  |  | FALSE
2021-12-21 | ICU_incidence |  |  |  | 27.23 |  |  | Relax Interventions 50% | Afghanistan | AFG |  |  | FALSE
2021-12-21 | cumulative_infections |  |  |  | 16131219.2 |  |  | Relax Interventions 50% | Afghanistan | AFG |  |  | FALSE
2021-12-22 | hospital_demand |  |  |  | 1145.59 |  |  | Additional 50% Reduction | Afghanistan | AFG |  |  | FALSE
2021-12-22 | ICU_demand |  |  |  | 274.64 |  |  | Additional 50% Reduction | Afghanistan | AFG |  |  | FALSE
2021-12-22 | infections |  |  |  | 17404.95 |  |  | Additional 50% Reduction | Afghanistan | AFG |  |  | FALSE
2021-12-22 | hospital_incidence |  |  |  | 136.15 |  |  | Additional 50% Reduction | Afghanistan | AFG |  |  | FALSE
2021-12-22 | ICU_incidence |  |  |  | 27.13 |  |  | Additional 50% Reduction | Afghanistan | AFG |  |  | FALSE
2021-12-22 | cumulative_infections |  |  |  | 16148624.2 |  |  | Additional 50% Reduction | Afghanistan | AFG |  |  | FALSE
2021-12-22 | hospital_demand |  |  |  | 1145.59 |  |  | Maintain Status Quo | Afghanistan | AFG |  |  | FALSE
2021-12-22 | ICU_demand |  |  |  | 274.64 |  |  | Maintain Status Quo | Afghanistan | AFG |  |  | FALSE
2021-12-22 | infections |  |  |  | 17404.95 |  |  | Maintain Status Quo | Afghanistan | AFG |  |  | FALSE
2021-12-22 | hospital_incidence |  |  |  | 136.15 |  |  | Maintain Status Quo | Afghanistan | AFG |  |  | FALSE
2021-12-22 | ICU_incidence |  |  |  | 27.13 |  |  | Maintain Status Quo | Afghanistan | AFG |  |  | FALSE
2021-12-22 | cumulative_infections |  |  |  | 16148624.2 |  |  | Maintain Status Quo | Afghanistan | AFG |  |  | FALSE
2021-12-22 | hospital_demand |  |  |  | 1145.59 |  |  | Relax Interventions 50% | Afghanistan | AFG |  |  | FALSE
2021-12-22 | ICU_demand |  |  |  | 274.64 |  |  | Relax Interventions 50% | Afghanistan | AFG |  |  | FALSE
2021-12-22 | infections |  |  |  | 17404.95 |  |  | Relax Interventions 50% | Afghanistan | AFG |  |  | FALSE
2021-12-22 | hospital_incidence |  |  |  | 136.15 |  |  | Relax Interventions 50% | Afghanistan | AFG |  |  | FALSE
2021-12-22 | ICU_incidence |  |  |  | 27.13 |  |  | Relax Interventions 50% | Afghanistan | AFG |  |  | FALSE
2021-12-22 | cumulative_infections |  |  |  | 16148624.2 |  |  | Relax Interventions 50% | Afghanistan | AFG |  |  | FALSE
2021-12-23 | hospital_demand |  |  |  | 1160.82 |  |  | Additional 50% Reduction | Afghanistan | AFG |  |  | FALSE
2021-12-23 | ICU_demand |  |  |  | 274.04 |  |  | Additional 50% Reduction | Afghanistan | AFG |  |  | FALSE
2021-12-23 | infections |  |  |  | 17872.75 |  |  | Additional 50% Reduction | Afghanistan | AFG |  |  | FALSE
2021-12-23 | hospital_incidence |  |  |  | 138.39 |  |  | Additional 50% Reduction | Afghanistan | AFG |  |  | FALSE
2021-12-23 | ICU_incidence |  |  |  | 27.02 |  |  | Additional 50% Reduction | Afghanistan | AFG |  |  | FALSE
2021-12-23 | cumulative_infections |  |  |  | 16166496.9 |  |  | Additional 50% Reduction | Afghanistan | AFG |  |  | FALSE
2021-12-23 | hospital_demand |  |  |  | 1160.82 |  |  | Maintain Status Quo | Afghanistan | AFG |  |  | FALSE
2021-12-23 | ICU_demand |  |  |  | 274.04 |  |  | Maintain Status Quo | Afghanistan | AFG |  |  | FALSE
2021-12-23 | infections |  |  |  | 17872.75 |  |  | Maintain Status Quo | Afghanistan | AFG |  |  | FALSE
2021-12-23 | hospital_incidence |  |  |  | 138.39 |  |  | Maintain Status Quo | Afghanistan | AFG |  |  | FALSE
2021-12-23 | ICU_incidence |  |  |  | 27.02 |  |  | Maintain Status Quo | Afghanistan | AFG |  |  | FALSE
2021-12-23 | cumulative_infections |  |  |  | 16166496.9 |  |  | Maintain Status Quo | Afghanistan | AFG |  |  | FALSE
2021-12-23 | hospital_demand |  |  |  | 1160.82 |  |  | Relax Interventions 50% | Afghanistan | AFG |  |  | FALSE
2021-12-23 | ICU_demand |  |  |  | 274.04 |  |  | Relax Interventions 50% | Afghanistan | AFG |  |  | FALSE
2021-12-23 | infections |  |  |  | 17872.75 |  |  | Relax Interventions 50% | Afghanistan | AFG |  |  | FALSE
2021-12-23 | hospital_incidence |  |  |  | 138.39 |  |  | Relax Interventions 50% | Afghanistan | AFG |  |  | FALSE
2021-12-23 | ICU_incidence |  |  |  | 27.02 |  |  | Relax Interventions 50% | Afghanistan | AFG |  |  | FALSE
2021-12-23 | cumulative_infections |  |  |  | 16166496.9 |  |  | Relax Interventions 50% | Afghanistan | AFG |  |  | FALSE
2021-12-24 | hospital_demand |  |  |  | 1176.78 |  |  | Additional 50% Reduction | Afghanistan | AFG |  |  | FALSE
2021-12-24 | ICU_demand |  |  |  | 273.44 |  |  | Additional 50% Reduction | Afghanistan | AFG |  |  | FALSE
2021-12-24 | infections |  |  |  | 18386.54 |  |  | Additional 50% Reduction | Afghanistan | AFG |  |  | FALSE
2021-12-24 | hospital_incidence |  |  |  | 140.71 |  |  | Additional 50% Reduction | Afghanistan | AFG |  |  | FALSE
2021-12-24 | ICU_incidence |  |  |  | 26.9 |  |  | Additional 50% Reduction | Afghanistan | AFG |  |  | FALSE
2021-12-24 | cumulative_infections |  |  |  | 16184883.5 |  |  | Additional 50% Reduction | Afghanistan | AFG |  |  | FALSE
2021-12-24 | hospital_demand |  |  |  | 1176.78 |  |  | Maintain Status Quo | Afghanistan | AFG |  |  | FALSE
2021-12-24 | ICU_demand |  |  |  | 273.44 |  |  | Maintain Status Quo | Afghanistan | AFG |  |  | FALSE
2021-12-24 | infections |  |  |  | 18386.54 |  |  | Maintain Status Quo | Afghanistan | AFG |  |  | FALSE
2021-12-24 | hospital_incidence |  |  |  | 140.71 |  |  | Maintain Status Quo | Afghanistan | AFG |  |  | FALSE
2021-12-24 | ICU_incidence |  |  |  | 26.9 |  |  | Maintain Status Quo | Afghanistan | AFG |  |  | FALSE
2021-12-24 | cumulative_infections |  |  |  | 16184883.5 |  |  | Maintain Status Quo | Afghanistan | AFG |  |  | FALSE
2021-12-24 | hospital_demand |  |  |  | 1176.78 |  |  | Relax Interventions 50% | Afghanistan | AFG |  |  | FALSE
2021-12-24 | ICU_demand |  |  |  | 273.44 |  |  | Relax Interventions 50% | Afghanistan | AFG |  |  | FALSE
2021-12-24 | infections |  |  |  | 18386.54 |  |  | Relax Interventions 50% | Afghanistan | AFG |  |  | FALSE
2021-12-24 | hospital_incidence |  |  |  | 140.71 |  |  | Relax Interventions 50% | Afghanistan | AFG |  |  | FALSE
2021-12-24 | ICU_incidence |  |  |  | 26.9 |  |  | Relax Interventions 50% | Afghanistan | AFG |  |  | FALSE
2021-12-24 | cumulative_infections |  |  |  | 16184883.5 |  |  | Relax Interventions 50% | Afghanistan | AFG |  |  | FALSE
2021-12-25 | hospital_demand |  |  |  | 1193.48 |  |  | Additional 50% Reduction | Afghanistan | AFG |  |  | FALSE
2021-12-25 | ICU_demand |  |  |  | 272.83 |  |  | Additional 50% Reduction | Afghanistan | AFG |  |  | FALSE
2021-12-25 | infections |  |  |  | 18949.57 |  |  | Additional 50% Reduction | Afghanistan | AFG |  |  | FALSE
2021-12-25 | hospital_incidence |  |  |  | 143.13 |  |  | Additional 50% Reduction | Afghanistan | AFG |  |  | FALSE
2021-12-25 | ICU_incidence |  |  |  | 26.8 |  |  | Additional 50% Reduction | Afghanistan | AFG |  |  | FALSE
2021-12-25 | cumulative_infections |  |  |  | 16203833 |  |  | Additional 50% Reduction | Afghanistan | AFG |  |  | FALSE
2021-12-25 | hospital_demand |  |  |  | 1193.48 |  |  | Maintain Status Quo | Afghanistan | AFG |  |  | FALSE
2021-12-25 | ICU_demand |  |  |  | 272.83 |  |  | Maintain Status Quo | Afghanistan | AFG |  |  | FALSE
2021-12-25 | infections |  |  |  | 18949.57 |  |  | Maintain Status Quo | Afghanistan | AFG |  |  | FALSE
2021-12-25 | hospital_incidence |  |  |  | 143.13 |  |  | Maintain Status Quo | Afghanistan | AFG |  |  | FALSE
2021-12-25 | ICU_incidence |  |  |  | 26.8 |  |  | Maintain Status Quo | Afghanistan | AFG |  |  | FALSE
2021-12-25 | cumulative_infections |  |  |  | 16203833 |  |  | Maintain Status Quo | Afghanistan | AFG |  |  | FALSE
2021-12-25 | hospital_demand |  |  |  | 1193.48 |  |  | Relax Interventions 50% | Afghanistan | AFG |  |  | FALSE
2021-12-25 | ICU_demand |  |  |  | 272.83 |  |  | Relax Interventions 50% | Afghanistan | AFG |  |  | FALSE
2021-12-25 | infections |  |  |  | 18949.57 |  |  | Relax Interventions 50% | Afghanistan | AFG |  |  | FALSE
2021-12-25 | hospital_incidence |  |  |  | 143.13 |  |  | Relax Interventions 50% | Afghanistan | AFG |  |  | FALSE
2021-12-25 | ICU_incidence |  |  |  | 26.8 |  |  | Relax Interventions 50% | Afghanistan | AFG |  |  | FALSE
2021-12-25 | cumulative_infections |  |  |  | 16203833 |  |  | Relax Interventions 50% | Afghanistan | AFG |  |  | FALSE
2021-12-26 | hospital_demand |  |  |  | 1210.95 |  |  | Additional 50% Reduction | Afghanistan | AFG |  |  | FALSE
2021-12-26 | ICU_demand |  |  |  | 272.23 |  |  | Additional 50% Reduction | Afghanistan | AFG |  |  | FALSE
2021-12-26 | infections |  |  |  | 19543.9 |  |  | Additional 50% Reduction | Afghanistan | AFG |  |  | FALSE
2021-12-26 | hospital_incidence |  |  |  | 145.69 |  |  | Additional 50% Reduction | Afghanistan | AFG |  |  | FALSE
2021-12-26 | ICU_incidence |  |  |  | 26.7 |  |  | Additional 50% Reduction | Afghanistan | AFG |  |  | FALSE
2021-12-26 | cumulative_infections |  |  |  | 16223376.9 |  |  | Additional 50% Reduction | Afghanistan | AFG |  |  | FALSE
2021-12-26 | hospital_demand |  |  |  | 1210.95 |  |  | Maintain Status Quo | Afghanistan | AFG |  |  | FALSE
2021-12-26 | ICU_demand |  |  |  | 272.23 |  |  | Maintain Status Quo | Afghanistan | AFG |  |  | FALSE
2021-12-26 | infections |  |  |  | 19543.9 |  |  | Maintain Status Quo | Afghanistan | AFG |  |  | FALSE
2021-12-26 | hospital_incidence |  |  |  | 145.69 |  |  | Maintain Status Quo | Afghanistan | AFG |  |  | FALSE
2021-12-26 | ICU_incidence |  |  |  | 26.7 |  |  | Maintain Status Quo | Afghanistan | AFG |  |  | FALSE
2021-12-26 | cumulative_infections |  |  |  | 16223376.9 |  |  | Maintain Status Quo | Afghanistan | AFG |  |  | FALSE
2021-12-26 | hospital_demand |  |  |  | 1210.95 |  |  | Relax Interventions 50% | Afghanistan | AFG |  |  | FALSE
2021-12-26 | ICU_demand |  |  |  | 272.23 |  |  | Relax Interventions 50% | Afghanistan | AFG |  |  | FALSE
2021-12-26 | infections |  |  |  | 19543.9 |  |  | Relax Interventions 50% | Afghanistan | AFG |  |  | FALSE
2021-12-26 | hospital_incidence |  |  |  | 145.69 |  |  | Relax Interventions 50% | Afghanistan | AFG |  |  | FALSE
2021-12-26 | ICU_incidence |  |  |  | 26.7 |  |  | Relax Interventions 50% | Afghanistan | AFG |  |  | FALSE
2021-12-26 | cumulative_infections |  |  |  | 16223376.9 |  |  | Relax Interventions 50% | Afghanistan | AFG |  |  | FALSE
2021-12-27 | hospital_demand |  |  |  | 1229.26 |  |  | Additional 50% Reduction | Afghanistan | AFG |  |  | FALSE
2021-12-27 | ICU_demand |  |  |  | 271.63 |  |  | Additional 50% Reduction | Afghanistan | AFG |  |  | FALSE
2021-12-27 | infections |  |  |  | 20163.65 |  |  | Additional 50% Reduction | Afghanistan | AFG |  |  | FALSE
2021-12-27 | hospital_incidence |  |  |  | 148.4 |  |  | Additional 50% Reduction | Afghanistan | AFG |  |  | FALSE
2021-12-27 | ICU_incidence |  |  |  | 26.61 |  |  | Additional 50% Reduction | Afghanistan | AFG |  |  | FALSE
2021-12-27 | cumulative_infections |  |  |  | 16243540.6 |  |  | Additional 50% Reduction | Afghanistan | AFG |  |  | FALSE
2021-12-27 | hospital_demand |  |  |  | 1229.26 |  |  | Maintain Status Quo | Afghanistan | AFG |  |  | FALSE
2021-12-27 | ICU_demand |  |  |  | 271.63 |  |  | Maintain Status Quo | Afghanistan | AFG |  |  | FALSE
2021-12-27 | infections |  |  |  | 20163.65 |  |  | Maintain Status Quo | Afghanistan | AFG |  |  | FALSE
2021-12-27 | hospital_incidence |  |  |  | 148.4 |  |  | Maintain Status Quo | Afghanistan | AFG |  |  | FALSE
2021-12-27 | ICU_incidence |  |  |  | 26.61 |  |  | Maintain Status Quo | Afghanistan | AFG |  |  | FALSE
2021-12-27 | cumulative_infections |  |  |  | 16243540.6 |  |  | Maintain Status Quo | Afghanistan | AFG |  |  | FALSE
2021-12-27 | hospital_demand |  |  |  | 1229.26 |  |  | Relax Interventions 50% | Afghanistan | AFG |  |  | FALSE
2021-12-27 | ICU_demand |  |  |  | 271.63 |  |  | Relax Interventions 50% | Afghanistan | AFG |  |  | FALSE
2021-12-27 | infections |  |  |  | 20163.65 |  |  | Relax Interventions 50% | Afghanistan | AFG |  |  | FALSE
2021-12-27 | hospital_incidence |  |  |  | 148.4 |  |  | Relax Interventions 50% | Afghanistan | AFG |  |  | FALSE
2021-12-27 | ICU_incidence |  |  |  | 26.61 |  |  | Relax Interventions 50% | Afghanistan | AFG |  |  | FALSE
2021-12-27 | cumulative_infections |  |  |  | 16243540.6 |  |  | Relax Interventions 50% | Afghanistan | AFG |  |  | FALSE
2021-12-28 | hospital_demand |  |  |  | 1248.47 |  |  | Additional 50% Reduction | Afghanistan | AFG |  |  | FALSE
2021-12-28 | ICU_demand |  |  |  | 271.03 |  |  | Additional 50% Reduction | Afghanistan | AFG |  |  | FALSE
2021-12-28 | infections |  |  |  | 20808.3 |  |  | Additional 50% Reduction | Afghanistan | AFG |  |  | FALSE
2021-12-28 | hospital_incidence |  |  |  | 151.26 |  |  | Additional 50% Reduction | Afghanistan | AFG |  |  | FALSE
2021-12-28 | ICU_incidence |  |  |  | 26.54 |  |  | Additional 50% Reduction | Afghanistan | AFG |  |  | FALSE
2021-12-28 | cumulative_infections |  |  |  | 16264348.9 |  |  | Additional 50% Reduction | Afghanistan | AFG |  |  | FALSE
2021-12-28 | hospital_demand |  |  |  | 1248.47 |  |  | Maintain Status Quo | Afghanistan | AFG |  |  | FALSE
2021-12-28 | ICU_demand |  |  |  | 271.03 |  |  | Maintain Status Quo | Afghanistan | AFG |  |  | FALSE
2021-12-28 | infections |  |  |  | 20808.3 |  |  | Maintain Status Quo | Afghanistan | AFG |  |  | FALSE
2021-12-28 | hospital_incidence |  |  |  | 151.26 |  |  | Maintain Status Quo | Afghanistan | AFG |  |  | FALSE
2021-12-28 | ICU_incidence |  |  |  | 26.54 |  |  | Maintain Status Quo | Afghanistan | AFG |  |  | FALSE
2021-12-28 | cumulative_infections |  |  |  | 16264348.9 |  |  | Maintain Status Quo | Afghanistan | AFG |  |  | FALSE
2021-12-28 | hospital_demand |  |  |  | 1248.47 |  |  | Relax Interventions 50% | Afghanistan | AFG |  |  | FALSE
2021-12-28 | ICU_demand |  |  |  | 271.03 |  |  | Relax Interventions 50% | Afghanistan | AFG |  |  | FALSE
2021-12-28 | infections |  |  |  | 20808.3 |  |  | Relax Interventions 50% | Afghanistan | AFG |  |  | FALSE
2021-12-28 | hospital_incidence |  |  |  | 151.26 |  |  | Relax Interventions 50% | Afghanistan | AFG |  |  | FALSE
2021-12-28 | ICU_incidence |  |  |  | 26.54 |  |  | Relax Interventions 50% | Afghanistan | AFG |  |  | FALSE
2021-12-28 | cumulative_infections |  |  |  | 16264348.9 |  |  | Relax Interventions 50% | Afghanistan | AFG |  |  | FALSE
2021-12-29 | hospital_demand |  |  |  | 1268.63 |  |  | Additional 50% Reduction | Afghanistan | AFG |  |  | FALSE
2021-12-29 | ICU_demand |  |  |  | 270.46 |  |  | Additional 50% Reduction | Afghanistan | AFG |  |  | FALSE
2021-12-29 | infections |  |  |  | 21479.16 |  |  | Additional 50% Reduction | Afghanistan | AFG |  |  | FALSE
2021-12-29 | hospital_incidence |  |  |  | 154.26 |  |  | Additional 50% Reduction | Afghanistan | AFG |  |  | FALSE
2021-12-29 | ICU_incidence |  |  |  | 26.46 |  |  | Additional 50% Reduction | Afghanistan | AFG |  |  | FALSE
2021-12-29 | cumulative_infections |  |  |  | 16285828 |  |  | Additional 50% Reduction | Afghanistan | AFG |  |  | FALSE
2021-12-29 | hospital_demand |  |  |  | 1268.63 |  |  | Maintain Status Quo | Afghanistan | AFG |  |  | FALSE
2021-12-29 | ICU_demand |  |  |  | 270.46 |  |  | Maintain Status Quo | Afghanistan | AFG |  |  | FALSE
2021-12-29 | infections |  |  |  | 21479.16 |  |  | Maintain Status Quo | Afghanistan | AFG |  |  | FALSE
2021-12-29 | hospital_incidence |  |  |  | 154.26 |  |  | Maintain Status Quo | Afghanistan | AFG |  |  | FALSE
2021-12-29 | ICU_incidence |  |  |  | 26.46 |  |  | Maintain Status Quo | Afghanistan | AFG |  |  | FALSE
2021-12-29 | cumulative_infections |  |  |  | 16285828 |  |  | Maintain Status Quo | Afghanistan | AFG |  |  | FALSE
2021-12-29 | hospital_demand |  |  |  | 1268.63 |  |  | Relax Interventions 50% | Afghanistan | AFG |  |  | FALSE
2021-12-29 | ICU_demand |  |  |  | 270.46 |  |  | Relax Interventions 50% | Afghanistan | AFG |  |  | FALSE
2021-12-29 | infections |  |  |  | 21479.16 |  |  | Relax Interventions 50% | Afghanistan | AFG |  |  | FALSE
2021-12-29 | hospital_incidence |  |  |  | 154.26 |  |  | Relax Interventions 50% | Afghanistan | AFG |  |  | FALSE
2021-12-29 | ICU_incidence |  |  |  | 26.46 |  |  | Relax Interventions 50% | Afghanistan | AFG |  |  | FALSE
2021-12-29 | cumulative_infections |  |  |  | 16285828 |  |  | Relax Interventions 50% | Afghanistan | AFG |  |  | FALSE
2021-12-30 | hospital_demand |  |  |  | 1289.76 |  |  | Additional 50% Reduction | Afghanistan | AFG |  |  | FALSE
2021-12-30 | ICU_demand |  |  |  | 269.9 |  |  | Additional 50% Reduction | Afghanistan | AFG |  |  | FALSE
2021-12-30 | infections |  |  |  | 22177.95 |  |  | Additional 50% Reduction | Afghanistan | AFG |  |  | FALSE
2021-12-30 | hospital_incidence |  |  |  | 157.38 |  |  | Additional 50% Reduction | Afghanistan | AFG |  |  | FALSE
2021-12-30 | ICU_incidence |  |  |  | 26.39 |  |  | Additional 50% Reduction | Afghanistan | AFG |  |  | FALSE
2021-12-30 | cumulative_infections |  |  |  | 16308006 |  |  | Additional 50% Reduction | Afghanistan | AFG |  |  | FALSE
2021-12-30 | hospital_demand |  |  |  | 1289.76 |  |  | Maintain Status Quo | Afghanistan | AFG |  |  | FALSE
2021-12-30 | ICU_demand |  |  |  | 269.9 |  |  | Maintain Status Quo | Afghanistan | AFG |  |  | FALSE
2021-12-30 | infections |  |  |  | 22177.95 |  |  | Maintain Status Quo | Afghanistan | AFG |  |  | FALSE
2021-12-30 | hospital_incidence |  |  |  | 157.38 |  |  | Maintain Status Quo | Afghanistan | AFG |  |  | FALSE
2021-12-30 | ICU_incidence |  |  |  | 26.39 |  |  | Maintain Status Quo | Afghanistan | AFG |  |  | FALSE
2021-12-30 | cumulative_infections |  |  |  | 16308006 |  |  | Maintain Status Quo | Afghanistan | AFG |  |  | FALSE
2021-12-30 | hospital_demand |  |  |  | 1289.76 |  |  | Relax Interventions 50% | Afghanistan | AFG |  |  | FALSE
2021-12-30 | ICU_demand |  |  |  | 269.9 |  |  | Relax Interventions 50% | Afghanistan | AFG |  |  | FALSE
2021-12-30 | infections |  |  |  | 22177.95 |  |  | Relax Interventions 50% | Afghanistan | AFG |  |  | FALSE
2021-12-30 | hospital_incidence |  |  |  | 157.38 |  |  | Relax Interventions 50% | Afghanistan | AFG |  |  | FALSE
2021-12-30 | ICU_incidence |  |  |  | 26.39 |  |  | Relax Interventions 50% | Afghanistan | AFG |  |  | FALSE
2021-12-30 | cumulative_infections |  |  |  | 16308006 |  |  | Relax Interventions 50% | Afghanistan | AFG |  |  | FALSE
2021-12-31 | hospital_demand |  |  |  | 1311.89 |  |  | Additional 50% Reduction | Afghanistan | AFG |  |  | FALSE
2021-12-31 | ICU_demand |  |  |  | 269.34 |  |  | Additional 50% Reduction | Afghanistan | AFG |  |  | FALSE
2021-12-31 | infections |  |  |  | 22906.24 |  |  | Additional 50% Reduction | Afghanistan | AFG |  |  | FALSE
2021-12-31 | hospital_incidence |  |  |  | 160.6 |  |  | Additional 50% Reduction | Afghanistan | AFG |  |  | FALSE
2021-12-31 | ICU_incidence |  |  |  | 26.31 |  |  | Additional 50% Reduction | Afghanistan | AFG |  |  | FALSE
2021-12-31 | cumulative_infections |  |  |  | 16330912.2 |  |  | Additional 50% Reduction | Afghanistan | AFG |  |  | FALSE
2021-12-31 | hospital_demand |  |  |  | 1311.89 |  |  | Maintain Status Quo | Afghanistan | AFG |  |  | FALSE
2021-12-31 | ICU_demand |  |  |  | 269.34 |  |  | Maintain Status Quo | Afghanistan | AFG |  |  | FALSE
2021-12-31 | infections |  |  |  | 22906.24 |  |  | Maintain Status Quo | Afghanistan | AFG |  |  | FALSE
2021-12-31 | hospital_incidence |  |  |  | 160.6 |  |  | Maintain Status Quo | Afghanistan | AFG |  |  | FALSE
2021-12-31 | ICU_incidence |  |  |  | 26.31 |  |  | Maintain Status Quo | Afghanistan | AFG |  |  | FALSE
2021-12-31 | cumulative_infections |  |  |  | 16330912.2 |  |  | Maintain Status Quo | Afghanistan | AFG |  |  | FALSE
2021-12-31 | hospital_demand |  |  |  | 1311.89 |  |  | Relax Interventions 50% | Afghanistan | AFG |  |  | FALSE
2021-12-31 | ICU_demand |  |  |  | 269.34 |  |  | Relax Interventions 50% | Afghanistan | AFG |  |  | FALSE
2021-12-31 | infections |  |  |  | 22906.24 |  |  | Relax Interventions 50% | Afghanistan | AFG |  |  | FALSE
2021-12-31 | hospital_incidence |  |  |  | 160.6 |  |  | Relax Interventions 50% | Afghanistan | AFG |  |  | FALSE
2021-12-31 | ICU_incidence |  |  |  | 26.31 |  |  | Relax Interventions 50% | Afghanistan | AFG |  |  | FALSE
2021-12-31 | cumulative_infections |  |  |  | 16330912.2 |  |  | Relax Interventions 50% | Afghanistan | AFG |  |  | FALSE
2022-01-01 | hospital_demand |  |  |  | 1335.01 |  |  | Additional 50% Reduction | Afghanistan | AFG |  |  | FALSE
2022-01-01 | ICU_demand |  |  |  | 268.79 |  |  | Additional 50% Reduction | Afghanistan | AFG |  |  | FALSE
2022-01-01 | infections |  |  |  | 23665.45 |  |  | Additional 50% Reduction | Afghanistan | AFG |  |  | FALSE
2022-01-01 | hospital_incidence |  |  |  | 163.92 |  |  | Additional 50% Reduction | Afghanistan | AFG |  |  | FALSE
2022-01-01 | ICU_incidence |  |  |  | 26.23 |  |  | Additional 50% Reduction | Afghanistan | AFG |  |  | FALSE
2022-01-01 | cumulative_infections |  |  |  | 16354577.7 |  |  | Additional 50% Reduction | Afghanistan | AFG |  |  | FALSE
2022-01-01 | hospital_demand |  |  |  | 1335.01 |  |  | Maintain Status Quo | Afghanistan | AFG |  |  | FALSE
2022-01-01 | ICU_demand |  |  |  | 268.79 |  |  | Maintain Status Quo | Afghanistan | AFG |  |  | FALSE
2022-01-01 | infections |  |  |  | 23665.45 |  |  | Maintain Status Quo | Afghanistan | AFG |  |  | FALSE
2022-01-01 | hospital_incidence |  |  |  | 163.92 |  |  | Maintain Status Quo | Afghanistan | AFG |  |  | FALSE
2022-01-01 | ICU_incidence |  |  |  | 26.23 |  |  | Maintain Status Quo | Afghanistan | AFG |  |  | FALSE
2022-01-01 | cumulative_infections |  |  |  | 16354577.7 |  |  | Maintain Status Quo | Afghanistan | AFG |  |  | FALSE
2022-01-01 | hospital_demand |  |  |  | 1335.01 |  |  | Relax Interventions 50% | Afghanistan | AFG |  |  | FALSE
2022-01-01 | ICU_demand |  |  |  | 268.79 |  |  | Relax Interventions 50% | Afghanistan | AFG |  |  | FALSE
2022-01-01 | infections |  |  |  | 23665.45 |  |  | Relax Interventions 50% | Afghanistan | AFG |  |  | FALSE
2022-01-01 | hospital_incidence |  |  |  | 163.92 |  |  | Relax Interventions 50% | Afghanistan | AFG |  |  | FALSE
2022-01-01 | ICU_incidence |  |  |  | 26.23 |  |  | Relax Interventions 50% | Afghanistan | AFG |  |  | FALSE
2022-01-01 | cumulative_infections |  |  |  | 16354577.7 |  |  | Relax Interventions 50% | Afghanistan | AFG |  |  | FALSE
2022-01-02 | hospital_demand |  |  |  | 1359.1 |  |  | Additional 50% Reduction | Afghanistan | AFG |  |  | FALSE
2022-01-02 | ICU_demand |  |  |  | 268.24 |  |  | Additional 50% Reduction | Afghanistan | AFG |  |  | FALSE
2022-01-02 | infections |  |  |  | 24456.83 |  |  | Additional 50% Reduction | Afghanistan | AFG |  |  | FALSE
2022-01-02 | hospital_incidence |  |  |  | 167.33 |  |  | Additional 50% Reduction | Afghanistan | AFG |  |  | FALSE
2022-01-02 | ICU_incidence |  |  |  | 26.14 |  |  | Additional 50% Reduction | Afghanistan | AFG |  |  | FALSE
2022-01-02 | cumulative_infections |  |  |  | 16379034.5 |  |  | Additional 50% Reduction | Afghanistan | AFG |  |  | FALSE
2022-01-02 | hospital_demand |  |  |  | 1359.1 |  |  | Maintain Status Quo | Afghanistan | AFG |  |  | FALSE
2022-01-02 | ICU_demand |  |  |  | 268.24 |  |  | Maintain Status Quo | Afghanistan | AFG |  |  | FALSE
2022-01-02 | infections |  |  |  | 24456.83 |  |  | Maintain Status Quo | Afghanistan | AFG |  |  | FALSE
2022-01-02 | hospital_incidence |  |  |  | 167.33 |  |  | Maintain Status Quo | Afghanistan | AFG |  |  | FALSE
2022-01-02 | ICU_incidence |  |  |  | 26.14 |  |  | Maintain Status Quo | Afghanistan | AFG |  |  | FALSE
2022-01-02 | cumulative_infections |  |  |  | 16379034.5 |  |  | Maintain Status Quo | Afghanistan | AFG |  |  | FALSE
2022-01-02 | hospital_demand |  |  |  | 1359.1 |  |  | Relax Interventions 50% | Afghanistan | AFG |  |  | FALSE
2022-01-02 | ICU_demand |  |  |  | 268.24 |  |  | Relax Interventions 50% | Afghanistan | AFG |  |  | FALSE
2022-01-02 | infections |  |  |  | 24456.83 |  |  | Relax Interventions 50% | Afghanistan | AFG |  |  | FALSE
2022-01-02 | hospital_incidence |  |  |  | 167.33 |  |  | Relax Interventions 50% | Afghanistan | AFG |  |  | FALSE
2022-01-02 | ICU_incidence |  |  |  | 26.14 |  |  | Relax Interventions 50% | Afghanistan | AFG |  |  | FALSE
2022-01-02 | cumulative_infections |  |  |  | 16379034.5 |  |  | Relax Interventions 50% | Afghanistan | AFG |  |  | FALSE
2022-01-03 | hospital_demand |  |  |  | 1384.15 |  |  | Additional 50% Reduction | Afghanistan | AFG |  |  | FALSE
2022-01-03 | ICU_demand |  |  |  | 267.69 |  |  | Additional 50% Reduction | Afghanistan | AFG |  |  | FALSE
2022-01-03 | infections |  |  |  | 25281.59 |  |  | Additional 50% Reduction | Afghanistan | AFG |  |  | FALSE
2022-01-03 | hospital_incidence |  |  |  | 170.82 |  |  | Additional 50% Reduction | Afghanistan | AFG |  |  | FALSE
2022-01-03 | ICU_incidence |  |  |  | 26.04 |  |  | Additional 50% Reduction | Afghanistan | AFG |  |  | FALSE
2022-01-03 | cumulative_infections |  |  |  | 16404316.1 |  |  | Additional 50% Reduction | Afghanistan | AFG |  |  | FALSE
2022-01-03 | hospital_demand |  |  |  | 1384.15 |  |  | Maintain Status Quo | Afghanistan | AFG |  |  | FALSE
2022-01-03 | ICU_demand |  |  |  | 267.69 |  |  | Maintain Status Quo | Afghanistan | AFG |  |  | FALSE
2022-01-03 | infections |  |  |  | 25281.59 |  |  | Maintain Status Quo | Afghanistan | AFG |  |  | FALSE
2022-01-03 | hospital_incidence |  |  |  | 170.82 |  |  | Maintain Status Quo | Afghanistan | AFG |  |  | FALSE
2022-01-03 | ICU_incidence |  |  |  | 26.04 |  |  | Maintain Status Quo | Afghanistan | AFG |  |  | FALSE
2022-01-03 | cumulative_infections |  |  |  | 16404316.1 |  |  | Maintain Status Quo | Afghanistan | AFG |  |  | FALSE
2022-01-03 | hospital_demand |  |  |  | 1384.15 |  |  | Relax Interventions 50% | Afghanistan | AFG |  |  | FALSE
2022-01-03 | ICU_demand |  |  |  | 267.69 |  |  | Relax Interventions 50% | Afghanistan | AFG |  |  | FALSE
2022-01-03 | infections |  |  |  | 25281.59 |  |  | Relax Interventions 50% | Afghanistan | AFG |  |  | FALSE
2022-01-03 | hospital_incidence |  |  |  | 170.82 |  |  | Relax Interventions 50% | Afghanistan | AFG |  |  | FALSE
2022-01-03 | ICU_incidence |  |  |  | 26.04 |  |  | Relax Interventions 50% | Afghanistan | AFG |  |  | FALSE
2022-01-03 | cumulative_infections |  |  |  | 16404316.1 |  |  | Relax Interventions 50% | Afghanistan | AFG |  |  | FALSE
2022-01-04 | hospital_demand |  |  |  | 1410.12 |  |  | Additional 50% Reduction | Afghanistan | AFG |  |  | FALSE
2022-01-04 | ICU_demand |  |  |  | 267.12 |  |  | Additional 50% Reduction | Afghanistan | AFG |  |  | FALSE
2022-01-04 | infections |  |  |  | 26140.88 |  |  | Additional 50% Reduction | Afghanistan | AFG |  |  | FALSE
2022-01-04 | hospital_incidence |  |  |  | 174.39 |  |  | Additional 50% Reduction | Afghanistan | AFG |  |  | FALSE
2022-01-04 | ICU_incidence |  |  |  | 25.92 |  |  | Additional 50% Reduction | Afghanistan | AFG |  |  | FALSE
2022-01-04 | cumulative_infections |  |  |  | 16430457 |  |  | Additional 50% Reduction | Afghanistan | AFG |  |  | FALSE
2022-01-04 | hospital_demand |  |  |  | 1410.12 |  |  | Maintain Status Quo | Afghanistan | AFG |  |  | FALSE
2022-01-04 | ICU_demand |  |  |  | 267.12 |  |  | Maintain Status Quo | Afghanistan | AFG |  |  | FALSE
2022-01-04 | infections |  |  |  | 26140.88 |  |  | Maintain Status Quo | Afghanistan | AFG |  |  | FALSE
2022-01-04 | hospital_incidence |  |  |  | 174.39 |  |  | Maintain Status Quo | Afghanistan | AFG |  |  | FALSE
2022-01-04 | ICU_incidence |  |  |  | 25.92 |  |  | Maintain Status Quo | Afghanistan | AFG |  |  | FALSE
2022-01-04 | cumulative_infections |  |  |  | 16430457 |  |  | Maintain Status Quo | Afghanistan | AFG |  |  | FALSE
2022-01-04 | hospital_demand |  |  |  | 1410.12 |  |  | Relax Interventions 50% | Afghanistan | AFG |  |  | FALSE
2022-01-04 | ICU_demand |  |  |  | 267.12 |  |  | Relax Interventions 50% | Afghanistan | AFG |  |  | FALSE
2022-01-04 | infections |  |  |  | 26140.88 |  |  | Relax Interventions 50% | Afghanistan | AFG |  |  | FALSE
2022-01-04 | hospital_incidence |  |  |  | 174.39 |  |  | Relax Interventions 50% | Afghanistan | AFG |  |  | FALSE
2022-01-04 | ICU_incidence |  |  |  | 25.92 |  |  | Relax Interventions 50% | Afghanistan | AFG |  |  | FALSE
2022-01-04 | cumulative_infections |  |  |  | 16430457 |  |  | Relax Interventions 50% | Afghanistan | AFG |  |  | FALSE
2022-01-05 | hospital_demand |  |  |  | 1436.99 |  |  | Additional 50% Reduction | Afghanistan | AFG |  |  | FALSE
2022-01-05 | ICU_demand |  |  |  | 266.53 |  |  | Additional 50% Reduction | Afghanistan | AFG |  |  | FALSE
2022-01-05 | infections |  |  |  | 27035.89 |  |  | Additional 50% Reduction | Afghanistan | AFG |  |  | FALSE
2022-01-05 | hospital_incidence |  |  |  | 178.02 |  |  | Additional 50% Reduction | Afghanistan | AFG |  |  | FALSE
2022-01-05 | ICU_incidence |  |  |  | 25.79 |  |  | Additional 50% Reduction | Afghanistan | AFG |  |  | FALSE
2022-01-05 | cumulative_infections |  |  |  | 16457492.9 |  |  | Additional 50% Reduction | Afghanistan | AFG |  |  | FALSE
2022-01-05 | hospital_demand |  |  |  | 1436.99 |  |  | Maintain Status Quo | Afghanistan | AFG |  |  | FALSE
2022-01-05 | ICU_demand |  |  |  | 266.53 |  |  | Maintain Status Quo | Afghanistan | AFG |  |  | FALSE
2022-01-05 | infections |  |  |  | 27035.89 |  |  | Maintain Status Quo | Afghanistan | AFG |  |  | FALSE
2022-01-05 | hospital_incidence |  |  |  | 178.02 |  |  | Maintain Status Quo | Afghanistan | AFG |  |  | FALSE
2022-01-05 | ICU_incidence |  |  |  | 25.79 |  |  | Maintain Status Quo | Afghanistan | AFG |  |  | FALSE
2022-01-05 | cumulative_infections |  |  |  | 16457492.9 |  |  | Maintain Status Quo | Afghanistan | AFG |  |  | FALSE
2022-01-05 | hospital_demand |  |  |  | 1436.99 |  |  | Relax Interventions 50% | Afghanistan | AFG |  |  | FALSE
2022-01-05 | ICU_demand |  |  |  | 266.53 |  |  | Relax Interventions 50% | Afghanistan | AFG |  |  | FALSE
2022-01-05 | infections |  |  |  | 27035.89 |  |  | Relax Interventions 50% | Afghanistan | AFG |  |  | FALSE
2022-01-05 | hospital_incidence |  |  |  | 178.02 |  |  | Relax Interventions 50% | Afghanistan | AFG |  |  | FALSE
2022-01-05 | ICU_incidence |  |  |  | 25.79 |  |  | Relax Interventions 50% | Afghanistan | AFG |  |  | FALSE
2022-01-05 | cumulative_infections |  |  |  | 16457492.9 |  |  | Relax Interventions 50% | Afghanistan | AFG |  |  | FALSE
2022-01-06 | hospital_demand |  |  |  | 1464.71 |  |  | Additional 50% Reduction | Afghanistan | AFG |  |  | FALSE
2022-01-06 | ICU_demand |  |  |  | 265.93 |  |  | Additional 50% Reduction | Afghanistan | AFG |  |  | FALSE
2022-01-06 | infections |  |  |  | 27967.83 |  |  | Additional 50% Reduction | Afghanistan | AFG |  |  | FALSE
2022-01-06 | hospital_incidence |  |  |  | 181.73 |  |  | Additional 50% Reduction | Afghanistan | AFG |  |  | FALSE
2022-01-06 | ICU_incidence |  |  |  | 25.65 |  |  | Additional 50% Reduction | Afghanistan | AFG |  |  | FALSE
2022-01-06 | cumulative_infections |  |  |  | 16485460.7 |  |  | Additional 50% Reduction | Afghanistan | AFG |  |  | FALSE
2022-01-06 | hospital_demand |  |  |  | 1464.71 |  |  | Maintain Status Quo | Afghanistan | AFG |  |  | FALSE
2022-01-06 | ICU_demand |  |  |  | 265.93 |  |  | Maintain Status Quo | Afghanistan | AFG |  |  | FALSE
2022-01-06 | infections |  |  |  | 27967.83 |  |  | Maintain Status Quo | Afghanistan | AFG |  |  | FALSE
2022-01-06 | hospital_incidence |  |  |  | 181.73 |  |  | Maintain Status Quo | Afghanistan | AFG |  |  | FALSE
2022-01-06 | ICU_incidence |  |  |  | 25.65 |  |  | Maintain Status Quo | Afghanistan | AFG |  |  | FALSE
2022-01-06 | cumulative_infections |  |  |  | 16485460.7 |  |  | Maintain Status Quo | Afghanistan | AFG |  |  | FALSE
2022-01-06 | hospital_demand |  |  |  | 1464.71 |  |  | Relax Interventions 50% | Afghanistan | AFG |  |  | FALSE
2022-01-06 | ICU_demand |  |  |  | 265.93 |  |  | Relax Interventions 50% | Afghanistan | AFG |  |  | FALSE
2022-01-06 | infections |  |  |  | 27967.83 |  |  | Relax Interventions 50% | Afghanistan | AFG |  |  | FALSE
2022-01-06 | hospital_incidence |  |  |  | 181.73 |  |  | Relax Interventions 50% | Afghanistan | AFG |  |  | FALSE
2022-01-06 | ICU_incidence |  |  |  | 25.65 |  |  | Relax Interventions 50% | Afghanistan | AFG |  |  | FALSE
2022-01-06 | cumulative_infections |  |  |  | 16485460.7 |  |  | Relax Interventions 50% | Afghanistan | AFG |  |  | FALSE
2022-01-07 | hospital_demand |  |  |  | 1493.27 |  |  | Additional 50% Reduction | Afghanistan | AFG |  |  | FALSE
2022-01-07 | ICU_demand |  |  |  | 265.28 |  |  | Additional 50% Reduction | Afghanistan | AFG |  |  | FALSE
2022-01-07 | infections |  |  |  | 29323.95 |  |  | Additional 50% Reduction | Afghanistan | AFG |  |  | FALSE
2022-01-07 | hospital_incidence |  |  |  | 185.53 |  |  | Additional 50% Reduction | Afghanistan | AFG |  |  | FALSE
2022-01-07 | ICU_incidence |  |  |  | 25.5 |  |  | Additional 50% Reduction | Afghanistan | AFG |  |  | FALSE
2022-01-07 | cumulative_infections |  |  |  | 16514784.7 |  |  | Additional 50% Reduction | Afghanistan | AFG |  |  | FALSE
2022-01-07 | hospital_demand |  |  |  | 1493.27 |  |  | Maintain Status Quo | Afghanistan | AFG |  |  | FALSE
2022-01-07 | ICU_demand |  |  |  | 265.28 |  |  | Maintain Status Quo | Afghanistan | AFG |  |  | FALSE
2022-01-07 | infections |  |  |  | 29323.95 |  |  | Maintain Status Quo | Afghanistan | AFG |  |  | FALSE
2022-01-07 | hospital_incidence |  |  |  | 185.53 |  |  | Maintain Status Quo | Afghanistan | AFG |  |  | FALSE
2022-01-07 | ICU_incidence |  |  |  | 25.5 |  |  | Maintain Status Quo | Afghanistan | AFG |  |  | FALSE
2022-01-07 | cumulative_infections |  |  |  | 16514784.7 |  |  | Maintain Status Quo | Afghanistan | AFG |  |  | FALSE
2022-01-07 | hospital_demand |  |  |  | 1493.27 |  |  | Relax Interventions 50% | Afghanistan | AFG |  |  | FALSE
2022-01-07 | ICU_demand |  |  |  | 265.28 |  |  | Relax Interventions 50% | Afghanistan | AFG |  |  | FALSE
2022-01-07 | infections |  |  |  | 29323.95 |  |  | Relax Interventions 50% | Afghanistan | AFG |  |  | FALSE
2022-01-07 | hospital_incidence |  |  |  | 185.53 |  |  | Relax Interventions 50% | Afghanistan | AFG |  |  | FALSE
2022-01-07 | ICU_incidence |  |  |  | 25.5 |  |  | Relax Interventions 50% | Afghanistan | AFG |  |  | FALSE
2022-01-07 | cumulative_infections |  |  |  | 16514784.7 |  |  | Relax Interventions 50% | Afghanistan | AFG |  |  | FALSE
2022-01-08 | hospital_demand |  |  |  | 1522.8 |  |  | Additional 50% Reduction | Afghanistan | AFG |  |  | FALSE
2022-01-08 | ICU_demand |  |  |  | 264.63 |  |  | Additional 50% Reduction | Afghanistan | AFG |  |  | FALSE
2022-01-08 | infections |  |  |  | 31152.31 |  |  | Additional 50% Reduction | Afghanistan | AFG |  |  | FALSE
2022-01-08 | hospital_incidence |  |  |  | 189.78 |  |  | Additional 50% Reduction | Afghanistan | AFG |  |  | FALSE
2022-01-08 | ICU_incidence |  |  |  | 25.38 |  |  | Additional 50% Reduction | Afghanistan | AFG |  |  | FALSE
2022-01-08 | cumulative_infections |  |  |  | 16545937 |  |  | Additional 50% Reduction | Afghanistan | AFG |  |  | FALSE
2022-01-08 | hospital_demand |  |  |  | 1522.8 |  |  | Maintain Status Quo | Afghanistan | AFG |  |  | FALSE
2022-01-08 | ICU_demand |  |  |  | 264.63 |  |  | Maintain Status Quo | Afghanistan | AFG |  |  | FALSE
2022-01-08 | infections |  |  |  | 31152.31 |  |  | Maintain Status Quo | Afghanistan | AFG |  |  | FALSE
2022-01-08 | hospital_incidence |  |  |  | 189.78 |  |  | Maintain Status Quo | Afghanistan | AFG |  |  | FALSE
2022-01-08 | ICU_incidence |  |  |  | 25.38 |  |  | Maintain Status Quo | Afghanistan | AFG |  |  | FALSE
2022-01-08 | cumulative_infections |  |  |  | 16545937 |  |  | Maintain Status Quo | Afghanistan | AFG |  |  | FALSE
2022-01-08 | hospital_demand |  |  |  | 1522.8 |  |  | Relax Interventions 50% | Afghanistan | AFG |  |  | FALSE
2022-01-08 | ICU_demand |  |  |  | 264.63 |  |  | Relax Interventions 50% | Afghanistan | AFG |  |  | FALSE
2022-01-08 | infections |  |  |  | 31152.31 |  |  | Relax Interventions 50% | Afghanistan | AFG |  |  | FALSE
2022-01-08 | hospital_incidence |  |  |  | 189.78 |  |  | Relax Interventions 50% | Afghanistan | AFG |  |  | FALSE
2022-01-08 | ICU_incidence |  |  |  | 25.38 |  |  | Relax Interventions 50% | Afghanistan | AFG |  |  | FALSE
2022-01-08 | cumulative_infections |  |  |  | 16545937 |  |  | Relax Interventions 50% | Afghanistan | AFG |  |  | FALSE
2022-01-09 | hospital_demand |  |  |  | 1553.86 |  |  | Additional 50% Reduction | Afghanistan | AFG |  |  | FALSE
2022-01-09 | ICU_demand |  |  |  | 264.02 |  |  | Additional 50% Reduction | Afghanistan | AFG |  |  | FALSE
2022-01-09 | infections |  |  |  | 33178.61 |  |  | Additional 50% Reduction | Afghanistan | AFG |  |  | FALSE
2022-01-09 | hospital_incidence |  |  |  | 194.88 |  |  | Additional 50% Reduction | Afghanistan | AFG |  |  | FALSE
2022-01-09 | ICU_incidence |  |  |  | 25.35 |  |  | Additional 50% Reduction | Afghanistan | AFG |  |  | FALSE
2022-01-09 | cumulative_infections |  |  |  | 16579115.6 |  |  | Additional 50% Reduction | Afghanistan | AFG |  |  | FALSE
2022-01-09 | hospital_demand |  |  |  | 1553.86 |  |  | Maintain Status Quo | Afghanistan | AFG |  |  | FALSE
2022-01-09 | ICU_demand |  |  |  | 264.02 |  |  | Maintain Status Quo | Afghanistan | AFG |  |  | FALSE
2022-01-09 | infections |  |  |  | 33178.61 |  |  | Maintain Status Quo | Afghanistan | AFG |  |  | FALSE
2022-01-09 | hospital_incidence |  |  |  | 194.88 |  |  | Maintain Status Quo | Afghanistan | AFG |  |  | FALSE
2022-01-09 | ICU_incidence |  |  |  | 25.35 |  |  | Maintain Status Quo | Afghanistan | AFG |  |  | FALSE
2022-01-09 | cumulative_infections |  |  |  | 16579115.6 |  |  | Maintain Status Quo | Afghanistan | AFG |  |  | FALSE
2022-01-09 | hospital_demand |  |  |  | 1553.86 |  |  | Relax Interventions 50% | Afghanistan | AFG |  |  | FALSE
2022-01-09 | ICU_demand |  |  |  | 264.02 |  |  | Relax Interventions 50% | Afghanistan | AFG |  |  | FALSE
2022-01-09 | infections |  |  |  | 33178.61 |  |  | Relax Interventions 50% | Afghanistan | AFG |  |  | FALSE
2022-01-09 | hospital_incidence |  |  |  | 194.88 |  |  | Relax Interventions 50% | Afghanistan | AFG |  |  | FALSE
2022-01-09 | ICU_incidence |  |  |  | 25.35 |  |  | Relax Interventions 50% | Afghanistan | AFG |  |  | FALSE
2022-01-09 | cumulative_infections |  |  |  | 16579115.6 |  |  | Relax Interventions 50% | Afghanistan | AFG |  |  | FALSE
2022-01-10 | hospital_demand |  |  |  | 1587.3 |  |  | Additional 50% Reduction | Afghanistan | AFG |  |  | FALSE
2022-01-10 | ICU_demand |  |  |  | 263.53 |  |  | Additional 50% Reduction | Afghanistan | AFG |  |  | FALSE
2022-01-10 | infections |  |  |  | 35312.16 |  |  | Additional 50% Reduction | Afghanistan | AFG |  |  | FALSE
2022-01-10 | hospital_incidence |  |  |  | 201.04 |  |  | Additional 50% Reduction | Afghanistan | AFG |  |  | FALSE
2022-01-10 | ICU_incidence |  |  |  | 25.43 |  |  | Additional 50% Reduction | Afghanistan | AFG |  |  | FALSE
2022-01-10 | cumulative_infections |  |  |  | 16614427.7 |  |  | Additional 50% Reduction | Afghanistan | AFG |  |  | FALSE
2022-01-10 | hospital_demand |  |  |  | 1587.3 |  |  | Maintain Status Quo | Afghanistan | AFG |  |  | FALSE
2022-01-10 | ICU_demand |  |  |  | 263.53 |  |  | Maintain Status Quo | Afghanistan | AFG |  |  | FALSE
2022-01-10 | infections |  |  |  | 35312.16 |  |  | Maintain Status Quo | Afghanistan | AFG |  |  | FALSE
2022-01-10 | hospital_incidence |  |  |  | 201.04 |  |  | Maintain Status Quo | Afghanistan | AFG |  |  | FALSE
2022-01-10 | ICU_incidence |  |  |  | 25.43 |  |  | Maintain Status Quo | Afghanistan | AFG |  |  | FALSE
2022-01-10 | cumulative_infections |  |  |  | 16614427.7 |  |  | Maintain Status Quo | Afghanistan | AFG |  |  | FALSE
2022-01-10 | hospital_demand |  |  |  | 1587.3 |  |  | Relax Interventions 50% | Afghanistan | AFG |  |  | FALSE
2022-01-10 | ICU_demand |  |  |  | 263.53 |  |  | Relax Interventions 50% | Afghanistan | AFG |  |  | FALSE
2022-01-10 | infections |  |  |  | 35312.16 |  |  | Relax Interventions 50% | Afghanistan | AFG |  |  | FALSE
2022-01-10 | hospital_incidence |  |  |  | 201.04 |  |  | Relax Interventions 50% | Afghanistan | AFG |  |  | FALSE
2022-01-10 | ICU_incidence |  |  |  | 25.43 |  |  | Relax Interventions 50% | Afghanistan | AFG |  |  | FALSE
2022-01-10 | cumulative_infections |  |  |  | 16614427.7 |  |  | Relax Interventions 50% | Afghanistan | AFG |  |  | FALSE
2022-01-11 | hospital_demand |  |  |  | 1624 |  |  | Additional 50% Reduction | Afghanistan | AFG |  |  | FALSE
2022-01-11 | ICU_demand |  |  |  | 263.2 |  |  | Additional 50% Reduction | Afghanistan | AFG |  |  | FALSE
2022-01-11 | infections |  |  |  | 37541.68 |  |  | Additional 50% Reduction | Afghanistan | AFG |  |  | FALSE
2022-01-11 | hospital_incidence |  |  |  | 208.23 |  |  | Additional 50% Reduction | Afghanistan | AFG |  |  | FALSE
2022-01-11 | ICU_incidence |  |  |  | 25.59 |  |  | Additional 50% Reduction | Afghanistan | AFG |  |  | FALSE
2022-01-11 | cumulative_infections |  |  |  | 16651969.4 |  |  | Additional 50% Reduction | Afghanistan | AFG |  |  | FALSE
2022-01-11 | hospital_demand |  |  |  | 1624 |  |  | Maintain Status Quo | Afghanistan | AFG |  |  | FALSE
2022-01-11 | ICU_demand |  |  |  | 263.2 |  |  | Maintain Status Quo | Afghanistan | AFG |  |  | FALSE
2022-01-11 | infections |  |  |  | 37541.68 |  |  | Maintain Status Quo | Afghanistan | AFG |  |  | FALSE
2022-01-11 | hospital_incidence |  |  |  | 208.23 |  |  | Maintain Status Quo | Afghanistan | AFG |  |  | FALSE
2022-01-11 | ICU_incidence |  |  |  | 25.59 |  |  | Maintain Status Quo | Afghanistan | AFG |  |  | FALSE
2022-01-11 | cumulative_infections |  |  |  | 16651969.4 |  |  | Maintain Status Quo | Afghanistan | AFG |  |  | FALSE
2022-01-11 | hospital_demand |  |  |  | 1624 |  |  | Relax Interventions 50% | Afghanistan | AFG |  |  | FALSE
2022-01-11 | ICU_demand |  |  |  | 263.2 |  |  | Relax Interventions 50% | Afghanistan | AFG |  |  | FALSE
2022-01-11 | infections |  |  |  | 37541.68 |  |  | Relax Interventions 50% | Afghanistan | AFG |  |  | FALSE
2022-01-11 | hospital_incidence |  |  |  | 208.23 |  |  | Relax Interventions 50% | Afghanistan | AFG |  |  | FALSE
2022-01-11 | ICU_incidence |  |  |  | 25.59 |  |  | Relax Interventions 50% | Afghanistan | AFG |  |  | FALSE
2022-01-11 | cumulative_infections |  |  |  | 16651969.4 |  |  | Relax Interventions 50% | Afghanistan | AFG |  |  | FALSE
2022-01-12 | hospital_demand |  |  |  | 1664.66 |  |  | Additional 50% Reduction | Afghanistan | AFG |  |  | FALSE
2022-01-12 | ICU_demand |  |  |  | 263.07 |  |  | Additional 50% Reduction | Afghanistan | AFG |  |  | FALSE
2022-01-12 | infections |  |  |  | 39882.18 |  |  | Additional 50% Reduction | Afghanistan | AFG |  |  | FALSE
2022-01-12 | hospital_incidence |  |  |  | 216.31 |  |  | Additional 50% Reduction | Afghanistan | AFG |  |  | FALSE
2022-01-12 | ICU_incidence |  |  |  | 25.81 |  |  | Additional 50% Reduction | Afghanistan | AFG |  |  | FALSE
2022-01-12 | cumulative_infections |  |  |  | 16691851.6 |  |  | Additional 50% Reduction | Afghanistan | AFG |  |  | FALSE
2022-01-12 | hospital_demand |  |  |  | 1664.66 |  |  | Maintain Status Quo | Afghanistan | AFG |  |  | FALSE
2022-01-12 | ICU_demand |  |  |  | 263.07 |  |  | Maintain Status Quo | Afghanistan | AFG |  |  | FALSE
2022-01-12 | infections |  |  |  | 39882.18 |  |  | Maintain Status Quo | Afghanistan | AFG |  |  | FALSE
2022-01-12 | hospital_incidence |  |  |  | 216.31 |  |  | Maintain Status Quo | Afghanistan | AFG |  |  | FALSE
2022-01-12 | ICU_incidence |  |  |  | 25.81 |  |  | Maintain Status Quo | Afghanistan | AFG |  |  | FALSE
2022-01-12 | cumulative_infections |  |  |  | 16691851.6 |  |  | Maintain Status Quo | Afghanistan | AFG |  |  | FALSE
2022-01-12 | hospital_demand |  |  |  | 1664.66 |  |  | Relax Interventions 50% | Afghanistan | AFG |  |  | FALSE
2022-01-12 | ICU_demand |  |  |  | 263.07 |  |  | Relax Interventions 50% | Afghanistan | AFG |  |  | FALSE
2022-01-12 | infections |  |  |  | 39882.18 |  |  | Relax Interventions 50% | Afghanistan | AFG |  |  | FALSE
2022-01-12 | hospital_incidence |  |  |  | 216.31 |  |  | Relax Interventions 50% | Afghanistan | AFG |  |  | FALSE
2022-01-12 | ICU_incidence |  |  |  | 25.81 |  |  | Relax Interventions 50% | Afghanistan | AFG |  |  | FALSE
2022-01-12 | cumulative_infections |  |  |  | 16691851.6 |  |  | Relax Interventions 50% | Afghanistan | AFG |  |  | FALSE
2022-01-13 | hospital_demand |  |  |  | 1709.81 |  |  | Additional 50% Reduction | Afghanistan | AFG |  |  | FALSE
2022-01-13 | ICU_demand |  |  |  | 263.13 |  |  | Additional 50% Reduction | Afghanistan | AFG |  |  | FALSE
2022-01-13 | infections |  |  |  | 42352.71 |  |  | Additional 50% Reduction | Afghanistan | AFG |  |  | FALSE
2022-01-13 | hospital_incidence |  |  |  | 225.15 |  |  | Additional 50% Reduction | Afghanistan | AFG |  |  | FALSE
2022-01-13 | ICU_incidence |  |  |  | 26.07 |  |  | Additional 50% Reduction | Afghanistan | AFG |  |  | FALSE
2022-01-13 | cumulative_infections |  |  |  | 16734204.3 |  |  | Additional 50% Reduction | Afghanistan | AFG |  |  | FALSE
2022-01-13 | hospital_demand |  |  |  | 1709.81 |  |  | Maintain Status Quo | Afghanistan | AFG |  |  | FALSE
2022-01-13 | ICU_demand |  |  |  | 263.13 |  |  | Maintain Status Quo | Afghanistan | AFG |  |  | FALSE
2022-01-13 | infections |  |  |  | 42352.71 |  |  | Maintain Status Quo | Afghanistan | AFG |  |  | FALSE
2022-01-13 | hospital_incidence |  |  |  | 225.15 |  |  | Maintain Status Quo | Afghanistan | AFG |  |  | FALSE
2022-01-13 | ICU_incidence |  |  |  | 26.07 |  |  | Maintain Status Quo | Afghanistan | AFG |  |  | FALSE
2022-01-13 | cumulative_infections |  |  |  | 16734204.3 |  |  | Maintain Status Quo | Afghanistan | AFG |  |  | FALSE
2022-01-13 | hospital_demand |  |  |  | 1709.81 |  |  | Relax Interventions 50% | Afghanistan | AFG |  |  | FALSE
2022-01-13 | ICU_demand |  |  |  | 263.13 |  |  | Relax Interventions 50% | Afghanistan | AFG |  |  | FALSE
2022-01-13 | infections |  |  |  | 42352.71 |  |  | Relax Interventions 50% | Afghanistan | AFG |  |  | FALSE
2022-01-13 | hospital_incidence |  |  |  | 225.15 |  |  | Relax Interventions 50% | Afghanistan | AFG |  |  | FALSE
2022-01-13 | ICU_incidence |  |  |  | 26.07 |  |  | Relax Interventions 50% | Afghanistan | AFG |  |  | FALSE
2022-01-13 | cumulative_infections |  |  |  | 16734204.3 |  |  | Relax Interventions 50% | Afghanistan | AFG |  |  | FALSE
2022-01-14 | hospital_demand |  |  |  | 1759.76 |  |  | Additional 50% Reduction | Afghanistan | AFG |  |  | FALSE
2022-01-14 | ICU_demand |  |  |  | 263.37 |  |  | Additional 50% Reduction | Afghanistan | AFG |  |  | FALSE
2022-01-14 | infections |  |  |  | 44969.68 |  |  | Additional 50% Reduction | Afghanistan | AFG |  |  | FALSE
2022-01-14 | hospital_incidence |  |  |  | 234.63 |  |  | Additional 50% Reduction | Afghanistan | AFG |  |  | FALSE
2022-01-14 | ICU_incidence |  |  |  | 26.34 |  |  | Additional 50% Reduction | Afghanistan | AFG |  |  | FALSE
2022-01-14 | cumulative_infections |  |  |  | 16779174 |  |  | Additional 50% Reduction | Afghanistan | AFG |  |  | FALSE
2022-01-14 | hospital_demand |  |  |  | 1759.76 |  |  | Maintain Status Quo | Afghanistan | AFG |  |  | FALSE
2022-01-14 | ICU_demand |  |  |  | 263.37 |  |  | Maintain Status Quo | Afghanistan | AFG |  |  | FALSE
2022-01-14 | infections |  |  |  | 44969.68 |  |  | Maintain Status Quo | Afghanistan | AFG |  |  | FALSE
2022-01-14 | hospital_incidence |  |  |  | 234.63 |  |  | Maintain Status Quo | Afghanistan | AFG |  |  | FALSE
2022-01-14 | ICU_incidence |  |  |  | 26.34 |  |  | Maintain Status Quo | Afghanistan | AFG |  |  | FALSE
2022-01-14 | cumulative_infections |  |  |  | 16779174 |  |  | Maintain Status Quo | Afghanistan | AFG |  |  | FALSE
2022-01-14 | hospital_demand |  |  |  | 1759.76 |  |  | Relax Interventions 50% | Afghanistan | AFG |  |  | FALSE
2022-01-14 | ICU_demand |  |  |  | 263.37 |  |  | Relax Interventions 50% | Afghanistan | AFG |  |  | FALSE
2022-01-14 | infections |  |  |  | 44969.68 |  |  | Relax Interventions 50% | Afghanistan | AFG |  |  | FALSE
2022-01-14 | hospital_incidence |  |  |  | 234.63 |  |  | Relax Interventions 50% | Afghanistan | AFG |  |  | FALSE
2022-01-14 | ICU_incidence |  |  |  | 26.34 |  |  | Relax Interventions 50% | Afghanistan | AFG |  |  | FALSE
2022-01-14 | cumulative_infections |  |  |  | 16779174 |  |  | Relax Interventions 50% | Afghanistan | AFG |  |  | FALSE
2022-01-15 | hospital_demand |  |  |  | 1814.65 |  |  | Additional 50% Reduction | Afghanistan | AFG |  |  | FALSE
2022-01-15 | ICU_demand |  |  |  | 263.78 |  |  | Additional 50% Reduction | Afghanistan | AFG |  |  | FALSE
2022-01-15 | infections |  |  |  | 47746.13 |  |  | Additional 50% Reduction | Afghanistan | AFG |  |  | FALSE
2022-01-15 | hospital_incidence |  |  |  | 244.66 |  |  | Additional 50% Reduction | Afghanistan | AFG |  |  | FALSE
2022-01-15 | ICU_incidence |  |  |  | 26.61 |  |  | Additional 50% Reduction | Afghanistan | AFG |  |  | FALSE
2022-01-15 | cumulative_infections |  |  |  | 16826920.1 |  |  | Additional 50% Reduction | Afghanistan | AFG |  |  | FALSE
2022-01-15 | hospital_demand |  |  |  | 1814.65 |  |  | Maintain Status Quo | Afghanistan | AFG |  |  | FALSE
2022-01-15 | ICU_demand |  |  |  | 263.78 |  |  | Maintain Status Quo | Afghanistan | AFG |  |  | FALSE
2022-01-15 | infections |  |  |  | 47746.13 |  |  | Maintain Status Quo | Afghanistan | AFG |  |  | FALSE
2022-01-15 | hospital_incidence |  |  |  | 244.66 |  |  | Maintain Status Quo | Afghanistan | AFG |  |  | FALSE
2022-01-15 | ICU_incidence |  |  |  | 26.61 |  |  | Maintain Status Quo | Afghanistan | AFG |  |  | FALSE
2022-01-15 | cumulative_infections |  |  |  | 16826920.1 |  |  | Maintain Status Quo | Afghanistan | AFG |  |  | FALSE
2022-01-15 | hospital_demand |  |  |  | 1814.65 |  |  | Relax Interventions 50% | Afghanistan | AFG |  |  | FALSE
2022-01-15 | ICU_demand |  |  |  | 263.78 |  |  | Relax Interventions 50% | Afghanistan | AFG |  |  | FALSE
2022-01-15 | infections |  |  |  | 47746.13 |  |  | Relax Interventions 50% | Afghanistan | AFG |  |  | FALSE
2022-01-15 | hospital_incidence |  |  |  | 244.66 |  |  | Relax Interventions 50% | Afghanistan | AFG |  |  | FALSE
2022-01-15 | ICU_incidence |  |  |  | 26.61 |  |  | Relax Interventions 50% | Afghanistan | AFG |  |  | FALSE
2022-01-15 | cumulative_infections |  |  |  | 16826920.1 |  |  | Relax Interventions 50% | Afghanistan | AFG |  |  | FALSE
2022-01-16 | hospital_demand |  |  |  | 1874.53 |  |  | Additional 50% Reduction | Afghanistan | AFG |  |  | FALSE
2022-01-16 | ICU_demand |  |  |  | 264.33 |  |  | Additional 50% Reduction | Afghanistan | AFG |  |  | FALSE
2022-01-16 | infections |  |  |  | 50692.92 |  |  | Additional 50% Reduction | Afghanistan | AFG |  |  | FALSE
2022-01-16 | hospital_incidence |  |  |  | 255.16 |  |  | Additional 50% Reduction | Afghanistan | AFG |  |  | FALSE
2022-01-16 | ICU_incidence |  |  |  | 26.86 |  |  | Additional 50% Reduction | Afghanistan | AFG |  |  | FALSE
2022-01-16 | cumulative_infections |  |  |  | 16877613.1 |  |  | Additional 50% Reduction | Afghanistan | AFG |  |  | FALSE
2022-01-16 | hospital_demand |  |  |  | 1874.53 |  |  | Maintain Status Quo | Afghanistan | AFG |  |  | FALSE
2022-01-16 | ICU_demand |  |  |  | 264.33 |  |  | Maintain Status Quo | Afghanistan | AFG |  |  | FALSE
2022-01-16 | infections |  |  |  | 50692.92 |  |  | Maintain Status Quo | Afghanistan | AFG |  |  | FALSE
2022-01-16 | hospital_incidence |  |  |  | 255.16 |  |  | Maintain Status Quo | Afghanistan | AFG |  |  | FALSE
2022-01-16 | ICU_incidence |  |  |  | 26.86 |  |  | Maintain Status Quo | Afghanistan | AFG |  |  | FALSE
2022-01-16 | cumulative_infections |  |  |  | 16877613.1 |  |  | Maintain Status Quo | Afghanistan | AFG |  |  | FALSE
2022-01-16 | hospital_demand |  |  |  | 1874.53 |  |  | Relax Interventions 50% | Afghanistan | AFG |  |  | FALSE
2022-01-16 | ICU_demand |  |  |  | 264.33 |  |  | Relax Interventions 50% | Afghanistan | AFG |  |  | FALSE
2022-01-16 | infections |  |  |  | 50692.92 |  |  | Relax Interventions 50% | Afghanistan | AFG |  |  | FALSE
2022-01-16 | hospital_incidence |  |  |  | 255.16 |  |  | Relax Interventions 50% | Afghanistan | AFG |  |  | FALSE
2022-01-16 | ICU_incidence |  |  |  | 26.86 |  |  | Relax Interventions 50% | Afghanistan | AFG |  |  | FALSE
2022-01-16 | cumulative_infections |  |  |  | 16877613.1 |  |  | Relax Interventions 50% | Afghanistan | AFG |  |  | FALSE
2022-01-17 | hospital_demand |  |  |  | 1939.34 |  |  | Additional 50% Reduction | Afghanistan | AFG |  |  | FALSE
2022-01-17 | ICU_demand |  |  |  | 265.01 |  |  | Additional 50% Reduction | Afghanistan | AFG |  |  | FALSE
2022-01-17 | infections |  |  |  | 53819.72 |  |  | Additional 50% Reduction | Afghanistan | AFG |  |  | FALSE
2022-01-17 | hospital_incidence |  |  |  | 266.09 |  |  | Additional 50% Reduction | Afghanistan | AFG |  |  | FALSE
2022-01-17 | ICU_incidence |  |  |  | 27.09 |  |  | Additional 50% Reduction | Afghanistan | AFG |  |  | FALSE
2022-01-17 | cumulative_infections |  |  |  | 16931432.8 |  |  | Additional 50% Reduction | Afghanistan | AFG |  |  | FALSE
2022-01-17 | hospital_demand |  |  |  | 1939.34 |  |  | Maintain Status Quo | Afghanistan | AFG |  |  | FALSE
2022-01-17 | ICU_demand |  |  |  | 265.01 |  |  | Maintain Status Quo | Afghanistan | AFG |  |  | FALSE
2022-01-17 | infections |  |  |  | 53819.72 |  |  | Maintain Status Quo | Afghanistan | AFG |  |  | FALSE
2022-01-17 | hospital_incidence |  |  |  | 266.09 |  |  | Maintain Status Quo | Afghanistan | AFG |  |  | FALSE
2022-01-17 | ICU_incidence |  |  |  | 27.09 |  |  | Maintain Status Quo | Afghanistan | AFG |  |  | FALSE
2022-01-17 | cumulative_infections |  |  |  | 16931432.8 |  |  | Maintain Status Quo | Afghanistan | AFG |  |  | FALSE
2022-01-17 | hospital_demand |  |  |  | 1939.34 |  |  | Relax Interventions 50% | Afghanistan | AFG |  |  | FALSE
2022-01-17 | ICU_demand |  |  |  | 265.01 |  |  | Relax Interventions 50% | Afghanistan | AFG |  |  | FALSE
2022-01-17 | infections |  |  |  | 53819.72 |  |  | Relax Interventions 50% | Afghanistan | AFG |  |  | FALSE
2022-01-17 | hospital_incidence |  |  |  | 266.09 |  |  | Relax Interventions 50% | Afghanistan | AFG |  |  | FALSE
2022-01-17 | ICU_incidence |  |  |  | 27.09 |  |  | Relax Interventions 50% | Afghanistan | AFG |  |  | FALSE
2022-01-17 | cumulative_infections |  |  |  | 16931432.8 |  |  | Relax Interventions 50% | Afghanistan | AFG |  |  | FALSE
2022-01-18 | hospital_demand |  |  |  | 2008.97 |  |  | Additional 50% Reduction | Afghanistan | AFG |  |  | FALSE
2022-01-18 | ICU_demand |  |  |  | 265.78 |  |  | Additional 50% Reduction | Afghanistan | AFG |  |  | FALSE
2022-01-18 | infections |  |  |  | 57135.83 |  |  | Additional 50% Reduction | Afghanistan | AFG |  |  | FALSE
2022-01-18 | hospital_incidence |  |  |  | 277.42 |  |  | Additional 50% Reduction | Afghanistan | AFG |  |  | FALSE
2022-01-18 | ICU_incidence |  |  |  | 27.28 |  |  | Additional 50% Reduction | Afghanistan | AFG |  |  | FALSE
2022-01-18 | cumulative_infections |  |  |  | 16988568.6 |  |  | Additional 50% Reduction | Afghanistan | AFG |  |  | FALSE
2022-01-18 | hospital_demand |  |  |  | 2008.97 |  |  | Maintain Status Quo | Afghanistan | AFG |  |  | FALSE
2022-01-18 | ICU_demand |  |  |  | 265.78 |  |  | Maintain Status Quo | Afghanistan | AFG |  |  | FALSE
2022-01-18 | infections |  |  |  | 57135.83 |  |  | Maintain Status Quo | Afghanistan | AFG |  |  | FALSE
2022-01-18 | hospital_incidence |  |  |  | 277.42 |  |  | Maintain Status Quo | Afghanistan | AFG |  |  | FALSE
2022-01-18 | ICU_incidence |  |  |  | 27.28 |  |  | Maintain Status Quo | Afghanistan | AFG |  |  | FALSE
2022-01-18 | cumulative_infections |  |  |  | 16988568.6 |  |  | Maintain Status Quo | Afghanistan | AFG |  |  | FALSE
2022-01-18 | hospital_demand |  |  |  | 2008.97 |  |  | Relax Interventions 50% | Afghanistan | AFG |  |  | FALSE
2022-01-18 | ICU_demand |  |  |  | 265.78 |  |  | Relax Interventions 50% | Afghanistan | AFG |  |  | FALSE
2022-01-18 | infections |  |  |  | 57135.83 |  |  | Relax Interventions 50% | Afghanistan | AFG |  |  | FALSE
2022-01-18 | hospital_incidence |  |  |  | 277.42 |  |  | Relax Interventions 50% | Afghanistan | AFG |  |  | FALSE
2022-01-18 | ICU_incidence |  |  |  | 27.28 |  |  | Relax Interventions 50% | Afghanistan | AFG |  |  | FALSE
2022-01-18 | cumulative_infections |  |  |  | 16988568.6 |  |  | Relax Interventions 50% | Afghanistan | AFG |  |  | FALSE
2022-01-19 | hospital_demand |  |  |  | 2083.26 |  |  | Additional 50% Reduction | Afghanistan | AFG |  |  | FALSE
2022-01-19 | ICU_demand |  |  |  | 266.61 |  |  | Additional 50% Reduction | Afghanistan | AFG |  |  | FALSE
2022-01-19 | infections |  |  |  | 60650.49 |  |  | Additional 50% Reduction | Afghanistan | AFG |  |  | FALSE
2022-01-19 | hospital_incidence |  |  |  | 289.11 |  |  | Additional 50% Reduction | Afghanistan | AFG |  |  | FALSE
2022-01-19 | ICU_incidence |  |  |  | 27.43 |  |  | Additional 50% Reduction | Afghanistan | AFG |  |  | FALSE
2022-01-19 | cumulative_infections |  |  |  | 17049219.1 |  |  | Additional 50% Reduction | Afghanistan | AFG |  |  | FALSE
2022-01-19 | hospital_demand |  |  |  | 2083.26 |  |  | Maintain Status Quo | Afghanistan | AFG |  |  | FALSE
2022-01-19 | ICU_demand |  |  |  | 266.61 |  |  | Maintain Status Quo | Afghanistan | AFG |  |  | FALSE
2022-01-19 | infections |  |  |  | 60650.49 |  |  | Maintain Status Quo | Afghanistan | AFG |  |  | FALSE
2022-01-19 | hospital_incidence |  |  |  | 289.11 |  |  | Maintain Status Quo | Afghanistan | AFG |  |  | FALSE
2022-01-19 | ICU_incidence |  |  |  | 27.43 |  |  | Maintain Status Quo | Afghanistan | AFG |  |  | FALSE
2022-01-19 | cumulative_infections |  |  |  | 17049219.1 |  |  | Maintain Status Quo | Afghanistan | AFG |  |  | FALSE
2022-01-19 | hospital_demand |  |  |  | 2083.26 |  |  | Relax Interventions 50% | Afghanistan | AFG |  |  | FALSE
2022-01-19 | ICU_demand |  |  |  | 266.61 |  |  | Relax Interventions 50% | Afghanistan | AFG |  |  | FALSE
2022-01-19 | infections |  |  |  | 60650.49 |  |  | Relax Interventions 50% | Afghanistan | AFG |  |  | FALSE
2022-01-19 | hospital_incidence |  |  |  | 289.11 |  |  | Relax Interventions 50% | Afghanistan | AFG |  |  | FALSE
2022-01-19 | ICU_incidence |  |  |  | 27.43 |  |  | Relax Interventions 50% | Afghanistan | AFG |  |  | FALSE
2022-01-19 | cumulative_infections |  |  |  | 17049219.1 |  |  | Relax Interventions 50% | Afghanistan | AFG |  |  | FALSE
2022-01-20 | hospital_demand |  |  |  | 2162.06 |  |  | Additional 50% Reduction | Afghanistan | AFG |  |  | FALSE
2022-01-20 | ICU_demand |  |  |  | 267.44 |  |  | Additional 50% Reduction | Afghanistan | AFG |  |  | FALSE
2022-01-20 | infections |  |  |  | 64369.79 |  |  | Additional 50% Reduction | Afghanistan | AFG |  |  | FALSE
2022-01-20 | hospital_incidence |  |  |  | 300.2 |  |  | Additional 50% Reduction | Afghanistan | AFG |  |  | FALSE
2022-01-20 | ICU_incidence |  |  |  | 28.47 |  |  | Additional 50% Reduction | Afghanistan | AFG |  |  | FALSE
2022-01-20 | cumulative_infections |  |  |  | 17113588.9 |  |  | Additional 50% Reduction | Afghanistan | AFG |  |  | FALSE
2022-01-20 | hospital_demand |  |  |  | 2162.06 |  |  | Maintain Status Quo | Afghanistan | AFG |  |  | FALSE
2022-01-20 | ICU_demand |  |  |  | 267.44 |  |  | Maintain Status Quo | Afghanistan | AFG |  |  | FALSE
2022-01-20 | infections |  |  |  | 64369.79 |  |  | Maintain Status Quo | Afghanistan | AFG |  |  | FALSE
2022-01-20 | hospital_incidence |  |  |  | 300.2 |  |  | Maintain Status Quo | Afghanistan | AFG |  |  | FALSE
2022-01-20 | ICU_incidence |  |  |  | 28.47 |  |  | Maintain Status Quo | Afghanistan | AFG |  |  | FALSE
2022-01-20 | cumulative_infections |  |  |  | 17113588.9 |  |  | Maintain Status Quo | Afghanistan | AFG |  |  | FALSE
2022-01-20 | hospital_demand |  |  |  | 2162.06 |  |  | Relax Interventions 50% | Afghanistan | AFG |  |  | FALSE
2022-01-20 | ICU_demand |  |  |  | 267.44 |  |  | Relax Interventions 50% | Afghanistan | AFG |  |  | FALSE
2022-01-20 | infections |  |  |  | 64369.79 |  |  | Relax Interventions 50% | Afghanistan | AFG |  |  | FALSE
2022-01-20 | hospital_incidence |  |  |  | 300.2 |  |  | Relax Interventions 50% | Afghanistan | AFG |  |  | FALSE
2022-01-20 | ICU_incidence |  |  |  | 28.47 |  |  | Relax Interventions 50% | Afghanistan | AFG |  |  | FALSE
2022-01-20 | cumulative_infections |  |  |  | 17113588.9 |  |  | Relax Interventions 50% | Afghanistan | AFG |  |  | FALSE
2022-01-21 | hospital_demand |  |  |  | 2244.47 |  |  | Additional 50% Reduction | Afghanistan | AFG |  |  | FALSE
2022-01-21 | ICU_demand |  |  |  | 269.05 |  |  | Additional 50% Reduction | Afghanistan | AFG |  |  | FALSE
2022-01-21 | infections |  |  |  | 68550.77 |  |  | Additional 50% Reduction | Afghanistan | AFG |  |  | FALSE
2022-01-21 | hospital_incidence |  |  |  | 312.21 |  |  | Additional 50% Reduction | Afghanistan | AFG |  |  | FALSE
2022-01-21 | ICU_incidence |  |  |  | 29.59 |  |  | Additional 50% Reduction | Afghanistan | AFG |  |  | FALSE
2022-01-21 | cumulative_infections |  |  |  | 17182139.7 |  |  | Additional 50% Reduction | Afghanistan | AFG |  |  | FALSE
2022-01-21 | hospital_demand |  |  |  | 2244.47 |  |  | Maintain Status Quo | Afghanistan | AFG |  |  | FALSE
2022-01-21 | ICU_demand |  |  |  | 269.05 |  |  | Maintain Status Quo | Afghanistan | AFG |  |  | FALSE
2022-01-21 | infections |  |  |  | 68550.77 |  |  | Maintain Status Quo | Afghanistan | AFG |  |  | FALSE
2022-01-21 | hospital_incidence |  |  |  | 312.21 |  |  | Maintain Status Quo | Afghanistan | AFG |  |  | FALSE
2022-01-21 | ICU_incidence |  |  |  | 29.59 |  |  | Maintain Status Quo | Afghanistan | AFG |  |  | FALSE
2022-01-21 | cumulative_infections |  |  |  | 17182139.7 |  |  | Maintain Status Quo | Afghanistan | AFG |  |  | FALSE
2022-01-21 | hospital_demand |  |  |  | 2244.47 |  |  | Relax Interventions 50% | Afghanistan | AFG |  |  | FALSE
2022-01-21 | ICU_demand |  |  |  | 269.05 |  |  | Relax Interventions 50% | Afghanistan | AFG |  |  | FALSE
2022-01-21 | infections |  |  |  | 68550.77 |  |  | Relax Interventions 50% | Afghanistan | AFG |  |  | FALSE
2022-01-21 | hospital_incidence |  |  |  | 312.21 |  |  | Relax Interventions 50% | Afghanistan | AFG |  |  | FALSE
2022-01-21 | ICU_incidence |  |  |  | 29.59 |  |  | Relax Interventions 50% | Afghanistan | AFG |  |  | FALSE
2022-01-21 | cumulative_infections |  |  |  | 17182139.7 |  |  | Relax Interventions 50% | Afghanistan | AFG |  |  | FALSE
2022-01-22 | hospital_demand |  |  |  | 2331.43 |  |  | Additional 50% Reduction | Afghanistan | AFG |  |  | FALSE
2022-01-22 | ICU_demand |  |  |  | 271.22 |  |  | Additional 50% Reduction | Afghanistan | AFG |  |  | FALSE
2022-01-22 | infections |  |  |  | 73228.72 |  |  | Additional 50% Reduction | Afghanistan | AFG |  |  | FALSE
2022-01-22 | hospital_incidence |  |  |  | 326.08 |  |  | Additional 50% Reduction | Afghanistan | AFG |  |  | FALSE
2022-01-22 | ICU_incidence |  |  |  | 30.9 |  |  | Additional 50% Reduction | Afghanistan | AFG |  |  | FALSE
2022-01-22 | cumulative_infections |  |  |  | 17255368.4 |  |  | Additional 50% Reduction | Afghanistan | AFG |  |  | FALSE
2022-01-22 | hospital_demand |  |  |  | 2331.43 |  |  | Maintain Status Quo | Afghanistan | AFG |  |  | FALSE
2022-01-22 | ICU_demand |  |  |  | 271.22 |  |  | Maintain Status Quo | Afghanistan | AFG |  |  | FALSE
2022-01-22 | infections |  |  |  | 73228.72 |  |  | Maintain Status Quo | Afghanistan | AFG |  |  | FALSE
2022-01-22 | hospital_incidence |  |  |  | 326.08 |  |  | Maintain Status Quo | Afghanistan | AFG |  |  | FALSE
2022-01-22 | ICU_incidence |  |  |  | 30.9 |  |  | Maintain Status Quo | Afghanistan | AFG |  |  | FALSE
2022-01-22 | cumulative_infections |  |  |  | 17255368.4 |  |  | Maintain Status Quo | Afghanistan | AFG |  |  | FALSE
2022-01-22 | hospital_demand |  |  |  | 2331.43 |  |  | Relax Interventions 50% | Afghanistan | AFG |  |  | FALSE
2022-01-22 | ICU_demand |  |  |  | 271.22 |  |  | Relax Interventions 50% | Afghanistan | AFG |  |  | FALSE
2022-01-22 | infections |  |  |  | 73228.72 |  |  | Relax Interventions 50% | Afghanistan | AFG |  |  | FALSE
2022-01-22 | hospital_incidence |  |  |  | 326.08 |  |  | Relax Interventions 50% | Afghanistan | AFG |  |  | FALSE
2022-01-22 | ICU_incidence |  |  |  | 30.9 |  |  | Relax Interventions 50% | Afghanistan | AFG |  |  | FALSE
2022-01-22 | cumulative_infections |  |  |  | 17255368.4 |  |  | Relax Interventions 50% | Afghanistan | AFG |  |  | FALSE
2022-01-23 | hospital_demand |  |  |  | 2424.58 |  |  | Additional 50% Reduction | Afghanistan | AFG |  |  | FALSE
2022-01-23 | ICU_demand |  |  |  | 273.89 |  |  | Additional 50% Reduction | Afghanistan | AFG |  |  | FALSE
2022-01-23 | infections |  |  |  | 78224.14 |  |  | Additional 50% Reduction | Afghanistan | AFG |  |  | FALSE
2022-01-23 | hospital_incidence |  |  |  | 342.26 |  |  | Additional 50% Reduction | Afghanistan | AFG |  |  | FALSE
2022-01-23 | ICU_incidence |  |  |  | 32.41 |  |  | Additional 50% Reduction | Afghanistan | AFG |  |  | FALSE
2022-01-23 | cumulative_infections |  |  |  | 17333592.5 |  |  | Additional 50% Reduction | Afghanistan | AFG |  |  | FALSE
2022-01-23 | hospital_demand |  |  |  | 2424.58 |  |  | Maintain Status Quo | Afghanistan | AFG |  |  | FALSE
2022-01-23 | ICU_demand |  |  |  | 273.89 |  |  | Maintain Status Quo | Afghanistan | AFG |  |  | FALSE
2022-01-23 | infections |  |  |  | 78224.14 |  |  | Maintain Status Quo | Afghanistan | AFG |  |  | FALSE
2022-01-23 | hospital_incidence |  |  |  | 342.26 |  |  | Maintain Status Quo | Afghanistan | AFG |  |  | FALSE
2022-01-23 | ICU_incidence |  |  |  | 32.41 |  |  | Maintain Status Quo | Afghanistan | AFG |  |  | FALSE
2022-01-23 | cumulative_infections |  |  |  | 17333592.5 |  |  | Maintain Status Quo | Afghanistan | AFG |  |  | FALSE
2022-01-23 | hospital_demand |  |  |  | 2424.58 |  |  | Relax Interventions 50% | Afghanistan | AFG |  |  | FALSE
2022-01-23 | ICU_demand |  |  |  | 273.89 |  |  | Relax Interventions 50% | Afghanistan | AFG |  |  | FALSE
2022-01-23 | infections |  |  |  | 78224.14 |  |  | Relax Interventions 50% | Afghanistan | AFG |  |  | FALSE
2022-01-23 | hospital_incidence |  |  |  | 342.26 |  |  | Relax Interventions 50% | Afghanistan | AFG |  |  | FALSE
2022-01-23 | ICU_incidence |  |  |  | 32.41 |  |  | Relax Interventions 50% | Afghanistan | AFG |  |  | FALSE
2022-01-23 | cumulative_infections |  |  |  | 17333592.5 |  |  | Relax Interventions 50% | Afghanistan | AFG |  |  | FALSE
2022-01-24 | hospital_demand |  |  |  | 2525.74 |  |  | Additional 50% Reduction | Afghanistan | AFG |  |  | FALSE
2022-01-24 | ICU_demand |  |  |  | 277.12 |  |  | Additional 50% Reduction | Afghanistan | AFG |  |  | FALSE
2022-01-24 | infections |  |  |  | 83481.31 |  |  | Additional 50% Reduction | Afghanistan | AFG |  |  | FALSE
2022-01-24 | hospital_incidence |  |  |  | 360.86 |  |  | Additional 50% Reduction | Afghanistan | AFG |  |  | FALSE
2022-01-24 | ICU_incidence |  |  |  | 34.16 |  |  | Additional 50% Reduction | Afghanistan | AFG |  |  | FALSE
2022-01-24 | cumulative_infections |  |  |  | 17417073.8 |  |  | Additional 50% Reduction | Afghanistan | AFG |  |  | FALSE
2022-01-24 | hospital_demand |  |  |  | 2525.74 |  |  | Maintain Status Quo | Afghanistan | AFG |  |  | FALSE
2022-01-24 | ICU_demand |  |  |  | 277.12 |  |  | Maintain Status Quo | Afghanistan | AFG |  |  | FALSE
2022-01-24 | infections |  |  |  | 83481.31 |  |  | Maintain Status Quo | Afghanistan | AFG |  |  | FALSE
2022-01-24 | hospital_incidence |  |  |  | 360.86 |  |  | Maintain Status Quo | Afghanistan | AFG |  |  | FALSE
2022-01-24 | ICU_incidence |  |  |  | 34.16 |  |  | Maintain Status Quo | Afghanistan | AFG |  |  | FALSE
2022-01-24 | cumulative_infections |  |  |  | 17417073.8 |  |  | Maintain Status Quo | Afghanistan | AFG |  |  | FALSE
2022-01-24 | hospital_demand |  |  |  | 2525.74 |  |  | Relax Interventions 50% | Afghanistan | AFG |  |  | FALSE
2022-01-24 | ICU_demand |  |  |  | 277.12 |  |  | Relax Interventions 50% | Afghanistan | AFG |  |  | FALSE
2022-01-24 | infections |  |  |  | 83481.31 |  |  | Relax Interventions 50% | Afghanistan | AFG |  |  | FALSE
2022-01-24 | hospital_incidence |  |  |  | 360.86 |  |  | Relax Interventions 50% | Afghanistan | AFG |  |  | FALSE
2022-01-24 | ICU_incidence |  |  |  | 34.16 |  |  | Relax Interventions 50% | Afghanistan | AFG |  |  | FALSE
2022-01-24 | cumulative_infections |  |  |  | 17417073.8 |  |  | Relax Interventions 50% | Afghanistan | AFG |  |  | FALSE
2022-01-25 | hospital_demand |  |  |  | 2636.62 |  |  | Additional 50% Reduction | Afghanistan | AFG |  |  | FALSE
2022-01-25 | ICU_demand |  |  |  | 280.91 |  |  | Additional 50% Reduction | Afghanistan | AFG |  |  | FALSE
2022-01-25 | infections |  |  |  | 88996.42 |  |  | Additional 50% Reduction | Afghanistan | AFG |  |  | FALSE
2022-01-25 | hospital_incidence |  |  |  | 381.79 |  |  | Additional 50% Reduction | Afghanistan | AFG |  |  | FALSE
2022-01-25 | ICU_incidence |  |  |  | 36.12 |  |  | Additional 50% Reduction | Afghanistan | AFG |  |  | FALSE
2022-01-25 | cumulative_infections |  |  |  | 17506070.2 |  |  | Additional 50% Reduction | Afghanistan | AFG |  |  | FALSE
2022-01-25 | hospital_demand |  |  |  | 2636.62 |  |  | Maintain Status Quo | Afghanistan | AFG |  |  | FALSE
2022-01-25 | ICU_demand |  |  |  | 280.91 |  |  | Maintain Status Quo | Afghanistan | AFG |  |  | FALSE
2022-01-25 | infections |  |  |  | 88996.42 |  |  | Maintain Status Quo | Afghanistan | AFG |  |  | FALSE
2022-01-25 | hospital_incidence |  |  |  | 381.79 |  |  | Maintain Status Quo | Afghanistan | AFG |  |  | FALSE
2022-01-25 | ICU_incidence |  |  |  | 36.12 |  |  | Maintain Status Quo | Afghanistan | AFG |  |  | FALSE
2022-01-25 | cumulative_infections |  |  |  | 17506070.2 |  |  | Maintain Status Quo | Afghanistan | AFG |  |  | FALSE
2022-01-25 | hospital_demand |  |  |  | 2636.62 |  |  | Relax Interventions 50% | Afghanistan | AFG |  |  | FALSE
2022-01-25 | ICU_demand |  |  |  | 280.91 |  |  | Relax Interventions 50% | Afghanistan | AFG |  |  | FALSE
2022-01-25 | infections |  |  |  | 88996.42 |  |  | Relax Interventions 50% | Afghanistan | AFG |  |  | FALSE
2022-01-25 | hospital_incidence |  |  |  | 381.79 |  |  | Relax Interventions 50% | Afghanistan | AFG |  |  | FALSE
2022-01-25 | ICU_incidence |  |  |  | 36.12 |  |  | Relax Interventions 50% | Afghanistan | AFG |  |  | FALSE
2022-01-25 | cumulative_infections |  |  |  | 17506070.2 |  |  | Relax Interventions 50% | Afghanistan | AFG |  |  | FALSE
2022-01-26 | hospital_demand |  |  |  | 2758.63 |  |  | Additional 50% Reduction | Afghanistan | AFG |  |  | FALSE
2022-01-26 | ICU_demand |  |  |  | 285.22 |  |  | Additional 50% Reduction | Afghanistan | AFG |  |  | FALSE
2022-01-26 | infections |  |  |  | 94781.34 |  |  | Additional 50% Reduction | Afghanistan | AFG |  |  | FALSE
2022-01-26 | hospital_incidence |  |  |  | 404.89 |  |  | Additional 50% Reduction | Afghanistan | AFG |  |  | FALSE
2022-01-26 | ICU_incidence |  |  |  | 38.29 |  |  | Additional 50% Reduction | Afghanistan | AFG |  |  | FALSE
2022-01-26 | cumulative_infections |  |  |  | 17600851.6 |  |  | Additional 50% Reduction | Afghanistan | AFG |  |  | FALSE
2022-01-26 | hospital_demand |  |  |  | 2758.63 |  |  | Maintain Status Quo | Afghanistan | AFG |  |  | FALSE
2022-01-26 | ICU_demand |  |  |  | 285.22 |  |  | Maintain Status Quo | Afghanistan | AFG |  |  | FALSE
2022-01-26 | infections |  |  |  | 94781.34 |  |  | Maintain Status Quo | Afghanistan | AFG |  |  | FALSE
2022-01-26 | hospital_incidence |  |  |  | 404.89 |  |  | Maintain Status Quo | Afghanistan | AFG |  |  | FALSE
2022-01-26 | ICU_incidence |  |  |  | 38.29 |  |  | Maintain Status Quo | Afghanistan | AFG |  |  | FALSE
2022-01-26 | cumulative_infections |  |  |  | 17600851.6 |  |  | Maintain Status Quo | Afghanistan | AFG |  |  | FALSE
2022-01-26 | hospital_demand |  |  |  | 2758.63 |  |  | Relax Interventions 50% | Afghanistan | AFG |  |  | FALSE
2022-01-26 | ICU_demand |  |  |  | 285.22 |  |  | Relax Interventions 50% | Afghanistan | AFG |  |  | FALSE
2022-01-26 | infections |  |  |  | 94781.34 |  |  | Relax Interventions 50% | Afghanistan | AFG |  |  | FALSE
2022-01-26 | hospital_incidence |  |  |  | 404.89 |  |  | Relax Interventions 50% | Afghanistan | AFG |  |  | FALSE
2022-01-26 | ICU_incidence |  |  |  | 38.29 |  |  | Relax Interventions 50% | Afghanistan | AFG |  |  | FALSE
2022-01-26 | cumulative_infections |  |  |  | 17600851.6 |  |  | Relax Interventions 50% | Afghanistan | AFG |  |  | FALSE
2022-01-27 | hospital_demand |  |  |  | 2892.88 |  |  | Additional 50% Reduction | Afghanistan | AFG |  |  | FALSE
2022-01-27 | ICU_demand |  |  |  | 289.92 |  |  | Additional 50% Reduction | Afghanistan | AFG |  |  | FALSE
2022-01-27 | infections |  |  |  | 100848.63 |  |  | Additional 50% Reduction | Afghanistan | AFG |  |  | FALSE
2022-01-27 | hospital_incidence |  |  |  | 429.98 |  |  | Additional 50% Reduction | Afghanistan | AFG |  |  | FALSE
2022-01-27 | ICU_incidence |  |  |  | 40.65 |  |  | Additional 50% Reduction | Afghanistan | AFG |  |  | FALSE
2022-01-27 | cumulative_infections |  |  |  | 17701700.2 |  |  | Additional 50% Reduction | Afghanistan | AFG |  |  | FALSE
2022-01-27 | hospital_demand |  |  |  | 2892.88 |  |  | Maintain Status Quo | Afghanistan | AFG |  |  | FALSE
2022-01-27 | ICU_demand |  |  |  | 289.92 |  |  | Maintain Status Quo | Afghanistan | AFG |  |  | FALSE
2022-01-27 | infections |  |  |  | 100848.63 |  |  | Maintain Status Quo | Afghanistan | AFG |  |  | FALSE
2022-01-27 | hospital_incidence |  |  |  | 429.98 |  |  | Maintain Status Quo | Afghanistan | AFG |  |  | FALSE
2022-01-27 | ICU_incidence |  |  |  | 40.65 |  |  | Maintain Status Quo | Afghanistan | AFG |  |  | FALSE
2022-01-27 | cumulative_infections |  |  |  | 17701700.2 |  |  | Maintain Status Quo | Afghanistan | AFG |  |  | FALSE
2022-01-27 | hospital_demand |  |  |  | 2892.88 |  |  | Relax Interventions 50% | Afghanistan | AFG |  |  | FALSE
2022-01-27 | ICU_demand |  |  |  | 289.92 |  |  | Relax Interventions 50% | Afghanistan | AFG |  |  | FALSE
2022-01-27 | infections |  |  |  | 100848.63 |  |  | Relax Interventions 50% | Afghanistan | AFG |  |  | FALSE
2022-01-27 | hospital_incidence |  |  |  | 429.98 |  |  | Relax Interventions 50% | Afghanistan | AFG |  |  | FALSE
2022-01-27 | ICU_incidence |  |  |  | 40.65 |  |  | Relax Interventions 50% | Afghanistan | AFG |  |  | FALSE
2022-01-27 | cumulative_infections |  |  |  | 17701700.2 |  |  | Relax Interventions 50% | Afghanistan | AFG |  |  | FALSE
2022-01-28 | hospital_demand |  |  |  | 3040.18 |  |  | Additional 50% Reduction | Afghanistan | AFG |  |  | FALSE
2022-01-28 | ICU_demand |  |  |  | 294.91 |  |  | Additional 50% Reduction | Afghanistan | AFG |  |  | FALSE
2022-01-28 | infections |  |  |  | 107206.99 |  |  | Additional 50% Reduction | Afghanistan | AFG |  |  | FALSE
2022-01-28 | hospital_incidence |  |  |  | 456.92 |  |  | Additional 50% Reduction | Afghanistan | AFG |  |  | FALSE
2022-01-28 | ICU_incidence |  |  |  | 43.19 |  |  | Additional 50% Reduction | Afghanistan | AFG |  |  | FALSE
2022-01-28 | cumulative_infections |  |  |  | 17808907.2 |  |  | Additional 50% Reduction | Afghanistan | AFG |  |  | FALSE
2022-01-28 | hospital_demand |  |  |  | 3040.18 |  |  | Maintain Status Quo | Afghanistan | AFG |  |  | FALSE
2022-01-28 | ICU_demand |  |  |  | 294.91 |  |  | Maintain Status Quo | Afghanistan | AFG |  |  | FALSE
2022-01-28 | infections |  |  |  | 107206.99 |  |  | Maintain Status Quo | Afghanistan | AFG |  |  | FALSE
2022-01-28 | hospital_incidence |  |  |  | 456.92 |  |  | Maintain Status Quo | Afghanistan | AFG |  |  | FALSE
2022-01-28 | ICU_incidence |  |  |  | 43.19 |  |  | Maintain Status Quo | Afghanistan | AFG |  |  | FALSE
2022-01-28 | cumulative_infections |  |  |  | 17808907.2 |  |  | Maintain Status Quo | Afghanistan | AFG |  |  | FALSE
2022-01-28 | hospital_demand |  |  |  | 3040.18 |  |  | Relax Interventions 50% | Afghanistan | AFG |  |  | FALSE
2022-01-28 | ICU_demand |  |  |  | 294.91 |  |  | Relax Interventions 50% | Afghanistan | AFG |  |  | FALSE
2022-01-28 | infections |  |  |  | 107206.99 |  |  | Relax Interventions 50% | Afghanistan | AFG |  |  | FALSE
2022-01-28 | hospital_incidence |  |  |  | 456.92 |  |  | Relax Interventions 50% | Afghanistan | AFG |  |  | FALSE
2022-01-28 | ICU_incidence |  |  |  | 43.19 |  |  | Relax Interventions 50% | Afghanistan | AFG |  |  | FALSE
2022-01-28 | cumulative_infections |  |  |  | 17808907.2 |  |  | Relax Interventions 50% | Afghanistan | AFG |  |  | FALSE
2022-01-29 | hospital_demand |  |  |  | 3201.09 |  |  | Additional 50% Reduction | Afghanistan | AFG |  |  | FALSE
2022-01-29 | ICU_demand |  |  |  | 300.05 |  |  | Additional 50% Reduction | Afghanistan | AFG |  |  | FALSE
2022-01-29 | infections |  |  |  | 113860.76 |  |  | Additional 50% Reduction | Afghanistan | AFG |  |  | FALSE
2022-01-29 | hospital_incidence |  |  |  | 485.6 |  |  | Additional 50% Reduction | Afghanistan | AFG |  |  | FALSE
2022-01-29 | ICU_incidence |  |  |  | 45.9 |  |  | Additional 50% Reduction | Afghanistan | AFG |  |  | FALSE
2022-01-29 | cumulative_infections |  |  |  | 17922768 |  |  | Additional 50% Reduction | Afghanistan | AFG |  |  | FALSE
2022-01-29 | hospital_demand |  |  |  | 3201.09 |  |  | Maintain Status Quo | Afghanistan | AFG |  |  | FALSE
2022-01-29 | ICU_demand |  |  |  | 300.05 |  |  | Maintain Status Quo | Afghanistan | AFG |  |  | FALSE
2022-01-29 | infections |  |  |  | 113860.76 |  |  | Maintain Status Quo | Afghanistan | AFG |  |  | FALSE
2022-01-29 | hospital_incidence |  |  |  | 485.6 |  |  | Maintain Status Quo | Afghanistan | AFG |  |  | FALSE
2022-01-29 | ICU_incidence |  |  |  | 45.9 |  |  | Maintain Status Quo | Afghanistan | AFG |  |  | FALSE
2022-01-29 | cumulative_infections |  |  |  | 17922768 |  |  | Maintain Status Quo | Afghanistan | AFG |  |  | FALSE
2022-01-29 | hospital_demand |  |  |  | 3201.09 |  |  | Relax Interventions 50% | Afghanistan | AFG |  |  | FALSE
2022-01-29 | ICU_demand |  |  |  | 300.05 |  |  | Relax Interventions 50% | Afghanistan | AFG |  |  | FALSE
2022-01-29 | infections |  |  |  | 113860.76 |  |  | Relax Interventions 50% | Afghanistan | AFG |  |  | FALSE
2022-01-29 | hospital_incidence |  |  |  | 485.6 |  |  | Relax Interventions 50% | Afghanistan | AFG |  |  | FALSE
2022-01-29 | ICU_incidence |  |  |  | 45.9 |  |  | Relax Interventions 50% | Afghanistan | AFG |  |  | FALSE
2022-01-29 | cumulative_infections |  |  |  | 17922768 |  |  | Relax Interventions 50% | Afghanistan | AFG |  |  | FALSE
2022-01-30 | hospital_demand |  |  |  | 3375.96 |  |  | Additional 50% Reduction | Afghanistan | AFG |  |  | FALSE
2022-01-30 | ICU_demand |  |  |  | 305.19 |  |  | Additional 50% Reduction | Afghanistan | AFG |  |  | FALSE
2022-01-30 | infections |  |  |  | 120810.49 |  |  | Additional 50% Reduction | Afghanistan | AFG |  |  | FALSE
2022-01-30 | hospital_incidence |  |  |  | 515.94 |  |  | Additional 50% Reduction | Afghanistan | AFG |  |  | FALSE
2022-01-30 | ICU_incidence |  |  |  | 48.77 |  |  | Additional 50% Reduction | Afghanistan | AFG |  |  | FALSE
2022-01-30 | cumulative_infections |  |  |  | 18043578.4 |  |  | Additional 50% Reduction | Afghanistan | AFG |  |  | FALSE
2022-01-30 | hospital_demand |  |  |  | 3375.96 |  |  | Maintain Status Quo | Afghanistan | AFG |  |  | FALSE
2022-01-30 | ICU_demand |  |  |  | 305.19 |  |  | Maintain Status Quo | Afghanistan | AFG |  |  | FALSE
2022-01-30 | infections |  |  |  | 120810.49 |  |  | Maintain Status Quo | Afghanistan | AFG |  |  | FALSE
2022-01-30 | hospital_incidence |  |  |  | 515.94 |  |  | Maintain Status Quo | Afghanistan | AFG |  |  | FALSE
2022-01-30 | ICU_incidence |  |  |  | 48.77 |  |  | Maintain Status Quo | Afghanistan | AFG |  |  | FALSE
2022-01-30 | cumulative_infections |  |  |  | 18043578.4 |  |  | Maintain Status Quo | Afghanistan | AFG |  |  | FALSE
2022-01-30 | hospital_demand |  |  |  | 3375.96 |  |  | Relax Interventions 50% | Afghanistan | AFG |  |  | FALSE
2022-01-30 | ICU_demand |  |  |  | 305.19 |  |  | Relax Interventions 50% | Afghanistan | AFG |  |  | FALSE
2022-01-30 | infections |  |  |  | 120810.49 |  |  | Relax Interventions 50% | Afghanistan | AFG |  |  | FALSE
2022-01-30 | hospital_incidence |  |  |  | 515.94 |  |  | Relax Interventions 50% | Afghanistan | AFG |  |  | FALSE
2022-01-30 | ICU_incidence |  |  |  | 48.77 |  |  | Relax Interventions 50% | Afghanistan | AFG |  |  | FALSE
2022-01-30 | cumulative_infections |  |  |  | 18043578.4 |  |  | Relax Interventions 50% | Afghanistan | AFG |  |  | FALSE
2022-01-31 | hospital_demand |  |  |  | 3565.03 |  |  | Additional 50% Reduction | Afghanistan | AFG |  |  | FALSE
2022-01-31 | ICU_demand |  |  |  | 310.34 |  |  | Additional 50% Reduction | Afghanistan | AFG |  |  | FALSE
2022-01-31 | infections |  |  |  | 128053.39 |  |  | Additional 50% Reduction | Afghanistan | AFG |  |  | FALSE
2022-01-31 | hospital_incidence |  |  |  | 547.89 |  |  | Additional 50% Reduction | Afghanistan | AFG |  |  | FALSE
2022-01-31 | ICU_incidence |  |  |  | 51.8 |  |  | Additional 50% Reduction | Afghanistan | AFG |  |  | FALSE
2022-01-31 | cumulative_infections |  |  |  | 18171631.8 |  |  | Additional 50% Reduction | Afghanistan | AFG |  |  | FALSE
2022-01-31 | hospital_demand |  |  |  | 3565.03 |  |  | Maintain Status Quo | Afghanistan | AFG |  |  | FALSE
2022-01-31 | ICU_demand |  |  |  | 310.34 |  |  | Maintain Status Quo | Afghanistan | AFG |  |  | FALSE
2022-01-31 | infections |  |  |  | 128053.39 |  |  | Maintain Status Quo | Afghanistan | AFG |  |  | FALSE
2022-01-31 | hospital_incidence |  |  |  | 547.89 |  |  | Maintain Status Quo | Afghanistan | AFG |  |  | FALSE
2022-01-31 | ICU_incidence |  |  |  | 51.8 |  |  | Maintain Status Quo | Afghanistan | AFG |  |  | FALSE
2022-01-31 | cumulative_infections |  |  |  | 18171631.8 |  |  | Maintain Status Quo | Afghanistan | AFG |  |  | FALSE
2022-01-31 | hospital_demand |  |  |  | 3565.03 |  |  | Relax Interventions 50% | Afghanistan | AFG |  |  | FALSE
2022-01-31 | ICU_demand |  |  |  | 310.34 |  |  | Relax Interventions 50% | Afghanistan | AFG |  |  | FALSE
2022-01-31 | infections |  |  |  | 128053.39 |  |  | Relax Interventions 50% | Afghanistan | AFG |  |  | FALSE
2022-01-31 | hospital_incidence |  |  |  | 547.89 |  |  | Relax Interventions 50% | Afghanistan | AFG |  |  | FALSE
2022-01-31 | ICU_incidence |  |  |  | 51.8 |  |  | Relax Interventions 50% | Afghanistan | AFG |  |  | FALSE
2022-01-31 | cumulative_infections |  |  |  | 18171631.8 |  |  | Relax Interventions 50% | Afghanistan | AFG |  |  | FALSE
2022-02-01 | hospital_demand |  |  |  | 3768.4 |  |  | Additional 50% Reduction | Afghanistan | AFG |  |  | FALSE
2022-02-01 | ICU_demand |  |  |  | 315.58 |  |  | Additional 50% Reduction | Afghanistan | AFG |  |  | FALSE
2022-02-01 | infections |  |  |  | 135583.68 |  |  | Additional 50% Reduction | Afghanistan | AFG |  |  | FALSE
2022-02-01 | hospital_incidence |  |  |  | 581.4 |  |  | Additional 50% Reduction | Afghanistan | AFG |  |  | FALSE
2022-02-01 | ICU_incidence |  |  |  | 54.99 |  |  | Additional 50% Reduction | Afghanistan | AFG |  |  | FALSE
2022-02-01 | cumulative_infections |  |  |  | 18307215.5 |  |  | Additional 50% Reduction | Afghanistan | AFG |  |  | FALSE
2022-02-01 | hospital_demand |  |  |  | 3768.4 |  |  | Maintain Status Quo | Afghanistan | AFG |  |  | FALSE
2022-02-01 | ICU_demand |  |  |  | 315.58 |  |  | Maintain Status Quo | Afghanistan | AFG |  |  | FALSE
2022-02-01 | infections |  |  |  | 135583.68 |  |  | Maintain Status Quo | Afghanistan | AFG |  |  | FALSE
2022-02-01 | hospital_incidence |  |  |  | 581.4 |  |  | Maintain Status Quo | Afghanistan | AFG |  |  | FALSE
2022-02-01 | ICU_incidence |  |  |  | 54.99 |  |  | Maintain Status Quo | Afghanistan | AFG |  |  | FALSE
2022-02-01 | cumulative_infections |  |  |  | 18307215.5 |  |  | Maintain Status Quo | Afghanistan | AFG |  |  | FALSE
2022-02-01 | hospital_demand |  |  |  | 3768.4 |  |  | Relax Interventions 50% | Afghanistan | AFG |  |  | FALSE
2022-02-01 | ICU_demand |  |  |  | 315.58 |  |  | Relax Interventions 50% | Afghanistan | AFG |  |  | FALSE
2022-02-01 | infections |  |  |  | 135583.68 |  |  | Relax Interventions 50% | Afghanistan | AFG |  |  | FALSE
2022-02-01 | hospital_incidence |  |  |  | 581.4 |  |  | Relax Interventions 50% | Afghanistan | AFG |  |  | FALSE
2022-02-01 | ICU_incidence |  |  |  | 54.99 |  |  | Relax Interventions 50% | Afghanistan | AFG |  |  | FALSE
2022-02-01 | cumulative_infections |  |  |  | 18307215.5 |  |  | Relax Interventions 50% | Afghanistan | AFG |  |  | FALSE
2022-02-02 | hospital_demand |  |  |  | 3986.09 |  |  | Additional 50% Reduction | Afghanistan | AFG |  |  | FALSE
2022-02-02 | ICU_demand |  |  |  | 320.9 |  |  | Additional 50% Reduction | Afghanistan | AFG |  |  | FALSE
2022-02-02 | infections |  |  |  | 143392.53 |  |  | Additional 50% Reduction | Afghanistan | AFG |  |  | FALSE
2022-02-02 | hospital_incidence |  |  |  | 616.43 |  |  | Additional 50% Reduction | Afghanistan | AFG |  |  | FALSE
2022-02-02 | ICU_incidence |  |  |  | 58.33 |  |  | Additional 50% Reduction | Afghanistan | AFG |  |  | FALSE
2022-02-02 | cumulative_infections |  |  |  | 18450608.1 |  |  | Additional 50% Reduction | Afghanistan | AFG |  |  | FALSE
2022-02-02 | hospital_demand |  |  |  | 3986.09 |  |  | Maintain Status Quo | Afghanistan | AFG |  |  | FALSE
2022-02-02 | ICU_demand |  |  |  | 320.9 |  |  | Maintain Status Quo | Afghanistan | AFG |  |  | FALSE
2022-02-02 | infections |  |  |  | 143392.53 |  |  | Maintain Status Quo | Afghanistan | AFG |  |  | FALSE
2022-02-02 | hospital_incidence |  |  |  | 616.43 |  |  | Maintain Status Quo | Afghanistan | AFG |  |  | FALSE
2022-02-02 | ICU_incidence |  |  |  | 58.33 |  |  | Maintain Status Quo | Afghanistan | AFG |  |  | FALSE
2022-02-02 | cumulative_infections |  |  |  | 18450608.1 |  |  | Maintain Status Quo | Afghanistan | AFG |  |  | FALSE
2022-02-02 | hospital_demand |  |  |  | 3986.09 |  |  | Relax Interventions 50% | Afghanistan | AFG |  |  | FALSE
2022-02-02 | ICU_demand |  |  |  | 320.9 |  |  | Relax Interventions 50% | Afghanistan | AFG |  |  | FALSE
2022-02-02 | infections |  |  |  | 143392.53 |  |  | Relax Interventions 50% | Afghanistan | AFG |  |  | FALSE
2022-02-02 | hospital_incidence |  |  |  | 616.43 |  |  | Relax Interventions 50% | Afghanistan | AFG |  |  | FALSE
2022-02-02 | ICU_incidence |  |  |  | 58.33 |  |  | Relax Interventions 50% | Afghanistan | AFG |  |  | FALSE
2022-02-02 | cumulative_infections |  |  |  | 18450608.1 |  |  | Relax Interventions 50% | Afghanistan | AFG |  |  | FALSE
2022-02-03 | hospital_demand |  |  |  | 4218.06 |  |  | Additional 50% Reduction | Afghanistan | AFG |  |  | FALSE
2022-02-03 | ICU_demand |  |  |  | 326.18 |  |  | Additional 50% Reduction | Afghanistan | AFG |  |  | FALSE
2022-02-03 | infections |  |  |  | 151467.94 |  |  | Additional 50% Reduction | Afghanistan | AFG |  |  | FALSE
2022-02-03 | hospital_incidence |  |  |  | 652.92 |  |  | Additional 50% Reduction | Afghanistan | AFG |  |  | FALSE
2022-02-03 | ICU_incidence |  |  |  | 61.83 |  |  | Additional 50% Reduction | Afghanistan | AFG |  |  | FALSE
2022-02-03 | cumulative_infections |  |  |  | 18602076 |  |  | Additional 50% Reduction | Afghanistan | AFG |  |  | FALSE
2022-02-03 | hospital_demand |  |  |  | 4218.06 |  |  | Maintain Status Quo | Afghanistan | AFG |  |  | FALSE
2022-02-03 | ICU_demand |  |  |  | 326.18 |  |  | Maintain Status Quo | Afghanistan | AFG |  |  | FALSE
2022-02-03 | infections |  |  |  | 151467.94 |  |  | Maintain Status Quo | Afghanistan | AFG |  |  | FALSE
2022-02-03 | hospital_incidence |  |  |  | 652.92 |  |  | Maintain Status Quo | Afghanistan | AFG |  |  | FALSE
2022-02-03 | ICU_incidence |  |  |  | 61.83 |  |  | Maintain Status Quo | Afghanistan | AFG |  |  | FALSE
2022-02-03 | cumulative_infections |  |  |  | 18602076 |  |  | Maintain Status Quo | Afghanistan | AFG |  |  | FALSE
2022-02-03 | hospital_demand |  |  |  | 4218.06 |  |  | Relax Interventions 50% | Afghanistan | AFG |  |  | FALSE
2022-02-03 | ICU_demand |  |  |  | 326.18 |  |  | Relax Interventions 50% | Afghanistan | AFG |  |  | FALSE
2022-02-03 | infections |  |  |  | 151467.94 |  |  | Relax Interventions 50% | Afghanistan | AFG |  |  | FALSE
2022-02-03 | hospital_incidence |  |  |  | 652.92 |  |  | Relax Interventions 50% | Afghanistan | AFG |  |  | FALSE
2022-02-03 | ICU_incidence |  |  |  | 61.83 |  |  | Relax Interventions 50% | Afghanistan | AFG |  |  | FALSE
2022-02-03 | cumulative_infections |  |  |  | 18602076 |  |  | Relax Interventions 50% | Afghanistan | AFG |  |  | FALSE
2022-02-04 | hospital_demand |  |  |  | 4464.12 |  |  | Additional 50% Reduction | Afghanistan | AFG |  |  | FALSE
2022-02-04 | ICU_demand |  |  |  | 331.39 |  |  | Additional 50% Reduction | Afghanistan | AFG |  |  | FALSE
2022-02-04 | infections |  |  |  | 155809.06 |  |  | Additional 50% Reduction | Afghanistan | AFG |  |  | FALSE
2022-02-04 | hospital_incidence |  |  |  | 690.5 |  |  | Additional 50% Reduction | Afghanistan | AFG |  |  | FALSE
2022-02-04 | ICU_incidence |  |  |  | 65.46 |  |  | Additional 50% Reduction | Afghanistan | AFG |  |  | FALSE
2022-02-04 | cumulative_infections |  |  |  | 18757885 |  |  | Additional 50% Reduction | Afghanistan | AFG |  |  | FALSE
2022-02-04 | hospital_demand |  |  |  | 4464.12 |  |  | Maintain Status Quo | Afghanistan | AFG |  |  | FALSE
2022-02-04 | ICU_demand |  |  |  | 331.39 |  |  | Maintain Status Quo | Afghanistan | AFG |  |  | FALSE
2022-02-04 | infections |  |  |  | 155809.06 |  |  | Maintain Status Quo | Afghanistan | AFG |  |  | FALSE
2022-02-04 | hospital_incidence |  |  |  | 690.5 |  |  | Maintain Status Quo | Afghanistan | AFG |  |  | FALSE
2022-02-04 | ICU_incidence |  |  |  | 65.46 |  |  | Maintain Status Quo | Afghanistan | AFG |  |  | FALSE
2022-02-04 | cumulative_infections |  |  |  | 18757885 |  |  | Maintain Status Quo | Afghanistan | AFG |  |  | FALSE
2022-02-04 | hospital_demand |  |  |  | 4464.12 |  |  | Relax Interventions 50% | Afghanistan | AFG |  |  | FALSE
2022-02-04 | ICU_demand |  |  |  | 331.39 |  |  | Relax Interventions 50% | Afghanistan | AFG |  |  | FALSE
2022-02-04 | infections |  |  |  | 155809.06 |  |  | Relax Interventions 50% | Afghanistan | AFG |  |  | FALSE
2022-02-04 | hospital_incidence |  |  |  | 690.5 |  |  | Relax Interventions 50% | Afghanistan | AFG |  |  | FALSE
2022-02-04 | ICU_incidence |  |  |  | 65.46 |  |  | Relax Interventions 50% | Afghanistan | AFG |  |  | FALSE
2022-02-04 | cumulative_infections |  |  |  | 18757885 |  |  | Relax Interventions 50% | Afghanistan | AFG |  |  | FALSE
2022-02-05 | hospital_demand |  |  |  | 4722.61 |  |  | Additional 50% Reduction | Afghanistan | AFG |  |  | FALSE
2022-02-05 | ICU_demand |  |  |  | 336.48 |  |  | Additional 50% Reduction | Afghanistan | AFG |  |  | FALSE
2022-02-05 | infections |  |  |  | 155906.71 |  |  | Additional 50% Reduction | Afghanistan | AFG |  |  | FALSE
2022-02-05 | hospital_incidence |  |  |  | 726.3 |  |  | Additional 50% Reduction | Afghanistan | AFG |  |  | FALSE
2022-02-05 | ICU_incidence |  |  |  | 68.92 |  |  | Additional 50% Reduction | Afghanistan | AFG |  |  | FALSE
2022-02-05 | cumulative_infections |  |  |  | 18913791.8 |  |  | Additional 50% Reduction | Afghanistan | AFG |  |  | FALSE
2022-02-05 | hospital_demand |  |  |  | 4722.61 |  |  | Maintain Status Quo | Afghanistan | AFG |  |  | FALSE
2022-02-05 | ICU_demand |  |  |  | 336.48 |  |  | Maintain Status Quo | Afghanistan | AFG |  |  | FALSE
2022-02-05 | infections |  |  |  | 155906.71 |  |  | Maintain Status Quo | Afghanistan | AFG |  |  | FALSE
2022-02-05 | hospital_incidence |  |  |  | 726.3 |  |  | Maintain Status Quo | Afghanistan | AFG |  |  | FALSE
2022-02-05 | ICU_incidence |  |  |  | 68.92 |  |  | Maintain Status Quo | Afghanistan | AFG |  |  | FALSE
2022-02-05 | cumulative_infections |  |  |  | 18913791.8 |  |  | Maintain Status Quo | Afghanistan | AFG |  |  | FALSE
2022-02-05 | hospital_demand |  |  |  | 4722.61 |  |  | Relax Interventions 50% | Afghanistan | AFG |  |  | FALSE
2022-02-05 | ICU_demand |  |  |  | 336.48 |  |  | Relax Interventions 50% | Afghanistan | AFG |  |  | FALSE
2022-02-05 | infections |  |  |  | 155906.71 |  |  | Relax Interventions 50% | Afghanistan | AFG |  |  | FALSE
2022-02-05 | hospital_incidence |  |  |  | 726.3 |  |  | Relax Interventions 50% | Afghanistan | AFG |  |  | FALSE
2022-02-05 | ICU_incidence |  |  |  | 68.92 |  |  | Relax Interventions 50% | Afghanistan | AFG |  |  | FALSE
2022-02-05 | cumulative_infections |  |  |  | 18913791.8 |  |  | Relax Interventions 50% | Afghanistan | AFG |  |  | FALSE
2022-02-06 | hospital_demand |  |  |  | 4988.34 |  |  | Additional 50% Reduction | Afghanistan | AFG |  |  | FALSE
2022-02-06 | ICU_demand |  |  |  | 341.17 |  |  | Additional 50% Reduction | Afghanistan | AFG |  |  | FALSE
2022-02-06 | infections |  |  |  | 154713.9 |  |  | Additional 50% Reduction | Afghanistan | AFG |  |  | FALSE
2022-02-06 | hospital_incidence |  |  |  | 756.69 |  |  | Additional 50% Reduction | Afghanistan | AFG |  |  | FALSE
2022-02-06 | ICU_incidence |  |  |  | 71.88 |  |  | Additional 50% Reduction | Afghanistan | AFG |  |  | FALSE
2022-02-06 | cumulative_infections |  |  |  | 19068505.6 |  |  | Additional 50% Reduction | Afghanistan | AFG |  |  | FALSE
2022-02-06 | hospital_demand |  |  |  | 4988.34 |  |  | Maintain Status Quo | Afghanistan | AFG |  |  | FALSE
2022-02-06 | ICU_demand |  |  |  | 341.17 |  |  | Maintain Status Quo | Afghanistan | AFG |  |  | FALSE
2022-02-06 | infections |  |  |  | 154713.9 |  |  | Maintain Status Quo | Afghanistan | AFG |  |  | FALSE
2022-02-06 | hospital_incidence |  |  |  | 756.69 |  |  | Maintain Status Quo | Afghanistan | AFG |  |  | FALSE
2022-02-06 | ICU_incidence |  |  |  | 71.88 |  |  | Maintain Status Quo | Afghanistan | AFG |  |  | FALSE
2022-02-06 | cumulative_infections |  |  |  | 19068505.6 |  |  | Maintain Status Quo | Afghanistan | AFG |  |  | FALSE
2022-02-06 | hospital_demand |  |  |  | 4988.34 |  |  | Relax Interventions 50% | Afghanistan | AFG |  |  | FALSE
2022-02-06 | ICU_demand |  |  |  | 341.17 |  |  | Relax Interventions 50% | Afghanistan | AFG |  |  | FALSE
2022-02-06 | infections |  |  |  | 154713.9 |  |  | Relax Interventions 50% | Afghanistan | AFG |  |  | FALSE
2022-02-06 | hospital_incidence |  |  |  | 756.69 |  |  | Relax Interventions 50% | Afghanistan | AFG |  |  | FALSE
2022-02-06 | ICU_incidence |  |  |  | 71.88 |  |  | Relax Interventions 50% | Afghanistan | AFG |  |  | FALSE
2022-02-06 | cumulative_infections |  |  |  | 19068505.6 |  |  | Relax Interventions 50% | Afghanistan | AFG |  |  | FALSE
2022-02-07 | hospital_demand |  |  |  | 5253.67 |  |  | Additional 50% Reduction | Afghanistan | AFG |  |  | FALSE
2022-02-07 | ICU_demand |  |  |  | 345.23 |  |  | Additional 50% Reduction | Afghanistan | AFG |  |  | FALSE
2022-02-07 | infections |  |  |  | 153361.87 |  |  | Additional 50% Reduction | Afghanistan | AFG |  |  | FALSE
2022-02-07 | hospital_incidence |  |  |  | 779.95 |  |  | Additional 50% Reduction | Afghanistan | AFG |  |  | FALSE
2022-02-07 | ICU_incidence |  |  |  | 74.15 |  |  | Additional 50% Reduction | Afghanistan | AFG |  |  | FALSE
2022-02-07 | cumulative_infections |  |  |  | 19221867.5 |  |  | Additional 50% Reduction | Afghanistan | AFG |  |  | FALSE
2022-02-07 | hospital_demand |  |  |  | 5253.67 |  |  | Maintain Status Quo | Afghanistan | AFG |  |  | FALSE
2022-02-07 | ICU_demand |  |  |  | 345.23 |  |  | Maintain Status Quo | Afghanistan | AFG |  |  | FALSE
2022-02-07 | infections |  |  |  | 153361.87 |  |  | Maintain Status Quo | Afghanistan | AFG |  |  | FALSE
2022-02-07 | hospital_incidence |  |  |  | 779.95 |  |  | Maintain Status Quo | Afghanistan | AFG |  |  | FALSE
2022-02-07 | ICU_incidence |  |  |  | 74.15 |  |  | Maintain Status Quo | Afghanistan | AFG |  |  | FALSE
2022-02-07 | cumulative_infections |  |  |  | 19221867.5 |  |  | Maintain Status Quo | Afghanistan | AFG |  |  | FALSE
2022-02-07 | hospital_demand |  |  |  | 5253.67 |  |  | Relax Interventions 50% | Afghanistan | AFG |  |  | FALSE
2022-02-07 | ICU_demand |  |  |  | 345.23 |  |  | Relax Interventions 50% | Afghanistan | AFG |  |  | FALSE
2022-02-07 | infections |  |  |  | 153361.87 |  |  | Relax Interventions 50% | Afghanistan | AFG |  |  | FALSE
2022-02-07 | hospital_incidence |  |  |  | 779.95 |  |  | Relax Interventions 50% | Afghanistan | AFG |  |  | FALSE
2022-02-07 | ICU_incidence |  |  |  | 74.15 |  |  | Relax Interventions 50% | Afghanistan | AFG |  |  | FALSE
2022-02-07 | cumulative_infections |  |  |  | 19221867.5 |  |  | Relax Interventions 50% | Afghanistan | AFG |  |  | FALSE
2022-02-08 | hospital_demand |  |  |  | 5510.64 |  |  | Additional 50% Reduction | Afghanistan | AFG |  |  | FALSE
2022-02-08 | ICU_demand |  |  |  | 348.53 |  |  | Additional 50% Reduction | Afghanistan | AFG |  |  | FALSE
2022-02-08 | infections |  |  |  | 152152.53 |  |  | Additional 50% Reduction | Afghanistan | AFG |  |  | FALSE
2022-02-08 | hospital_incidence |  |  |  | 796.18 |  |  | Additional 50% Reduction | Afghanistan | AFG |  |  | FALSE
2022-02-08 | ICU_incidence |  |  |  | 75.74 |  |  | Additional 50% Reduction | Afghanistan | AFG |  |  | FALSE
2022-02-08 | cumulative_infections |  |  |  | 19374020.1 |  |  | Additional 50% Reduction | Afghanistan | AFG |  |  | FALSE
2022-02-08 | hospital_demand |  |  |  | 5510.64 |  |  | Maintain Status Quo | Afghanistan | AFG |  |  | FALSE
2022-02-08 | ICU_demand |  |  |  | 348.53 |  |  | Maintain Status Quo | Afghanistan | AFG |  |  | FALSE
2022-02-08 | infections |  |  |  | 152152.53 |  |  | Maintain Status Quo | Afghanistan | AFG |  |  | FALSE
2022-02-08 | hospital_incidence |  |  |  | 796.18 |  |  | Maintain Status Quo | Afghanistan | AFG |  |  | FALSE
2022-02-08 | ICU_incidence |  |  |  | 75.74 |  |  | Maintain Status Quo | Afghanistan | AFG |  |  | FALSE
2022-02-08 | cumulative_infections |  |  |  | 19374020.1 |  |  | Maintain Status Quo | Afghanistan | AFG |  |  | FALSE
2022-02-08 | hospital_demand |  |  |  | 5510.64 |  |  | Relax Interventions 50% | Afghanistan | AFG |  |  | FALSE
2022-02-08 | ICU_demand |  |  |  | 348.53 |  |  | Relax Interventions 50% | Afghanistan | AFG |  |  | FALSE
2022-02-08 | infections |  |  |  | 152152.53 |  |  | Relax Interventions 50% | Afghanistan | AFG |  |  | FALSE
2022-02-08 | hospital_incidence |  |  |  | 796.18 |  |  | Relax Interventions 50% | Afghanistan | AFG |  |  | FALSE
2022-02-08 | ICU_incidence |  |  |  | 75.74 |  |  | Relax Interventions 50% | Afghanistan | AFG |  |  | FALSE
2022-02-08 | cumulative_infections |  |  |  | 19374020.1 |  |  | Relax Interventions 50% | Afghanistan | AFG |  |  | FALSE
2022-02-09 | hospital_demand |  |  |  | 5752.52 |  |  | Additional 50% Reduction | Afghanistan | AFG |  |  | FALSE
2022-02-09 | ICU_demand |  |  |  | 351.06 |  |  | Additional 50% Reduction | Afghanistan | AFG |  |  | FALSE
2022-02-09 | infections |  |  |  | 151077.83 |  |  | Additional 50% Reduction | Afghanistan | AFG |  |  | FALSE
2022-02-09 | hospital_incidence |  |  |  | 806.38 |  |  | Additional 50% Reduction | Afghanistan | AFG |  |  | FALSE
2022-02-09 | ICU_incidence |  |  |  | 76.76 |  |  | Additional 50% Reduction | Afghanistan | AFG |  |  | FALSE
2022-02-09 | cumulative_infections |  |  |  | 19525097.9 |  |  | Additional 50% Reduction | Afghanistan | AFG |  |  | FALSE
2022-02-09 | hospital_demand |  |  |  | 5752.52 |  |  | Maintain Status Quo | Afghanistan | AFG |  |  | FALSE
2022-02-09 | ICU_demand |  |  |  | 351.06 |  |  | Maintain Status Quo | Afghanistan | AFG |  |  | FALSE
2022-02-09 | infections |  |  |  | 151077.83 |  |  | Maintain Status Quo | Afghanistan | AFG |  |  | FALSE
2022-02-09 | hospital_incidence |  |  |  | 806.38 |  |  | Maintain Status Quo | Afghanistan | AFG |  |  | FALSE
2022-02-09 | ICU_incidence |  |  |  | 76.76 |  |  | Maintain Status Quo | Afghanistan | AFG |  |  | FALSE
2022-02-09 | cumulative_infections |  |  |  | 19525097.9 |  |  | Maintain Status Quo | Afghanistan | AFG |  |  | FALSE
2022-02-09 | hospital_demand |  |  |  | 5752.52 |  |  | Relax Interventions 50% | Afghanistan | AFG |  |  | FALSE
2022-02-09 | ICU_demand |  |  |  | 351.06 |  |  | Relax Interventions 50% | Afghanistan | AFG |  |  | FALSE
2022-02-09 | infections |  |  |  | 151077.83 |  |  | Relax Interventions 50% | Afghanistan | AFG |  |  | FALSE
2022-02-09 | hospital_incidence |  |  |  | 806.38 |  |  | Relax Interventions 50% | Afghanistan | AFG |  |  | FALSE
2022-02-09 | ICU_incidence |  |  |  | 76.76 |  |  | Relax Interventions 50% | Afghanistan | AFG |  |  | FALSE
2022-02-09 | cumulative_infections |  |  |  | 19525097.9 |  |  | Relax Interventions 50% | Afghanistan | AFG |  |  | FALSE
2022-02-10 | hospital_demand |  |  |  | 5974.47 |  |  | Additional 50% Reduction | Afghanistan | AFG |  |  | FALSE
2022-02-10 | ICU_demand |  |  |  | 352.89 |  |  | Additional 50% Reduction | Afghanistan | AFG |  |  | FALSE
2022-02-10 | infections |  |  |  | 150052.64 |  |  | Additional 50% Reduction | Afghanistan | AFG |  |  | FALSE
2022-02-10 | hospital_incidence |  |  |  | 811.85 |  |  | Additional 50% Reduction | Afghanistan | AFG |  |  | FALSE
2022-02-10 | ICU_incidence |  |  |  | 77.34 |  |  | Additional 50% Reduction | Afghanistan | AFG |  |  | FALSE
2022-02-10 | cumulative_infections |  |  |  | 19675150.5 |  |  | Additional 50% Reduction | Afghanistan | AFG |  |  | FALSE
2022-02-10 | hospital_demand |  |  |  | 5974.47 |  |  | Maintain Status Quo | Afghanistan | AFG |  |  | FALSE
2022-02-10 | ICU_demand |  |  |  | 352.89 |  |  | Maintain Status Quo | Afghanistan | AFG |  |  | FALSE
2022-02-10 | infections |  |  |  | 150052.64 |  |  | Maintain Status Quo | Afghanistan | AFG |  |  | FALSE
2022-02-10 | hospital_incidence |  |  |  | 811.85 |  |  | Maintain Status Quo | Afghanistan | AFG |  |  | FALSE
2022-02-10 | ICU_incidence |  |  |  | 77.34 |  |  | Maintain Status Quo | Afghanistan | AFG |  |  | FALSE
2022-02-10 | cumulative_infections |  |  |  | 19675150.5 |  |  | Maintain Status Quo | Afghanistan | AFG |  |  | FALSE
2022-02-10 | hospital_demand |  |  |  | 5974.47 |  |  | Relax Interventions 50% | Afghanistan | AFG |  |  | FALSE
2022-02-10 | ICU_demand |  |  |  | 352.89 |  |  | Relax Interventions 50% | Afghanistan | AFG |  |  | FALSE
2022-02-10 | infections |  |  |  | 150052.64 |  |  | Relax Interventions 50% | Afghanistan | AFG |  |  | FALSE
2022-02-10 | hospital_incidence |  |  |  | 811.85 |  |  | Relax Interventions 50% | Afghanistan | AFG |  |  | FALSE
2022-02-10 | ICU_incidence |  |  |  | 77.34 |  |  | Relax Interventions 50% | Afghanistan | AFG |  |  | FALSE
2022-02-10 | cumulative_infections |  |  |  | 19675150.5 |  |  | Relax Interventions 50% | Afghanistan | AFG |  |  | FALSE
2022-02-11 | hospital_demand |  |  |  | 6173.46 |  |  | Additional 50% Reduction | Afghanistan | AFG |  |  | FALSE
2022-02-11 | ICU_demand |  |  |  | 354.15 |  |  | Additional 50% Reduction | Afghanistan | AFG |  |  | FALSE
2022-02-11 | infections |  |  |  | 148999.53 |  |  | Additional 50% Reduction | Afghanistan | AFG |  |  | FALSE
2022-02-11 | hospital_incidence |  |  |  | 813.76 |  |  | Additional 50% Reduction | Afghanistan | AFG |  |  | FALSE
2022-02-11 | ICU_incidence |  |  |  | 77.58 |  |  | Additional 50% Reduction | Afghanistan | AFG |  |  | FALSE
2022-02-11 | cumulative_infections |  |  |  | 19824150.1 |  |  | Additional 50% Reduction | Afghanistan | AFG |  |  | FALSE
2022-02-11 | hospital_demand |  |  |  | 6173.46 |  |  | Maintain Status Quo | Afghanistan | AFG |  |  | FALSE
2022-02-11 | ICU_demand |  |  |  | 354.15 |  |  | Maintain Status Quo | Afghanistan | AFG |  |  | FALSE
2022-02-11 | infections |  |  |  | 148999.53 |  |  | Maintain Status Quo | Afghanistan | AFG |  |  | FALSE
2022-02-11 | hospital_incidence |  |  |  | 813.76 |  |  | Maintain Status Quo | Afghanistan | AFG |  |  | FALSE
2022-02-11 | ICU_incidence |  |  |  | 77.58 |  |  | Maintain Status Quo | Afghanistan | AFG |  |  | FALSE
2022-02-11 | cumulative_infections |  |  |  | 19824150.1 |  |  | Maintain Status Quo | Afghanistan | AFG |  |  | FALSE
2022-02-11 | hospital_demand |  |  |  | 6173.46 |  |  | Relax Interventions 50% | Afghanistan | AFG |  |  | FALSE
2022-02-11 | ICU_demand |  |  |  | 354.15 |  |  | Relax Interventions 50% | Afghanistan | AFG |  |  | FALSE
2022-02-11 | infections |  |  |  | 148999.53 |  |  | Relax Interventions 50% | Afghanistan | AFG |  |  | FALSE
2022-02-11 | hospital_incidence |  |  |  | 813.76 |  |  | Relax Interventions 50% | Afghanistan | AFG |  |  | FALSE
2022-02-11 | ICU_incidence |  |  |  | 77.58 |  |  | Relax Interventions 50% | Afghanistan | AFG |  |  | FALSE
2022-02-11 | cumulative_infections |  |  |  | 19824150.1 |  |  | Relax Interventions 50% | Afghanistan | AFG |  |  | FALSE
2022-02-12 | hospital_demand |  |  |  | 6348.06 |  |  | Additional 50% Reduction | Afghanistan | AFG |  |  | FALSE
2022-02-12 | ICU_demand |  |  |  | 354.98 |  |  | Additional 50% Reduction | Afghanistan | AFG |  |  | FALSE
2022-02-12 | infections |  |  |  | 147868.66 |  |  | Additional 50% Reduction | Afghanistan | AFG |  |  | FALSE
2022-02-12 | hospital_incidence |  |  |  | 813.02 |  |  | Additional 50% Reduction | Afghanistan | AFG |  |  | FALSE
2022-02-12 | ICU_incidence |  |  |  | 77.58 |  |  | Additional 50% Reduction | Afghanistan | AFG |  |  | FALSE
2022-02-12 | cumulative_infections |  |  |  | 19972018.7 |  |  | Additional 50% Reduction | Afghanistan | AFG |  |  | FALSE
2022-02-12 | hospital_demand |  |  |  | 6348.06 |  |  | Maintain Status Quo | Afghanistan | AFG |  |  | FALSE
2022-02-12 | ICU_demand |  |  |  | 354.98 |  |  | Maintain Status Quo | Afghanistan | AFG |  |  | FALSE
2022-02-12 | infections |  |  |  | 147868.66 |  |  | Maintain Status Quo | Afghanistan | AFG |  |  | FALSE
2022-02-12 | hospital_incidence |  |  |  | 813.02 |  |  | Maintain Status Quo | Afghanistan | AFG |  |  | FALSE
2022-02-12 | ICU_incidence |  |  |  | 77.58 |  |  | Maintain Status Quo | Afghanistan | AFG |  |  | FALSE
2022-02-12 | cumulative_infections |  |  |  | 19972018.7 |  |  | Maintain Status Quo | Afghanistan | AFG |  |  | FALSE
2022-02-12 | hospital_demand |  |  |  | 6348.06 |  |  | Relax Interventions 50% | Afghanistan | AFG |  |  | FALSE
2022-02-12 | ICU_demand |  |  |  | 354.98 |  |  | Relax Interventions 50% | Afghanistan | AFG |  |  | FALSE
2022-02-12 | infections |  |  |  | 147868.66 |  |  | Relax Interventions 50% | Afghanistan | AFG |  |  | FALSE
2022-02-12 | hospital_incidence |  |  |  | 813.02 |  |  | Relax Interventions 50% | Afghanistan | AFG |  |  | FALSE
2022-02-12 | ICU_incidence |  |  |  | 77.58 |  |  | Relax Interventions 50% | Afghanistan | AFG |  |  | FALSE
2022-02-12 | cumulative_infections |  |  |  | 19972018.7 |  |  | Relax Interventions 50% | Afghanistan | AFG |  |  | FALSE
2022-02-13 | hospital_demand |  |  |  | 6497.98 |  |  | Additional 50% Reduction | Afghanistan | AFG |  |  | FALSE
2022-02-13 | ICU_demand |  |  |  | 355.47 |  |  | Additional 50% Reduction | Afghanistan | AFG |  |  | FALSE
2022-02-13 | infections |  |  |  | 146634.36 |  |  | Additional 50% Reduction | Afghanistan | AFG |  |  | FALSE
2022-02-13 | hospital_incidence |  |  |  | 810.31 |  |  | Additional 50% Reduction | Afghanistan | AFG |  |  | FALSE
2022-02-13 | ICU_incidence |  |  |  | 77.4 |  |  | Additional 50% Reduction | Afghanistan | AFG |  |  | FALSE
2022-02-13 | cumulative_infections |  |  |  | 20118653.1 |  |  | Additional 50% Reduction | Afghanistan | AFG |  |  | FALSE
2022-02-13 | hospital_demand |  |  |  | 6497.98 |  |  | Maintain Status Quo | Afghanistan | AFG |  |  | FALSE
2022-02-13 | ICU_demand |  |  |  | 355.47 |  |  | Maintain Status Quo | Afghanistan | AFG |  |  | FALSE
2022-02-13 | infections |  |  |  | 146634.36 |  |  | Maintain Status Quo | Afghanistan | AFG |  |  | FALSE
2022-02-13 | hospital_incidence |  |  |  | 810.31 |  |  | Maintain Status Quo | Afghanistan | AFG |  |  | FALSE
2022-02-13 | ICU_incidence |  |  |  | 77.4 |  |  | Maintain Status Quo | Afghanistan | AFG |  |  | FALSE
2022-02-13 | cumulative_infections |  |  |  | 20118653.1 |  |  | Maintain Status Quo | Afghanistan | AFG |  |  | FALSE
2022-02-13 | hospital_demand |  |  |  | 6497.98 |  |  | Relax Interventions 50% | Afghanistan | AFG |  |  | FALSE
2022-02-13 | ICU_demand |  |  |  | 355.47 |  |  | Relax Interventions 50% | Afghanistan | AFG |  |  | FALSE
2022-02-13 | infections |  |  |  | 146634.36 |  |  | Relax Interventions 50% | Afghanistan | AFG |  |  | FALSE
2022-02-13 | hospital_incidence |  |  |  | 810.31 |  |  | Relax Interventions 50% | Afghanistan | AFG |  |  | FALSE
2022-02-13 | ICU_incidence |  |  |  | 77.4 |  |  | Relax Interventions 50% | Afghanistan | AFG |  |  | FALSE
2022-02-13 | cumulative_infections |  |  |  | 20118653.1 |  |  | Relax Interventions 50% | Afghanistan | AFG |  |  | FALSE
2022-02-14 | hospital_demand |  |  |  | 6623.78 |  |  | Additional 50% Reduction | Afghanistan | AFG |  |  | FALSE
2022-02-14 | ICU_demand |  |  |  | 355.7 |  |  | Additional 50% Reduction | Afghanistan | AFG |  |  | FALSE
2022-02-14 | infections |  |  |  | 145286.89 |  |  | Additional 50% Reduction | Afghanistan | AFG |  |  | FALSE
2022-02-14 | hospital_incidence |  |  |  | 806.09 |  |  | Additional 50% Reduction | Afghanistan | AFG |  |  | FALSE
2022-02-14 | ICU_incidence |  |  |  | 77.09 |  |  | Additional 50% Reduction | Afghanistan | AFG |  |  | FALSE
2022-02-14 | cumulative_infections |  |  |  | 20263940 |  |  | Additional 50% Reduction | Afghanistan | AFG |  |  | FALSE
2022-02-14 | hospital_demand |  |  |  | 6623.78 |  |  | Maintain Status Quo | Afghanistan | AFG |  |  | FALSE
2022-02-14 | ICU_demand |  |  |  | 355.7 |  |  | Maintain Status Quo | Afghanistan | AFG |  |  | FALSE
2022-02-14 | infections |  |  |  | 145286.89 |  |  | Maintain Status Quo | Afghanistan | AFG |  |  | FALSE
2022-02-14 | hospital_incidence |  |  |  | 806.09 |  |  | Maintain Status Quo | Afghanistan | AFG |  |  | FALSE
2022-02-14 | ICU_incidence |  |  |  | 77.09 |  |  | Maintain Status Quo | Afghanistan | AFG |  |  | FALSE
2022-02-14 | cumulative_infections |  |  |  | 20263940 |  |  | Maintain Status Quo | Afghanistan | AFG |  |  | FALSE
2022-02-14 | hospital_demand |  |  |  | 6623.78 |  |  | Relax Interventions 50% | Afghanistan | AFG |  |  | FALSE
2022-02-14 | ICU_demand |  |  |  | 355.7 |  |  | Relax Interventions 50% | Afghanistan | AFG |  |  | FALSE
2022-02-14 | infections |  |  |  | 145286.89 |  |  | Relax Interventions 50% | Afghanistan | AFG |  |  | FALSE
2022-02-14 | hospital_incidence |  |  |  | 806.09 |  |  | Relax Interventions 50% | Afghanistan | AFG |  |  | FALSE
2022-02-14 | ICU_incidence |  |  |  | 77.09 |  |  | Relax Interventions 50% | Afghanistan | AFG |  |  | FALSE
2022-02-14 | cumulative_infections |  |  |  | 20263940 |  |  | Relax Interventions 50% | Afghanistan | AFG |  |  | FALSE
2022-02-15 | hospital_demand |  |  |  | 6726.53 |  |  | Additional 50% Reduction | Afghanistan | AFG |  |  | FALSE
2022-02-15 | ICU_demand |  |  |  | 355.71 |  |  | Additional 50% Reduction | Afghanistan | AFG |  |  | FALSE
2022-02-15 | infections |  |  |  | 143825.45 |  |  | Additional 50% Reduction | Afghanistan | AFG |  |  | FALSE
2022-02-15 | hospital_incidence |  |  |  | 800.66 |  |  | Additional 50% Reduction | Afghanistan | AFG |  |  | FALSE
2022-02-15 | ICU_incidence |  |  |  | 76.67 |  |  | Additional 50% Reduction | Afghanistan | AFG |  |  | FALSE
2022-02-15 | cumulative_infections |  |  |  | 20407765.4 |  |  | Additional 50% Reduction | Afghanistan | AFG |  |  | FALSE
2022-02-15 | hospital_demand |  |  |  | 6726.53 |  |  | Maintain Status Quo | Afghanistan | AFG |  |  | FALSE
2022-02-15 | ICU_demand |  |  |  | 355.71 |  |  | Maintain Status Quo | Afghanistan | AFG |  |  | FALSE
2022-02-15 | infections |  |  |  | 143825.45 |  |  | Maintain Status Quo | Afghanistan | AFG |  |  | FALSE
2022-02-15 | hospital_incidence |  |  |  | 800.66 |  |  | Maintain Status Quo | Afghanistan | AFG |  |  | FALSE
2022-02-15 | ICU_incidence |  |  |  | 76.67 |  |  | Maintain Status Quo | Afghanistan | AFG |  |  | FALSE
2022-02-15 | cumulative_infections |  |  |  | 20407765.4 |  |  | Maintain Status Quo | Afghanistan | AFG |  |  | FALSE
2022-02-15 | hospital_demand |  |  |  | 6726.53 |  |  | Relax Interventions 50% | Afghanistan | AFG |  |  | FALSE
2022-02-15 | ICU_demand |  |  |  | 355.71 |  |  | Relax Interventions 50% | Afghanistan | AFG |  |  | FALSE
2022-02-15 | infections |  |  |  | 143825.45 |  |  | Relax Interventions 50% | Afghanistan | AFG |  |  | FALSE
2022-02-15 | hospital_incidence |  |  |  | 800.66 |  |  | Relax Interventions 50% | Afghanistan | AFG |  |  | FALSE
2022-02-15 | ICU_incidence |  |  |  | 76.67 |  |  | Relax Interventions 50% | Afghanistan | AFG |  |  | FALSE
2022-02-15 | cumulative_infections |  |  |  | 20407765.4 |  |  | Relax Interventions 50% | Afghanistan | AFG |  |  | FALSE
2022-02-16 | hospital_demand |  |  |  | 6807.6 |  |  | Additional 50% Reduction | Afghanistan | AFG |  |  | FALSE
2022-02-16 | ICU_demand |  |  |  | 355.55 |  |  | Additional 50% Reduction | Afghanistan | AFG |  |  | FALSE
2022-02-16 | infections |  |  |  | 142253.59 |  |  | Additional 50% Reduction | Afghanistan | AFG |  |  | FALSE
2022-02-16 | hospital_incidence |  |  |  | 794.25 |  |  | Additional 50% Reduction | Afghanistan | AFG |  |  | FALSE
2022-02-16 | ICU_incidence |  |  |  | 76.17 |  |  | Additional 50% Reduction | Afghanistan | AFG |  |  | FALSE
2022-02-16 | cumulative_infections |  |  |  | 20550019 |  |  | Additional 50% Reduction | Afghanistan | AFG |  |  | FALSE
2022-02-16 | hospital_demand |  |  |  | 6807.6 |  |  | Maintain Status Quo | Afghanistan | AFG |  |  | FALSE
2022-02-16 | ICU_demand |  |  |  | 355.55 |  |  | Maintain Status Quo | Afghanistan | AFG |  |  | FALSE
2022-02-16 | infections |  |  |  | 142253.59 |  |  | Maintain Status Quo | Afghanistan | AFG |  |  | FALSE
2022-02-16 | hospital_incidence |  |  |  | 794.25 |  |  | Maintain Status Quo | Afghanistan | AFG |  |  | FALSE
2022-02-16 | ICU_incidence |  |  |  | 76.17 |  |  | Maintain Status Quo | Afghanistan | AFG |  |  | FALSE
2022-02-16 | cumulative_infections |  |  |  | 20550019 |  |  | Maintain Status Quo | Afghanistan | AFG |  |  | FALSE
2022-02-16 | hospital_demand |  |  |  | 6807.6 |  |  | Relax Interventions 50% | Afghanistan | AFG |  |  | FALSE
2022-02-16 | ICU_demand |  |  |  | 355.55 |  |  | Relax Interventions 50% | Afghanistan | AFG |  |  | FALSE
2022-02-16 | infections |  |  |  | 142253.59 |  |  | Relax Interventions 50% | Afghanistan | AFG |  |  | FALSE
2022-02-16 | hospital_incidence |  |  |  | 794.25 |  |  | Relax Interventions 50% | Afghanistan | AFG |  |  | FALSE
2022-02-16 | ICU_incidence |  |  |  | 76.17 |  |  | Relax Interventions 50% | Afghanistan | AFG |  |  | FALSE
2022-02-16 | cumulative_infections |  |  |  | 20550019 |  |  | Relax Interventions 50% | Afghanistan | AFG |  |  | FALSE
2022-02-17 | hospital_demand |  |  |  | 6868.52 |  |  | Additional 50% Reduction | Afghanistan | AFG |  |  | FALSE
2022-02-17 | ICU_demand |  |  |  | 355.23 |  |  | Additional 50% Reduction | Afghanistan | AFG |  |  | FALSE
2022-02-17 | infections |  |  |  | 140576.78 |  |  | Additional 50% Reduction | Afghanistan | AFG |  |  | FALSE
2022-02-17 | hospital_incidence |  |  |  | 786.98 |  |  | Additional 50% Reduction | Afghanistan | AFG |  |  | FALSE
2022-02-17 | ICU_incidence |  |  |  | 75.6 |  |  | Additional 50% Reduction | Afghanistan | AFG |  |  | FALSE
2022-02-17 | cumulative_infections |  |  |  | 20690595.8 |  |  | Additional 50% Reduction | Afghanistan | AFG |  |  | FALSE
2022-02-17 | hospital_demand |  |  |  | 6868.52 |  |  | Maintain Status Quo | Afghanistan | AFG |  |  | FALSE
2022-02-17 | ICU_demand |  |  |  | 355.23 |  |  | Maintain Status Quo | Afghanistan | AFG |  |  | FALSE
2022-02-17 | infections |  |  |  | 140576.78 |  |  | Maintain Status Quo | Afghanistan | AFG |  |  | FALSE
2022-02-17 | hospital_incidence |  |  |  | 786.98 |  |  | Maintain Status Quo | Afghanistan | AFG |  |  | FALSE
2022-02-17 | ICU_incidence |  |  |  | 75.6 |  |  | Maintain Status Quo | Afghanistan | AFG |  |  | FALSE
2022-02-17 | cumulative_infections |  |  |  | 20690595.8 |  |  | Maintain Status Quo | Afghanistan | AFG |  |  | FALSE
2022-02-17 | hospital_demand |  |  |  | 6868.52 |  |  | Relax Interventions 50% | Afghanistan | AFG |  |  | FALSE
2022-02-17 | ICU_demand |  |  |  | 355.23 |  |  | Relax Interventions 50% | Afghanistan | AFG |  |  | FALSE
2022-02-17 | infections |  |  |  | 140576.78 |  |  | Relax Interventions 50% | Afghanistan | AFG |  |  | FALSE
2022-02-17 | hospital_incidence |  |  |  | 786.98 |  |  | Relax Interventions 50% | Afghanistan | AFG |  |  | FALSE
2022-02-17 | ICU_incidence |  |  |  | 75.6 |  |  | Relax Interventions 50% | Afghanistan | AFG |  |  | FALSE
2022-02-17 | cumulative_infections |  |  |  | 20690595.8 |  |  | Relax Interventions 50% | Afghanistan | AFG |  |  | FALSE
2022-02-18 | hospital_demand |  |  |  | 6910.84 |  |  | Additional 50% Reduction | Afghanistan | AFG |  |  | FALSE
2022-02-18 | ICU_demand |  |  |  | 354.77 |  |  | Additional 50% Reduction | Afghanistan | AFG |  |  | FALSE
2022-02-18 | infections |  |  |  | 137354.92 |  |  | Additional 50% Reduction | Afghanistan | AFG |  |  | FALSE
2022-02-18 | hospital_incidence |  |  |  | 778.86 |  |  | Additional 50% Reduction | Afghanistan | AFG |  |  | FALSE
2022-02-18 | ICU_incidence |  |  |  | 74.96 |  |  | Additional 50% Reduction | Afghanistan | AFG |  |  | FALSE
2022-02-18 | cumulative_infections |  |  |  | 20827950.7 |  |  | Additional 50% Reduction | Afghanistan | AFG |  |  | FALSE
2022-02-18 | hospital_demand |  |  |  | 6910.84 |  |  | Maintain Status Quo | Afghanistan | AFG |  |  | FALSE
2022-02-18 | ICU_demand |  |  |  | 354.77 |  |  | Maintain Status Quo | Afghanistan | AFG |  |  | FALSE
2022-02-18 | infections |  |  |  | 137354.92 |  |  | Maintain Status Quo | Afghanistan | AFG |  |  | FALSE
2022-02-18 | hospital_incidence |  |  |  | 778.86 |  |  | Maintain Status Quo | Afghanistan | AFG |  |  | FALSE
2022-02-18 | ICU_incidence |  |  |  | 74.96 |  |  | Maintain Status Quo | Afghanistan | AFG |  |  | FALSE
2022-02-18 | cumulative_infections |  |  |  | 20827950.7 |  |  | Maintain Status Quo | Afghanistan | AFG |  |  | FALSE
2022-02-18 | hospital_demand |  |  |  | 6910.84 |  |  | Relax Interventions 50% | Afghanistan | AFG |  |  | FALSE
2022-02-18 | ICU_demand |  |  |  | 354.77 |  |  | Relax Interventions 50% | Afghanistan | AFG |  |  | FALSE
2022-02-18 | infections |  |  |  | 137354.92 |  |  | Relax Interventions 50% | Afghanistan | AFG |  |  | FALSE
2022-02-18 | hospital_incidence |  |  |  | 778.86 |  |  | Relax Interventions 50% | Afghanistan | AFG |  |  | FALSE
2022-02-18 | ICU_incidence |  |  |  | 74.96 |  |  | Relax Interventions 50% | Afghanistan | AFG |  |  | FALSE
2022-02-18 | cumulative_infections |  |  |  | 20827950.7 |  |  | Relax Interventions 50% | Afghanistan | AFG |  |  | FALSE
2022-02-19 | hospital_demand |  |  |  | 6935.57 |  |  | Additional 50% Reduction | Afghanistan | AFG |  |  | FALSE
2022-02-19 | ICU_demand |  |  |  | 354.15 |  |  | Additional 50% Reduction | Afghanistan | AFG |  |  | FALSE
2022-02-19 | infections |  |  |  | 132543.97 |  |  | Additional 50% Reduction | Afghanistan | AFG |  |  | FALSE
2022-02-19 | hospital_incidence |  |  |  | 768.95 |  |  | Additional 50% Reduction | Afghanistan | AFG |  |  | FALSE
2022-02-19 | ICU_incidence |  |  |  | 74.14 |  |  | Additional 50% Reduction | Afghanistan | AFG |  |  | FALSE
2022-02-19 | cumulative_infections |  |  |  | 20960494.7 |  |  | Additional 50% Reduction | Afghanistan | AFG |  |  | FALSE
2022-02-19 | hospital_demand |  |  |  | 6935.57 |  |  | Maintain Status Quo | Afghanistan | AFG |  |  | FALSE
2022-02-19 | ICU_demand |  |  |  | 354.15 |  |  | Maintain Status Quo | Afghanistan | AFG |  |  | FALSE
2022-02-19 | infections |  |  |  | 132543.97 |  |  | Maintain Status Quo | Afghanistan | AFG |  |  | FALSE
2022-02-19 | hospital_incidence |  |  |  | 768.95 |  |  | Maintain Status Quo | Afghanistan | AFG |  |  | FALSE
2022-02-19 | ICU_incidence |  |  |  | 74.14 |  |  | Maintain Status Quo | Afghanistan | AFG |  |  | FALSE
2022-02-19 | cumulative_infections |  |  |  | 20960494.7 |  |  | Maintain Status Quo | Afghanistan | AFG |  |  | FALSE
2022-02-19 | hospital_demand |  |  |  | 6935.57 |  |  | Relax Interventions 50% | Afghanistan | AFG |  |  | FALSE
2022-02-19 | ICU_demand |  |  |  | 354.15 |  |  | Relax Interventions 50% | Afghanistan | AFG |  |  | FALSE
2022-02-19 | infections |  |  |  | 132543.97 |  |  | Relax Interventions 50% | Afghanistan | AFG |  |  | FALSE
2022-02-19 | hospital_incidence |  |  |  | 768.95 |  |  | Relax Interventions 50% | Afghanistan | AFG |  |  | FALSE
2022-02-19 | ICU_incidence |  |  |  | 74.14 |  |  | Relax Interventions 50% | Afghanistan | AFG |  |  | FALSE
2022-02-19 | cumulative_infections |  |  |  | 20960494.7 |  |  | Relax Interventions 50% | Afghanistan | AFG |  |  | FALSE
2022-02-20 | hospital_demand |  |  |  | 6942.5 |  |  | Additional 50% Reduction | Afghanistan | AFG |  |  | FALSE
2022-02-20 | ICU_demand |  |  |  | 353.26 |  |  | Additional 50% Reduction | Afghanistan | AFG |  |  | FALSE
2022-02-20 | infections |  |  |  | 127334.84 |  |  | Additional 50% Reduction | Afghanistan | AFG |  |  | FALSE
2022-02-20 | hospital_incidence |  |  |  | 756.16 |  |  | Additional 50% Reduction | Afghanistan | AFG |  |  | FALSE
2022-02-20 | ICU_incidence |  |  |  | 73.03 |  |  | Additional 50% Reduction | Afghanistan | AFG |  |  | FALSE
2022-02-20 | cumulative_infections |  |  |  | 21087829.5 |  |  | Additional 50% Reduction | Afghanistan | AFG |  |  | FALSE
2022-02-20 | hospital_demand |  |  |  | 6942.5 |  |  | Maintain Status Quo | Afghanistan | AFG |  |  | FALSE
2022-02-20 | ICU_demand |  |  |  | 353.26 |  |  | Maintain Status Quo | Afghanistan | AFG |  |  | FALSE
2022-02-20 | infections |  |  |  | 127334.84 |  |  | Maintain Status Quo | Afghanistan | AFG |  |  | FALSE
2022-02-20 | hospital_incidence |  |  |  | 756.16 |  |  | Maintain Status Quo | Afghanistan | AFG |  |  | FALSE
2022-02-20 | ICU_incidence |  |  |  | 73.03 |  |  | Maintain Status Quo | Afghanistan | AFG |  |  | FALSE
2022-02-20 | cumulative_infections |  |  |  | 21087829.5 |  |  | Maintain Status Quo | Afghanistan | AFG |  |  | FALSE
2022-02-20 | hospital_demand |  |  |  | 6942.5 |  |  | Relax Interventions 50% | Afghanistan | AFG |  |  | FALSE
2022-02-20 | ICU_demand |  |  |  | 353.26 |  |  | Relax Interventions 50% | Afghanistan | AFG |  |  | FALSE
2022-02-20 | infections |  |  |  | 127334.84 |  |  | Relax Interventions 50% | Afghanistan | AFG |  |  | FALSE
2022-02-20 | hospital_incidence |  |  |  | 756.16 |  |  | Relax Interventions 50% | Afghanistan | AFG |  |  | FALSE
2022-02-20 | ICU_incidence |  |  |  | 73.03 |  |  | Relax Interventions 50% | Afghanistan | AFG |  |  | FALSE
2022-02-20 | cumulative_infections |  |  |  | 21087829.5 |  |  | Relax Interventions 50% | Afghanistan | AFG |  |  | FALSE
2022-02-21 | hospital_demand |  |  |  | 6930.59 |  |  | Additional 50% Reduction | Afghanistan | AFG |  |  | FALSE
2022-02-21 | ICU_demand |  |  |  | 352.01 |  |  | Additional 50% Reduction | Afghanistan | AFG |  |  | FALSE
2022-02-21 | infections |  |  |  | 122199.54 |  |  | Additional 50% Reduction | Afghanistan | AFG |  |  | FALSE
2022-02-21 | hospital_incidence |  |  |  | 740.12 |  |  | Additional 50% Reduction | Afghanistan | AFG |  |  | FALSE
2022-02-21 | ICU_incidence |  |  |  | 71.57 |  |  | Additional 50% Reduction | Afghanistan | AFG |  |  | FALSE
2022-02-21 | cumulative_infections |  |  |  | 21210029 |  |  | Additional 50% Reduction | Afghanistan | AFG |  |  | FALSE
2022-02-21 | hospital_demand |  |  |  | 6930.59 |  |  | Maintain Status Quo | Afghanistan | AFG |  |  | FALSE
2022-02-21 | ICU_demand |  |  |  | 352.01 |  |  | Maintain Status Quo | Afghanistan | AFG |  |  | FALSE
2022-02-21 | infections |  |  |  | 122199.54 |  |  | Maintain Status Quo | Afghanistan | AFG |  |  | FALSE
2022-02-21 | hospital_incidence |  |  |  | 740.12 |  |  | Maintain Status Quo | Afghanistan | AFG |  |  | FALSE
2022-02-21 | ICU_incidence |  |  |  | 71.57 |  |  | Maintain Status Quo | Afghanistan | AFG |  |  | FALSE
2022-02-21 | cumulative_infections |  |  |  | 21210029 |  |  | Maintain Status Quo | Afghanistan | AFG |  |  | FALSE
2022-02-21 | hospital_demand |  |  |  | 6930.59 |  |  | Relax Interventions 50% | Afghanistan | AFG |  |  | FALSE
2022-02-21 | ICU_demand |  |  |  | 352.01 |  |  | Relax Interventions 50% | Afghanistan | AFG |  |  | FALSE
2022-02-21 | infections |  |  |  | 122199.54 |  |  | Relax Interventions 50% | Afghanistan | AFG |  |  | FALSE
2022-02-21 | hospital_incidence |  |  |  | 740.12 |  |  | Relax Interventions 50% | Afghanistan | AFG |  |  | FALSE
2022-02-21 | ICU_incidence |  |  |  | 71.57 |  |  | Relax Interventions 50% | Afghanistan | AFG |  |  | FALSE
2022-02-21 | cumulative_infections |  |  |  | 21210029 |  |  | Relax Interventions 50% | Afghanistan | AFG |  |  | FALSE
2022-02-22 | hospital_demand |  |  |  | 6898.81 |  |  | Additional 50% Reduction | Afghanistan | AFG |  |  | FALSE
2022-02-22 | ICU_demand |  |  |  | 350.37 |  |  | Additional 50% Reduction | Afghanistan | AFG |  |  | FALSE
2022-02-22 | infections |  |  |  | 117277.74 |  |  | Additional 50% Reduction | Afghanistan | AFG |  |  | FALSE
2022-02-22 | hospital_incidence |  |  |  | 721.18 |  |  | Additional 50% Reduction | Afghanistan | AFG |  |  | FALSE
2022-02-22 | ICU_incidence |  |  |  | 69.81 |  |  | Additional 50% Reduction | Afghanistan | AFG |  |  | FALSE
2022-02-22 | cumulative_infections |  |  |  | 21327306.8 |  |  | Additional 50% Reduction | Afghanistan | AFG |  |  | FALSE
2022-02-22 | hospital_demand |  |  |  | 6898.81 |  |  | Maintain Status Quo | Afghanistan | AFG |  |  | FALSE
2022-02-22 | ICU_demand |  |  |  | 350.37 |  |  | Maintain Status Quo | Afghanistan | AFG |  |  | FALSE
2022-02-22 | infections |  |  |  | 117277.74 |  |  | Maintain Status Quo | Afghanistan | AFG |  |  | FALSE
2022-02-22 | hospital_incidence |  |  |  | 721.18 |  |  | Maintain Status Quo | Afghanistan | AFG |  |  | FALSE
2022-02-22 | ICU_incidence |  |  |  | 69.81 |  |  | Maintain Status Quo | Afghanistan | AFG |  |  | FALSE
2022-02-22 | cumulative_infections |  |  |  | 21327306.8 |  |  | Maintain Status Quo | Afghanistan | AFG |  |  | FALSE
2022-02-22 | hospital_demand |  |  |  | 6898.81 |  |  | Relax Interventions 50% | Afghanistan | AFG |  |  | FALSE
2022-02-22 | ICU_demand |  |  |  | 350.37 |  |  | Relax Interventions 50% | Afghanistan | AFG |  |  | FALSE
2022-02-22 | infections |  |  |  | 117277.74 |  |  | Relax Interventions 50% | Afghanistan | AFG |  |  | FALSE
2022-02-22 | hospital_incidence |  |  |  | 721.18 |  |  | Relax Interventions 50% | Afghanistan | AFG |  |  | FALSE
2022-02-22 | ICU_incidence |  |  |  | 69.81 |  |  | Relax Interventions 50% | Afghanistan | AFG |  |  | FALSE
2022-02-22 | cumulative_infections |  |  |  | 21327306.8 |  |  | Relax Interventions 50% | Afghanistan | AFG |  |  | FALSE
2022-02-23 | hospital_demand |  |  |  | 6846.71 |  |  | Additional 50% Reduction | Afghanistan | AFG |  |  | FALSE
2022-02-23 | ICU_demand |  |  |  | 348.38 |  |  | Additional 50% Reduction | Afghanistan | AFG |  |  | FALSE
2022-02-23 | infections |  |  |  | 112578.94 |  |  | Additional 50% Reduction | Afghanistan | AFG |  |  | FALSE
2022-02-23 | hospital_incidence |  |  |  | 700.01 |  |  | Additional 50% Reduction | Afghanistan | AFG |  |  | FALSE
2022-02-23 | ICU_incidence |  |  |  | 67.81 |  |  | Additional 50% Reduction | Afghanistan | AFG |  |  | FALSE
2022-02-23 | cumulative_infections |  |  |  | 21439885.7 |  |  | Additional 50% Reduction | Afghanistan | AFG |  |  | FALSE
2022-02-23 | hospital_demand |  |  |  | 6846.71 |  |  | Maintain Status Quo | Afghanistan | AFG |  |  | FALSE
2022-02-23 | ICU_demand |  |  |  | 348.38 |  |  | Maintain Status Quo | Afghanistan | AFG |  |  | FALSE
2022-02-23 | infections |  |  |  | 112578.94 |  |  | Maintain Status Quo | Afghanistan | AFG |  |  | FALSE
2022-02-23 | hospital_incidence |  |  |  | 700.01 |  |  | Maintain Status Quo | Afghanistan | AFG |  |  | FALSE
2022-02-23 | ICU_incidence |  |  |  | 67.81 |  |  | Maintain Status Quo | Afghanistan | AFG |  |  | FALSE
2022-02-23 | cumulative_infections |  |  |  | 21439885.7 |  |  | Maintain Status Quo | Afghanistan | AFG |  |  | FALSE
2022-02-23 | hospital_demand |  |  |  | 6846.71 |  |  | Relax Interventions 50% | Afghanistan | AFG |  |  | FALSE
2022-02-23 | ICU_demand |  |  |  | 348.38 |  |  | Relax Interventions 50% | Afghanistan | AFG |  |  | FALSE
2022-02-23 | infections |  |  |  | 112578.94 |  |  | Relax Interventions 50% | Afghanistan | AFG |  |  | FALSE
2022-02-23 | hospital_incidence |  |  |  | 700.01 |  |  | Relax Interventions 50% | Afghanistan | AFG |  |  | FALSE
2022-02-23 | ICU_incidence |  |  |  | 67.81 |  |  | Relax Interventions 50% | Afghanistan | AFG |  |  | FALSE
2022-02-23 | cumulative_infections |  |  |  | 21439885.7 |  |  | Relax Interventions 50% | Afghanistan | AFG |  |  | FALSE
2022-02-24 | hospital_demand |  |  |  | 6774.61 |  |  | Additional 50% Reduction | Afghanistan | AFG |  |  | FALSE
2022-02-24 | ICU_demand |  |  |  | 346.11 |  |  | Additional 50% Reduction | Afghanistan | AFG |  |  | FALSE
2022-02-24 | infections |  |  |  | 108075.32 |  |  | Additional 50% Reduction | Afghanistan | AFG |  |  | FALSE
2022-02-24 | hospital_incidence |  |  |  | 677.32 |  |  | Additional 50% Reduction | Afghanistan | AFG |  |  | FALSE
2022-02-24 | ICU_incidence |  |  |  | 65.65 |  |  | Additional 50% Reduction | Afghanistan | AFG |  |  | FALSE
2022-02-24 | cumulative_infections |  |  |  | 21547961 |  |  | Additional 50% Reduction | Afghanistan | AFG |  |  | FALSE
2022-02-24 | hospital_demand |  |  |  | 6774.61 |  |  | Maintain Status Quo | Afghanistan | AFG |  |  | FALSE
2022-02-24 | ICU_demand |  |  |  | 346.11 |  |  | Maintain Status Quo | Afghanistan | AFG |  |  | FALSE
2022-02-24 | infections |  |  |  | 108075.32 |  |  | Maintain Status Quo | Afghanistan | AFG |  |  | FALSE
2022-02-24 | hospital_incidence |  |  |  | 677.32 |  |  | Maintain Status Quo | Afghanistan | AFG |  |  | FALSE
2022-02-24 | ICU_incidence |  |  |  | 65.65 |  |  | Maintain Status Quo | Afghanistan | AFG |  |  | FALSE
2022-02-24 | cumulative_infections |  |  |  | 21547961 |  |  | Maintain Status Quo | Afghanistan | AFG |  |  | FALSE
2022-02-24 | hospital_demand |  |  |  | 6774.61 |  |  | Relax Interventions 50% | Afghanistan | AFG |  |  | FALSE
2022-02-24 | ICU_demand |  |  |  | 346.11 |  |  | Relax Interventions 50% | Afghanistan | AFG |  |  | FALSE
2022-02-24 | infections |  |  |  | 108075.32 |  |  | Relax Interventions 50% | Afghanistan | AFG |  |  | FALSE
2022-02-24 | hospital_incidence |  |  |  | 677.32 |  |  | Relax Interventions 50% | Afghanistan | AFG |  |  | FALSE
2022-02-24 | ICU_incidence |  |  |  | 65.65 |  |  | Relax Interventions 50% | Afghanistan | AFG |  |  | FALSE
2022-02-24 | cumulative_infections |  |  |  | 21547961 |  |  | Relax Interventions 50% | Afghanistan | AFG |  |  | FALSE
2022-02-25 | hospital_demand |  |  |  | 6683.51 |  |  | Additional 50% Reduction | Afghanistan | AFG |  |  | FALSE
2022-02-25 | ICU_demand |  |  |  | 343.6 |  |  | Additional 50% Reduction | Afghanistan | AFG |  |  | FALSE
2022-02-25 | infections |  |  |  | 103737.55 |  |  | Additional 50% Reduction | Afghanistan | AFG |  |  | FALSE
2022-02-25 | hospital_incidence |  |  |  | 653.77 |  |  | Additional 50% Reduction | Afghanistan | AFG |  |  | FALSE
2022-02-25 | ICU_incidence |  |  |  | 63.41 |  |  | Additional 50% Reduction | Afghanistan | AFG |  |  | FALSE
2022-02-25 | cumulative_infections |  |  |  | 21651698.6 |  |  | Additional 50% Reduction | Afghanistan | AFG |  |  | FALSE
2022-02-25 | hospital_demand |  |  |  | 6683.51 |  |  | Maintain Status Quo | Afghanistan | AFG |  |  | FALSE
2022-02-25 | ICU_demand |  |  |  | 343.6 |  |  | Maintain Status Quo | Afghanistan | AFG |  |  | FALSE
2022-02-25 | infections |  |  |  | 103737.55 |  |  | Maintain Status Quo | Afghanistan | AFG |  |  | FALSE
2022-02-25 | hospital_incidence |  |  |  | 653.77 |  |  | Maintain Status Quo | Afghanistan | AFG |  |  | FALSE
2022-02-25 | ICU_incidence |  |  |  | 63.41 |  |  | Maintain Status Quo | Afghanistan | AFG |  |  | FALSE
2022-02-25 | cumulative_infections |  |  |  | 21651698.6 |  |  | Maintain Status Quo | Afghanistan | AFG |  |  | FALSE
2022-02-25 | hospital_demand |  |  |  | 6683.51 |  |  | Relax Interventions 50% | Afghanistan | AFG |  |  | FALSE
2022-02-25 | ICU_demand |  |  |  | 343.6 |  |  | Relax Interventions 50% | Afghanistan | AFG |  |  | FALSE
2022-02-25 | infections |  |  |  | 103737.55 |  |  | Relax Interventions 50% | Afghanistan | AFG |  |  | FALSE
2022-02-25 | hospital_incidence |  |  |  | 653.77 |  |  | Relax Interventions 50% | Afghanistan | AFG |  |  | FALSE
2022-02-25 | ICU_incidence |  |  |  | 63.41 |  |  | Relax Interventions 50% | Afghanistan | AFG |  |  | FALSE
2022-02-25 | cumulative_infections |  |  |  | 21651698.6 |  |  | Relax Interventions 50% | Afghanistan | AFG |  |  | FALSE
2022-02-26 | hospital_demand |  |  |  | 6574.97 |  |  | Additional 50% Reduction | Afghanistan | AFG |  |  | FALSE
2022-02-26 | ICU_demand |  |  |  | 340.92 |  |  | Additional 50% Reduction | Afghanistan | AFG |  |  | FALSE
2022-02-26 | infections |  |  |  | 99544.84 |  |  | Additional 50% Reduction | Afghanistan | AFG |  |  | FALSE
2022-02-26 | hospital_incidence |  |  |  | 629.85 |  |  | Additional 50% Reduction | Afghanistan | AFG |  |  | FALSE
2022-02-26 | ICU_incidence |  |  |  | 61.12 |  |  | Additional 50% Reduction | Afghanistan | AFG |  |  | FALSE
2022-02-26 | cumulative_infections |  |  |  | 21751243.4 |  |  | Additional 50% Reduction | Afghanistan | AFG |  |  | FALSE
2022-02-26 | hospital_demand |  |  |  | 6574.97 |  |  | Maintain Status Quo | Afghanistan | AFG |  |  | FALSE
2022-02-26 | ICU_demand |  |  |  | 340.92 |  |  | Maintain Status Quo | Afghanistan | AFG |  |  | FALSE
2022-02-26 | infections |  |  |  | 99544.84 |  |  | Maintain Status Quo | Afghanistan | AFG |  |  | FALSE
2022-02-26 | hospital_incidence |  |  |  | 629.85 |  |  | Maintain Status Quo | Afghanistan | AFG |  |  | FALSE
2022-02-26 | ICU_incidence |  |  |  | 61.12 |  |  | Maintain Status Quo | Afghanistan | AFG |  |  | FALSE
2022-02-26 | cumulative_infections |  |  |  | 21751243.4 |  |  | Maintain Status Quo | Afghanistan | AFG |  |  | FALSE
2022-02-26 | hospital_demand |  |  |  | 6574.97 |  |  | Relax Interventions 50% | Afghanistan | AFG |  |  | FALSE
2022-02-26 | ICU_demand |  |  |  | 340.92 |  |  | Relax Interventions 50% | Afghanistan | AFG |  |  | FALSE
2022-02-26 | infections |  |  |  | 99544.84 |  |  | Relax Interventions 50% | Afghanistan | AFG |  |  | FALSE
2022-02-26 | hospital_incidence |  |  |  | 629.85 |  |  | Relax Interventions 50% | Afghanistan | AFG |  |  | FALSE
2022-02-26 | ICU_incidence |  |  |  | 61.12 |  |  | Relax Interventions 50% | Afghanistan | AFG |  |  | FALSE
2022-02-26 | cumulative_infections |  |  |  | 21751243.4 |  |  | Relax Interventions 50% | Afghanistan | AFG |  |  | FALSE
2022-02-27 | hospital_demand |  |  |  | 6450.87 |  |  | Additional 50% Reduction | Afghanistan | AFG |  |  | FALSE
2022-02-27 | ICU_demand |  |  |  | 338.12 |  |  | Additional 50% Reduction | Afghanistan | AFG |  |  | FALSE
2022-02-27 | infections |  |  |  | 95485 |  |  | Additional 50% Reduction | Afghanistan | AFG |  |  | FALSE
2022-02-27 | hospital_incidence |  |  |  | 605.92 |  |  | Additional 50% Reduction | Afghanistan | AFG |  |  | FALSE
2022-02-27 | ICU_incidence |  |  |  | 58.83 |  |  | Additional 50% Reduction | Afghanistan | AFG |  |  | FALSE
2022-02-27 | cumulative_infections |  |  |  | 21846728.4 |  |  | Additional 50% Reduction | Afghanistan | AFG |  |  | FALSE
2022-02-27 | hospital_demand |  |  |  | 6450.87 |  |  | Maintain Status Quo | Afghanistan | AFG |  |  | FALSE
2022-02-27 | ICU_demand |  |  |  | 338.12 |  |  | Maintain Status Quo | Afghanistan | AFG |  |  | FALSE
2022-02-27 | infections |  |  |  | 95485 |  |  | Maintain Status Quo | Afghanistan | AFG |  |  | FALSE
2022-02-27 | hospital_incidence |  |  |  | 605.92 |  |  | Maintain Status Quo | Afghanistan | AFG |  |  | FALSE
2022-02-27 | ICU_incidence |  |  |  | 58.83 |  |  | Maintain Status Quo | Afghanistan | AFG |  |  | FALSE
2022-02-27 | cumulative_infections |  |  |  | 21846728.4 |  |  | Maintain Status Quo | Afghanistan | AFG |  |  | FALSE
2022-02-27 | hospital_demand |  |  |  | 6450.87 |  |  | Relax Interventions 50% | Afghanistan | AFG |  |  | FALSE
2022-02-27 | ICU_demand |  |  |  | 338.12 |  |  | Relax Interventions 50% | Afghanistan | AFG |  |  | FALSE
2022-02-27 | infections |  |  |  | 95485 |  |  | Relax Interventions 50% | Afghanistan | AFG |  |  | FALSE
2022-02-27 | hospital_incidence |  |  |  | 605.92 |  |  | Relax Interventions 50% | Afghanistan | AFG |  |  | FALSE
2022-02-27 | ICU_incidence |  |  |  | 58.83 |  |  | Relax Interventions 50% | Afghanistan | AFG |  |  | FALSE
2022-02-27 | cumulative_infections |  |  |  | 21846728.4 |  |  | Relax Interventions 50% | Afghanistan | AFG |  |  | FALSE
2022-02-28 | hospital_demand |  |  |  | 6313.31 |  |  | Additional 50% Reduction | Afghanistan | AFG |  |  | FALSE
2022-02-28 | ICU_demand |  |  |  | 335.23 |  |  | Additional 50% Reduction | Afghanistan | AFG |  |  | FALSE
2022-02-28 | infections |  |  |  | 91551.79 |  |  | Additional 50% Reduction | Afghanistan | AFG |  |  | FALSE
2022-02-28 | hospital_incidence |  |  |  | 582.24 |  |  | Additional 50% Reduction | Afghanistan | AFG |  |  | FALSE
2022-02-28 | ICU_incidence |  |  |  | 56.56 |  |  | Additional 50% Reduction | Afghanistan | AFG |  |  | FALSE
2022-02-28 | cumulative_infections |  |  |  | 21938280.2 |  |  | Additional 50% Reduction | Afghanistan | AFG |  |  | FALSE
2022-02-28 | hospital_demand |  |  |  | 6313.31 |  |  | Maintain Status Quo | Afghanistan | AFG |  |  | FALSE
2022-02-28 | ICU_demand |  |  |  | 335.23 |  |  | Maintain Status Quo | Afghanistan | AFG |  |  | FALSE
2022-02-28 | infections |  |  |  | 91551.79 |  |  | Maintain Status Quo | Afghanistan | AFG |  |  | FALSE
2022-02-28 | hospital_incidence |  |  |  | 582.24 |  |  | Maintain Status Quo | Afghanistan | AFG |  |  | FALSE
2022-02-28 | ICU_incidence |  |  |  | 56.56 |  |  | Maintain Status Quo | Afghanistan | AFG |  |  | FALSE
2022-02-28 | cumulative_infections |  |  |  | 21938280.2 |  |  | Maintain Status Quo | Afghanistan | AFG |  |  | FALSE
2022-02-28 | hospital_demand |  |  |  | 6313.31 |  |  | Relax Interventions 50% | Afghanistan | AFG |  |  | FALSE
2022-02-28 | ICU_demand |  |  |  | 335.23 |  |  | Relax Interventions 50% | Afghanistan | AFG |  |  | FALSE
2022-02-28 | infections |  |  |  | 91551.79 |  |  | Relax Interventions 50% | Afghanistan | AFG |  |  | FALSE
2022-02-28 | hospital_incidence |  |  |  | 582.24 |  |  | Relax Interventions 50% | Afghanistan | AFG |  |  | FALSE
2022-02-28 | ICU_incidence |  |  |  | 56.56 |  |  | Relax Interventions 50% | Afghanistan | AFG |  |  | FALSE
2022-02-28 | cumulative_infections |  |  |  | 21938280.2 |  |  | Relax Interventions 50% | Afghanistan | AFG |  |  | FALSE
2022-03-01 | hospital_demand |  |  |  | 6164.4 |  |  | Additional 50% Reduction | Afghanistan | AFG |  |  | FALSE
2022-03-01 | ICU_demand |  |  |  | 332.28 |  |  | Additional 50% Reduction | Afghanistan | AFG |  |  | FALSE
2022-03-01 | infections |  |  |  | 87742.31 |  |  | Additional 50% Reduction | Afghanistan | AFG |  |  | FALSE
2022-03-01 | hospital_incidence |  |  |  | 558.99 |  |  | Additional 50% Reduction | Afghanistan | AFG |  |  | FALSE
2022-03-01 | ICU_incidence |  |  |  | 54.33 |  |  | Additional 50% Reduction | Afghanistan | AFG |  |  | FALSE
2022-03-01 | cumulative_infections |  |  |  | 22026022.5 |  |  | Additional 50% Reduction | Afghanistan | AFG |  |  | FALSE
2022-03-01 | hospital_demand |  |  |  | 6164.4 |  |  | Maintain Status Quo | Afghanistan | AFG |  |  | FALSE
2022-03-01 | ICU_demand |  |  |  | 332.28 |  |  | Maintain Status Quo | Afghanistan | AFG |  |  | FALSE
2022-03-01 | infections |  |  |  | 87742.31 |  |  | Maintain Status Quo | Afghanistan | AFG |  |  | FALSE
2022-03-01 | hospital_incidence |  |  |  | 558.99 |  |  | Maintain Status Quo | Afghanistan | AFG |  |  | FALSE
2022-03-01 | ICU_incidence |  |  |  | 54.33 |  |  | Maintain Status Quo | Afghanistan | AFG |  |  | FALSE
2022-03-01 | cumulative_infections |  |  |  | 22026022.5 |  |  | Maintain Status Quo | Afghanistan | AFG |  |  | FALSE
2022-03-01 | hospital_demand |  |  |  | 6164.4 |  |  | Relax Interventions 50% | Afghanistan | AFG |  |  | FALSE
2022-03-01 | ICU_demand |  |  |  | 332.28 |  |  | Relax Interventions 50% | Afghanistan | AFG |  |  | FALSE
2022-03-01 | infections |  |  |  | 87742.31 |  |  | Relax Interventions 50% | Afghanistan | AFG |  |  | FALSE
2022-03-01 | hospital_incidence |  |  |  | 558.99 |  |  | Relax Interventions 50% | Afghanistan | AFG |  |  | FALSE
2022-03-01 | ICU_incidence |  |  |  | 54.33 |  |  | Relax Interventions 50% | Afghanistan | AFG |  |  | FALSE
2022-03-01 | cumulative_infections |  |  |  | 22026022.5 |  |  | Relax Interventions 50% | Afghanistan | AFG |  |  | FALSE
2022-03-02 | hospital_demand |  |  |  | 6006.21 |  |  | Additional 50% Reduction | Afghanistan | AFG |  |  | FALSE
2022-03-02 | ICU_demand |  |  |  | 329.28 |  |  | Additional 50% Reduction | Afghanistan | AFG |  |  | FALSE
2022-03-02 | infections |  |  |  | 84055.29 |  |  | Additional 50% Reduction | Afghanistan | AFG |  |  | FALSE
2022-03-02 | hospital_incidence |  |  |  | 536.26 |  |  | Additional 50% Reduction | Afghanistan | AFG |  |  | FALSE
2022-03-02 | ICU_incidence |  |  |  | 52.16 |  |  | Additional 50% Reduction | Afghanistan | AFG |  |  | FALSE
2022-03-02 | cumulative_infections |  |  |  | 22110077.8 |  |  | Additional 50% Reduction | Afghanistan | AFG |  |  | FALSE
2022-03-02 | hospital_demand |  |  |  | 6006.21 |  |  | Maintain Status Quo | Afghanistan | AFG |  |  | FALSE
2022-03-02 | ICU_demand |  |  |  | 329.28 |  |  | Maintain Status Quo | Afghanistan | AFG |  |  | FALSE
2022-03-02 | infections |  |  |  | 84055.29 |  |  | Maintain Status Quo | Afghanistan | AFG |  |  | FALSE
2022-03-02 | hospital_incidence |  |  |  | 536.26 |  |  | Maintain Status Quo | Afghanistan | AFG |  |  | FALSE
2022-03-02 | ICU_incidence |  |  |  | 52.16 |  |  | Maintain Status Quo | Afghanistan | AFG |  |  | FALSE
2022-03-02 | cumulative_infections |  |  |  | 22110077.8 |  |  | Maintain Status Quo | Afghanistan | AFG |  |  | FALSE
2022-03-02 | hospital_demand |  |  |  | 6006.21 |  |  | Relax Interventions 50% | Afghanistan | AFG |  |  | FALSE
2022-03-02 | ICU_demand |  |  |  | 329.28 |  |  | Relax Interventions 50% | Afghanistan | AFG |  |  | FALSE
2022-03-02 | infections |  |  |  | 84055.29 |  |  | Relax Interventions 50% | Afghanistan | AFG |  |  | FALSE
2022-03-02 | hospital_incidence |  |  |  | 536.26 |  |  | Relax Interventions 50% | Afghanistan | AFG |  |  | FALSE
2022-03-02 | ICU_incidence |  |  |  | 52.16 |  |  | Relax Interventions 50% | Afghanistan | AFG |  |  | FALSE
2022-03-02 | cumulative_infections |  |  |  | 22110077.8 |  |  | Relax Interventions 50% | Afghanistan | AFG |  |  | FALSE
2022-03-03 | hospital_demand |  |  |  | 5840.7 |  |  | Additional 50% Reduction | Afghanistan | AFG |  |  | FALSE
2022-03-03 | ICU_demand |  |  |  | 326.23 |  |  | Additional 50% Reduction | Afghanistan | AFG |  |  | FALSE
2022-03-03 | infections |  |  |  | 80489.99 |  |  | Additional 50% Reduction | Afghanistan | AFG |  |  | FALSE
2022-03-03 | hospital_incidence |  |  |  | 514.12 |  |  | Additional 50% Reduction | Afghanistan | AFG |  |  | FALSE
2022-03-03 | ICU_incidence |  |  |  | 50.05 |  |  | Additional 50% Reduction | Afghanistan | AFG |  |  | FALSE
2022-03-03 | cumulative_infections |  |  |  | 22190567.8 |  |  | Additional 50% Reduction | Afghanistan | AFG |  |  | FALSE
2022-03-03 | hospital_demand |  |  |  | 5840.7 |  |  | Maintain Status Quo | Afghanistan | AFG |  |  | FALSE
2022-03-03 | ICU_demand |  |  |  | 326.23 |  |  | Maintain Status Quo | Afghanistan | AFG |  |  | FALSE
2022-03-03 | infections |  |  |  | 80489.99 |  |  | Maintain Status Quo | Afghanistan | AFG |  |  | FALSE
2022-03-03 | hospital_incidence |  |  |  | 514.12 |  |  | Maintain Status Quo | Afghanistan | AFG |  |  | FALSE
2022-03-03 | ICU_incidence |  |  |  | 50.05 |  |  | Maintain Status Quo | Afghanistan | AFG |  |  | FALSE
2022-03-03 | cumulative_infections |  |  |  | 22190567.8 |  |  | Maintain Status Quo | Afghanistan | AFG |  |  | FALSE
2022-03-03 | hospital_demand |  |  |  | 5840.7 |  |  | Relax Interventions 50% | Afghanistan | AFG |  |  | FALSE
2022-03-03 | ICU_demand |  |  |  | 326.23 |  |  | Relax Interventions 50% | Afghanistan | AFG |  |  | FALSE
2022-03-03 | infections |  |  |  | 80489.99 |  |  | Relax Interventions 50% | Afghanistan | AFG |  |  | FALSE
2022-03-03 | hospital_incidence |  |  |  | 514.12 |  |  | Relax Interventions 50% | Afghanistan | AFG |  |  | FALSE
2022-03-03 | ICU_incidence |  |  |  | 50.05 |  |  | Relax Interventions 50% | Afghanistan | AFG |  |  | FALSE
2022-03-03 | cumulative_infections |  |  |  | 22190567.8 |  |  | Relax Interventions 50% | Afghanistan | AFG |  |  | FALSE
2022-03-04 | hospital_demand |  |  |  | 5669.67 |  |  | Additional 50% Reduction | Afghanistan | AFG |  |  | FALSE
2022-03-04 | ICU_demand |  |  |  | 323.11 |  |  | Additional 50% Reduction | Afghanistan | AFG |  |  | FALSE
2022-03-04 | infections |  |  |  | 77319.11 |  |  | Additional 50% Reduction | Afghanistan | AFG |  |  | FALSE
2022-03-04 | hospital_incidence |  |  |  | 492.66 |  |  | Additional 50% Reduction | Afghanistan | AFG |  |  | FALSE
2022-03-04 | ICU_incidence |  |  |  | 48 |  |  | Additional 50% Reduction | Afghanistan | AFG |  |  | FALSE
2022-03-04 | cumulative_infections |  |  |  | 22267886.9 |  |  | Additional 50% Reduction | Afghanistan | AFG |  |  | FALSE
2022-03-04 | hospital_demand |  |  |  | 5669.67 |  |  | Maintain Status Quo | Afghanistan | AFG |  |  | FALSE
2022-03-04 | ICU_demand |  |  |  | 323.11 |  |  | Maintain Status Quo | Afghanistan | AFG |  |  | FALSE
2022-03-04 | infections |  |  |  | 77319.11 |  |  | Maintain Status Quo | Afghanistan | AFG |  |  | FALSE
2022-03-04 | hospital_incidence |  |  |  | 492.66 |  |  | Maintain Status Quo | Afghanistan | AFG |  |  | FALSE
2022-03-04 | ICU_incidence |  |  |  | 48 |  |  | Maintain Status Quo | Afghanistan | AFG |  |  | FALSE
2022-03-04 | cumulative_infections |  |  |  | 22267886.9 |  |  | Maintain Status Quo | Afghanistan | AFG |  |  | FALSE
2022-03-04 | hospital_demand |  |  |  | 5669.67 |  |  | Relax Interventions 50% | Afghanistan | AFG |  |  | FALSE
2022-03-04 | ICU_demand |  |  |  | 323.11 |  |  | Relax Interventions 50% | Afghanistan | AFG |  |  | FALSE
2022-03-04 | infections |  |  |  | 77319.11 |  |  | Relax Interventions 50% | Afghanistan | AFG |  |  | FALSE
2022-03-04 | hospital_incidence |  |  |  | 492.66 |  |  | Relax Interventions 50% | Afghanistan | AFG |  |  | FALSE
2022-03-04 | ICU_incidence |  |  |  | 48 |  |  | Relax Interventions 50% | Afghanistan | AFG |  |  | FALSE
2022-03-04 | cumulative_infections |  |  |  | 22267886.9 |  |  | Relax Interventions 50% | Afghanistan | AFG |  |  | FALSE
2022-03-05 | hospital_demand |  |  |  | 5494.85 |  |  | Additional 50% Reduction | Afghanistan | AFG |  |  | FALSE
2022-03-05 | ICU_demand |  |  |  | 319.93 |  |  | Additional 50% Reduction | Afghanistan | AFG |  |  | FALSE
2022-03-05 | infections |  |  |  | 74538.45 |  |  | Additional 50% Reduction | Afghanistan | AFG |  |  | FALSE
2022-03-05 | hospital_incidence |  |  |  | 472.06 |  |  | Additional 50% Reduction | Afghanistan | AFG |  |  | FALSE
2022-03-05 | ICU_incidence |  |  |  | 46.02 |  |  | Additional 50% Reduction | Afghanistan | AFG |  |  | FALSE
2022-03-05 | cumulative_infections |  |  |  | 22342425.4 |  |  | Additional 50% Reduction | Afghanistan | AFG |  |  | FALSE
2022-03-05 | hospital_demand |  |  |  | 5494.85 |  |  | Maintain Status Quo | Afghanistan | AFG |  |  | FALSE
2022-03-05 | ICU_demand |  |  |  | 319.93 |  |  | Maintain Status Quo | Afghanistan | AFG |  |  | FALSE
2022-03-05 | infections |  |  |  | 74538.45 |  |  | Maintain Status Quo | Afghanistan | AFG |  |  | FALSE
2022-03-05 | hospital_incidence |  |  |  | 472.06 |  |  | Maintain Status Quo | Afghanistan | AFG |  |  | FALSE
2022-03-05 | ICU_incidence |  |  |  | 46.02 |  |  | Maintain Status Quo | Afghanistan | AFG |  |  | FALSE
2022-03-05 | cumulative_infections |  |  |  | 22342425.4 |  |  | Maintain Status Quo | Afghanistan | AFG |  |  | FALSE
2022-03-05 | hospital_demand |  |  |  | 5494.85 |  |  | Relax Interventions 50% | Afghanistan | AFG |  |  | FALSE
2022-03-05 | ICU_demand |  |  |  | 319.93 |  |  | Relax Interventions 50% | Afghanistan | AFG |  |  | FALSE
2022-03-05 | infections |  |  |  | 74538.45 |  |  | Relax Interventions 50% | Afghanistan | AFG |  |  | FALSE
2022-03-05 | hospital_incidence |  |  |  | 472.06 |  |  | Relax Interventions 50% | Afghanistan | AFG |  |  | FALSE
2022-03-05 | ICU_incidence |  |  |  | 46.02 |  |  | Relax Interventions 50% | Afghanistan | AFG |  |  | FALSE
2022-03-05 | cumulative_infections |  |  |  | 22342425.4 |  |  | Relax Interventions 50% | Afghanistan | AFG |  |  | FALSE
2022-03-06 | hospital_demand |  |  |  | 5318.01 |  |  | Additional 50% Reduction | Afghanistan | AFG |  |  | FALSE
2022-03-06 | ICU_demand |  |  |  | 316.71 |  |  | Additional 50% Reduction | Afghanistan | AFG |  |  | FALSE
2022-03-06 | infections |  |  |  | 71918.38 |  |  | Additional 50% Reduction | Afghanistan | AFG |  |  | FALSE
2022-03-06 | hospital_incidence |  |  |  | 452.56 |  |  | Additional 50% Reduction | Afghanistan | AFG |  |  | FALSE
2022-03-06 | ICU_incidence |  |  |  | 44.13 |  |  | Additional 50% Reduction | Afghanistan | AFG |  |  | FALSE
2022-03-06 | cumulative_infections |  |  |  | 22414343.8 |  |  | Additional 50% Reduction | Afghanistan | AFG |  |  | FALSE
2022-03-06 | hospital_demand |  |  |  | 5318.01 |  |  | Maintain Status Quo | Afghanistan | AFG |  |  | FALSE
2022-03-06 | ICU_demand |  |  |  | 316.71 |  |  | Maintain Status Quo | Afghanistan | AFG |  |  | FALSE
2022-03-06 | infections |  |  |  | 71918.38 |  |  | Maintain Status Quo | Afghanistan | AFG |  |  | FALSE
2022-03-06 | hospital_incidence |  |  |  | 452.56 |  |  | Maintain Status Quo | Afghanistan | AFG |  |  | FALSE
2022-03-06 | ICU_incidence |  |  |  | 44.13 |  |  | Maintain Status Quo | Afghanistan | AFG |  |  | FALSE
2022-03-06 | cumulative_infections |  |  |  | 22414343.8 |  |  | Maintain Status Quo | Afghanistan | AFG |  |  | FALSE
2022-03-06 | hospital_demand |  |  |  | 5318.01 |  |  | Relax Interventions 50% | Afghanistan | AFG |  |  | FALSE
2022-03-06 | ICU_demand |  |  |  | 316.71 |  |  | Relax Interventions 50% | Afghanistan | AFG |  |  | FALSE
2022-03-06 | infections |  |  |  | 71918.38 |  |  | Relax Interventions 50% | Afghanistan | AFG |  |  | FALSE
2022-03-06 | hospital_incidence |  |  |  | 452.56 |  |  | Relax Interventions 50% | Afghanistan | AFG |  |  | FALSE
2022-03-06 | ICU_incidence |  |  |  | 44.13 |  |  | Relax Interventions 50% | Afghanistan | AFG |  |  | FALSE
2022-03-06 | cumulative_infections |  |  |  | 22414343.8 |  |  | Relax Interventions 50% | Afghanistan | AFG |  |  | FALSE
2022-03-07 | hospital_demand |  |  |  | 5140.85 |  |  | Additional 50% Reduction | Afghanistan | AFG |  |  | FALSE
2022-03-07 | ICU_demand |  |  |  | 313.49 |  |  | Additional 50% Reduction | Afghanistan | AFG |  |  | FALSE
2022-03-07 | infections |  |  |  | 69371.5 |  |  | Additional 50% Reduction | Afghanistan | AFG |  |  | FALSE
2022-03-07 | hospital_incidence |  |  |  | 434.22 |  |  | Additional 50% Reduction | Afghanistan | AFG |  |  | FALSE
2022-03-07 | ICU_incidence |  |  |  | 42.34 |  |  | Additional 50% Reduction | Afghanistan | AFG |  |  | FALSE
2022-03-07 | cumulative_infections |  |  |  | 22483715.3 |  |  | Additional 50% Reduction | Afghanistan | AFG |  |  | FALSE
2022-03-07 | hospital_demand |  |  |  | 5140.85 |  |  | Maintain Status Quo | Afghanistan | AFG |  |  | FALSE
2022-03-07 | ICU_demand |  |  |  | 313.49 |  |  | Maintain Status Quo | Afghanistan | AFG |  |  | FALSE
2022-03-07 | infections |  |  |  | 69371.5 |  |  | Maintain Status Quo | Afghanistan | AFG |  |  | FALSE
2022-03-07 | hospital_incidence |  |  |  | 434.22 |  |  | Maintain Status Quo | Afghanistan | AFG |  |  | FALSE
2022-03-07 | ICU_incidence |  |  |  | 42.34 |  |  | Maintain Status Quo | Afghanistan | AFG |  |  | FALSE
2022-03-07 | cumulative_infections |  |  |  | 22483715.3 |  |  | Maintain Status Quo | Afghanistan | AFG |  |  | FALSE
2022-03-07 | hospital_demand |  |  |  | 5140.85 |  |  | Relax Interventions 50% | Afghanistan | AFG |  |  | FALSE
2022-03-07 | ICU_demand |  |  |  | 313.49 |  |  | Relax Interventions 50% | Afghanistan | AFG |  |  | FALSE
2022-03-07 | infections |  |  |  | 69371.5 |  |  | Relax Interventions 50% | Afghanistan | AFG |  |  | FALSE
2022-03-07 | hospital_incidence |  |  |  | 434.22 |  |  | Relax Interventions 50% | Afghanistan | AFG |  |  | FALSE
2022-03-07 | ICU_incidence |  |  |  | 42.34 |  |  | Relax Interventions 50% | Afghanistan | AFG |  |  | FALSE
2022-03-07 | cumulative_infections |  |  |  | 22483715.3 |  |  | Relax Interventions 50% | Afghanistan | AFG |  |  | FALSE
2022-03-08 | hospital_demand |  |  |  | 4964.91 |  |  | Additional 50% Reduction | Afghanistan | AFG |  |  | FALSE
2022-03-08 | ICU_demand |  |  |  | 310.28 |  |  | Additional 50% Reduction | Afghanistan | AFG |  |  | FALSE
2022-03-08 | infections |  |  |  | 66874.58 |  |  | Additional 50% Reduction | Afghanistan | AFG |  |  | FALSE
2022-03-08 | hospital_incidence |  |  |  | 416.97 |  |  | Additional 50% Reduction | Afghanistan | AFG |  |  | FALSE
2022-03-08 | ICU_incidence |  |  |  | 40.62 |  |  | Additional 50% Reduction | Afghanistan | AFG |  |  | FALSE
2022-03-08 | cumulative_infections |  |  |  | 22550589.8 |  |  | Additional 50% Reduction | Afghanistan | AFG |  |  | FALSE
2022-03-08 | hospital_demand |  |  |  | 4964.91 |  |  | Maintain Status Quo | Afghanistan | AFG |  |  | FALSE
2022-03-08 | ICU_demand |  |  |  | 310.28 |  |  | Maintain Status Quo | Afghanistan | AFG |  |  | FALSE
2022-03-08 | infections |  |  |  | 66874.58 |  |  | Maintain Status Quo | Afghanistan | AFG |  |  | FALSE
2022-03-08 | hospital_incidence |  |  |  | 416.97 |  |  | Maintain Status Quo | Afghanistan | AFG |  |  | FALSE
2022-03-08 | ICU_incidence |  |  |  | 40.62 |  |  | Maintain Status Quo | Afghanistan | AFG |  |  | FALSE
2022-03-08 | cumulative_infections |  |  |  | 22550589.8 |  |  | Maintain Status Quo | Afghanistan | AFG |  |  | FALSE
2022-03-08 | hospital_demand |  |  |  | 4964.91 |  |  | Relax Interventions 50% | Afghanistan | AFG |  |  | FALSE
2022-03-08 | ICU_demand |  |  |  | 310.28 |  |  | Relax Interventions 50% | Afghanistan | AFG |  |  | FALSE
2022-03-08 | infections |  |  |  | 66874.58 |  |  | Relax Interventions 50% | Afghanistan | AFG |  |  | FALSE
2022-03-08 | hospital_incidence |  |  |  | 416.97 |  |  | Relax Interventions 50% | Afghanistan | AFG |  |  | FALSE
2022-03-08 | ICU_incidence |  |  |  | 40.62 |  |  | Relax Interventions 50% | Afghanistan | AFG |  |  | FALSE
2022-03-08 | cumulative_infections |  |  |  | 22550589.8 |  |  | Relax Interventions 50% | Afghanistan | AFG |  |  | FALSE
2022-03-09 | hospital_demand |  |  |  | 4791.39 |  |  | Additional 50% Reduction | Afghanistan | AFG |  |  | FALSE
2022-03-09 | ICU_demand |  |  |  | 307.09 |  |  | Additional 50% Reduction | Afghanistan | AFG |  |  | FALSE
2022-03-09 | infections |  |  |  | 64428.43 |  |  | Additional 50% Reduction | Afghanistan | AFG |  |  | FALSE
2022-03-09 | hospital_incidence |  |  |  | 400.69 |  |  | Additional 50% Reduction | Afghanistan | AFG |  |  | FALSE
2022-03-09 | ICU_incidence |  |  |  | 38.99 |  |  | Additional 50% Reduction | Afghanistan | AFG |  |  | FALSE
2022-03-09 | cumulative_infections |  |  |  | 22615018.3 |  |  | Additional 50% Reduction | Afghanistan | AFG |  |  | FALSE
2022-03-09 | hospital_demand |  |  |  | 4791.39 |  |  | Maintain Status Quo | Afghanistan | AFG |  |  | FALSE
2022-03-09 | ICU_demand |  |  |  | 307.09 |  |  | Maintain Status Quo | Afghanistan | AFG |  |  | FALSE
2022-03-09 | infections |  |  |  | 64428.43 |  |  | Maintain Status Quo | Afghanistan | AFG |  |  | FALSE
2022-03-09 | hospital_incidence |  |  |  | 400.69 |  |  | Maintain Status Quo | Afghanistan | AFG |  |  | FALSE
2022-03-09 | ICU_incidence |  |  |  | 38.99 |  |  | Maintain Status Quo | Afghanistan | AFG |  |  | FALSE
2022-03-09 | cumulative_infections |  |  |  | 22615018.3 |  |  | Maintain Status Quo | Afghanistan | AFG |  |  | FALSE
2022-03-09 | hospital_demand |  |  |  | 4791.39 |  |  | Relax Interventions 50% | Afghanistan | AFG |  |  | FALSE
2022-03-09 | ICU_demand |  |  |  | 307.09 |  |  | Relax Interventions 50% | Afghanistan | AFG |  |  | FALSE
2022-03-09 | infections |  |  |  | 64428.43 |  |  | Relax Interventions 50% | Afghanistan | AFG |  |  | FALSE
2022-03-09 | hospital_incidence |  |  |  | 400.69 |  |  | Relax Interventions 50% | Afghanistan | AFG |  |  | FALSE
2022-03-09 | ICU_incidence |  |  |  | 38.99 |  |  | Relax Interventions 50% | Afghanistan | AFG |  |  | FALSE
2022-03-09 | cumulative_infections |  |  |  | 22615018.3 |  |  | Relax Interventions 50% | Afghanistan | AFG |  |  | FALSE
2022-03-10 | hospital_demand |  |  |  | 4621.23 |  |  | Additional 50% Reduction | Afghanistan | AFG |  |  | FALSE
2022-03-10 | ICU_demand |  |  |  | 303.94 |  |  | Additional 50% Reduction | Afghanistan | AFG |  |  | FALSE
2022-03-10 | infections |  |  |  | 62039.81 |  |  | Additional 50% Reduction | Afghanistan | AFG |  |  | FALSE
2022-03-10 | hospital_incidence |  |  |  | 385.24 |  |  | Additional 50% Reduction | Afghanistan | AFG |  |  | FALSE
2022-03-10 | ICU_incidence |  |  |  | 37.43 |  |  | Additional 50% Reduction | Afghanistan | AFG |  |  | FALSE
2022-03-10 | cumulative_infections |  |  |  | 22677058.1 |  |  | Additional 50% Reduction | Afghanistan | AFG |  |  | FALSE
2022-03-10 | hospital_demand |  |  |  | 4621.23 |  |  | Maintain Status Quo | Afghanistan | AFG |  |  | FALSE
2022-03-10 | ICU_demand |  |  |  | 303.94 |  |  | Maintain Status Quo | Afghanistan | AFG |  |  | FALSE
2022-03-10 | infections |  |  |  | 62039.81 |  |  | Maintain Status Quo | Afghanistan | AFG |  |  | FALSE
2022-03-10 | hospital_incidence |  |  |  | 385.24 |  |  | Maintain Status Quo | Afghanistan | AFG |  |  | FALSE
2022-03-10 | ICU_incidence |  |  |  | 37.43 |  |  | Maintain Status Quo | Afghanistan | AFG |  |  | FALSE
2022-03-10 | cumulative_infections |  |  |  | 22677058.1 |  |  | Maintain Status Quo | Afghanistan | AFG |  |  | FALSE
2022-03-10 | hospital_demand |  |  |  | 4621.23 |  |  | Relax Interventions 50% | Afghanistan | AFG |  |  | FALSE
2022-03-10 | ICU_demand |  |  |  | 303.94 |  |  | Relax Interventions 50% | Afghanistan | AFG |  |  | FALSE
2022-03-10 | infections |  |  |  | 62039.81 |  |  | Relax Interventions 50% | Afghanistan | AFG |  |  | FALSE
2022-03-10 | hospital_incidence |  |  |  | 385.24 |  |  | Relax Interventions 50% | Afghanistan | AFG |  |  | FALSE
2022-03-10 | ICU_incidence |  |  |  | 37.43 |  |  | Relax Interventions 50% | Afghanistan | AFG |  |  | FALSE
2022-03-10 | cumulative_infections |  |  |  | 22677058.1 |  |  | Relax Interventions 50% | Afghanistan | AFG |  |  | FALSE
2022-03-11 | hospital_demand |  |  |  | 4455.07 |  |  | Additional 50% Reduction | Afghanistan | AFG |  |  | FALSE
2022-03-11 | ICU_demand |  |  |  | 300.83 |  |  | Additional 50% Reduction | Afghanistan | AFG |  |  | FALSE
2022-03-11 | infections |  |  |  | 59714.85 |  |  | Additional 50% Reduction | Afghanistan | AFG |  |  | FALSE
2022-03-11 | hospital_incidence |  |  |  | 370.49 |  |  | Additional 50% Reduction | Afghanistan | AFG |  |  | FALSE
2022-03-11 | ICU_incidence |  |  |  | 35.93 |  |  | Additional 50% Reduction | Afghanistan | AFG |  |  | FALSE
2022-03-11 | cumulative_infections |  |  |  | 22736772.9 |  |  | Additional 50% Reduction | Afghanistan | AFG |  |  | FALSE
2022-03-11 | hospital_demand |  |  |  | 4455.07 |  |  | Maintain Status Quo | Afghanistan | AFG |  |  | FALSE
2022-03-11 | ICU_demand |  |  |  | 300.83 |  |  | Maintain Status Quo | Afghanistan | AFG |  |  | FALSE
2022-03-11 | infections |  |  |  | 59714.85 |  |  | Maintain Status Quo | Afghanistan | AFG |  |  | FALSE
2022-03-11 | hospital_incidence |  |  |  | 370.49 |  |  | Maintain Status Quo | Afghanistan | AFG |  |  | FALSE
2022-03-11 | ICU_incidence |  |  |  | 35.93 |  |  | Maintain Status Quo | Afghanistan | AFG |  |  | FALSE
2022-03-11 | cumulative_infections |  |  |  | 22736772.9 |  |  | Maintain Status Quo | Afghanistan | AFG |  |  | FALSE
2022-03-11 | hospital_demand |  |  |  | 4455.07 |  |  | Relax Interventions 50% | Afghanistan | AFG |  |  | FALSE
2022-03-11 | ICU_demand |  |  |  | 300.83 |  |  | Relax Interventions 50% | Afghanistan | AFG |  |  | FALSE
2022-03-11 | infections |  |  |  | 59714.85 |  |  | Relax Interventions 50% | Afghanistan | AFG |  |  | FALSE
2022-03-11 | hospital_incidence |  |  |  | 370.49 |  |  | Relax Interventions 50% | Afghanistan | AFG |  |  | FALSE
2022-03-11 | ICU_incidence |  |  |  | 35.93 |  |  | Relax Interventions 50% | Afghanistan | AFG |  |  | FALSE
2022-03-11 | cumulative_infections |  |  |  | 22736772.9 |  |  | Relax Interventions 50% | Afghanistan | AFG |  |  | FALSE
2022-03-12 | hospital_demand |  |  |  | 4293.33 |  |  | Additional 50% Reduction | Afghanistan | AFG |  |  | FALSE
2022-03-12 | ICU_demand |  |  |  | 297.78 |  |  | Additional 50% Reduction | Afghanistan | AFG |  |  | FALSE
2022-03-12 | infections |  |  |  | 57457.38 |  |  | Additional 50% Reduction | Afghanistan | AFG |  |  | FALSE
2022-03-12 | hospital_incidence |  |  |  | 356.36 |  |  | Additional 50% Reduction | Afghanistan | AFG |  |  | FALSE
2022-03-12 | ICU_incidence |  |  |  | 34.5 |  |  | Additional 50% Reduction | Afghanistan | AFG |  |  | FALSE
2022-03-12 | cumulative_infections |  |  |  | 22794230.3 |  |  | Additional 50% Reduction | Afghanistan | AFG |  |  | FALSE
2022-03-12 | hospital_demand |  |  |  | 4293.33 |  |  | Maintain Status Quo | Afghanistan | AFG |  |  | FALSE
2022-03-12 | ICU_demand |  |  |  | 297.78 |  |  | Maintain Status Quo | Afghanistan | AFG |  |  | FALSE
2022-03-12 | infections |  |  |  | 57457.38 |  |  | Maintain Status Quo | Afghanistan | AFG |  |  | FALSE
2022-03-12 | hospital_incidence |  |  |  | 356.36 |  |  | Maintain Status Quo | Afghanistan | AFG |  |  | FALSE
2022-03-12 | ICU_incidence |  |  |  | 34.5 |  |  | Maintain Status Quo | Afghanistan | AFG |  |  | FALSE
2022-03-12 | cumulative_infections |  |  |  | 22794230.3 |  |  | Maintain Status Quo | Afghanistan | AFG |  |  | FALSE
2022-03-12 | hospital_demand |  |  |  | 4293.33 |  |  | Relax Interventions 50% | Afghanistan | AFG |  |  | FALSE
2022-03-12 | ICU_demand |  |  |  | 297.78 |  |  | Relax Interventions 50% | Afghanistan | AFG |  |  | FALSE
2022-03-12 | infections |  |  |  | 57457.38 |  |  | Relax Interventions 50% | Afghanistan | AFG |  |  | FALSE
2022-03-12 | hospital_incidence |  |  |  | 356.36 |  |  | Relax Interventions 50% | Afghanistan | AFG |  |  | FALSE
2022-03-12 | ICU_incidence |  |  |  | 34.5 |  |  | Relax Interventions 50% | Afghanistan | AFG |  |  | FALSE
2022-03-12 | cumulative_infections |  |  |  | 22794230.3 |  |  | Relax Interventions 50% | Afghanistan | AFG |  |  | FALSE
2022-03-13 | hospital_demand |  |  |  | 4136.28 |  |  | Additional 50% Reduction | Afghanistan | AFG |  |  | FALSE
2022-03-13 | ICU_demand |  |  |  | 294.75 |  |  | Additional 50% Reduction | Afghanistan | AFG |  |  | FALSE
2022-03-13 | infections |  |  |  | 55269.19 |  |  | Additional 50% Reduction | Afghanistan | AFG |  |  | FALSE
2022-03-13 | hospital_incidence |  |  |  | 342.78 |  |  | Additional 50% Reduction | Afghanistan | AFG |  |  | FALSE
2022-03-13 | ICU_incidence |  |  |  | 33.12 |  |  | Additional 50% Reduction | Afghanistan | AFG |  |  | FALSE
2022-03-13 | cumulative_infections |  |  |  | 22849499.5 |  |  | Additional 50% Reduction | Afghanistan | AFG |  |  | FALSE
2022-03-13 | hospital_demand |  |  |  | 4136.28 |  |  | Maintain Status Quo | Afghanistan | AFG |  |  | FALSE
2022-03-13 | ICU_demand |  |  |  | 294.75 |  |  | Maintain Status Quo | Afghanistan | AFG |  |  | FALSE
2022-03-13 | infections |  |  |  | 55269.19 |  |  | Maintain Status Quo | Afghanistan | AFG |  |  | FALSE
2022-03-13 | hospital_incidence |  |  |  | 342.78 |  |  | Maintain Status Quo | Afghanistan | AFG |  |  | FALSE
2022-03-13 | ICU_incidence |  |  |  | 33.12 |  |  | Maintain Status Quo | Afghanistan | AFG |  |  | FALSE
2022-03-13 | cumulative_infections |  |  |  | 22849499.5 |  |  | Maintain Status Quo | Afghanistan | AFG |  |  | FALSE
2022-03-13 | hospital_demand |  |  |  | 4136.28 |  |  | Relax Interventions 50% | Afghanistan | AFG |  |  | FALSE
2022-03-13 | ICU_demand |  |  |  | 294.75 |  |  | Relax Interventions 50% | Afghanistan | AFG |  |  | FALSE
2022-03-13 | infections |  |  |  | 55269.19 |  |  | Relax Interventions 50% | Afghanistan | AFG |  |  | FALSE
2022-03-13 | hospital_incidence |  |  |  | 342.78 |  |  | Relax Interventions 50% | Afghanistan | AFG |  |  | FALSE
2022-03-13 | ICU_incidence |  |  |  | 33.12 |  |  | Relax Interventions 50% | Afghanistan | AFG |  |  | FALSE
2022-03-13 | cumulative_infections |  |  |  | 22849499.5 |  |  | Relax Interventions 50% | Afghanistan | AFG |  |  | FALSE
2022-03-14 | hospital_demand |  |  |  | 3984.02 |  |  | Additional 50% Reduction | Afghanistan | AFG |  |  | FALSE
2022-03-14 | ICU_demand |  |  |  | 291.74 |  |  | Additional 50% Reduction | Afghanistan | AFG |  |  | FALSE
2022-03-14 | infections |  |  |  | 53150.67 |  |  | Additional 50% Reduction | Afghanistan | AFG |  |  | FALSE
2022-03-14 | hospital_incidence |  |  |  | 329.69 |  |  | Additional 50% Reduction | Afghanistan | AFG |  |  | FALSE
2022-03-14 | ICU_incidence |  |  |  | 31.79 |  |  | Additional 50% Reduction | Afghanistan | AFG |  |  | FALSE
2022-03-14 | cumulative_infections |  |  |  | 22902650.2 |  |  | Additional 50% Reduction | Afghanistan | AFG |  |  | FALSE
2022-03-14 | hospital_demand |  |  |  | 3984.02 |  |  | Maintain Status Quo | Afghanistan | AFG |  |  | FALSE
2022-03-14 | ICU_demand |  |  |  | 291.74 |  |  | Maintain Status Quo | Afghanistan | AFG |  |  | FALSE
2022-03-14 | infections |  |  |  | 53150.67 |  |  | Maintain Status Quo | Afghanistan | AFG |  |  | FALSE
2022-03-14 | hospital_incidence |  |  |  | 329.69 |  |  | Maintain Status Quo | Afghanistan | AFG |  |  | FALSE
2022-03-14 | ICU_incidence |  |  |  | 31.79 |  |  | Maintain Status Quo | Afghanistan | AFG |  |  | FALSE
2022-03-14 | cumulative_infections |  |  |  | 22902650.2 |  |  | Maintain Status Quo | Afghanistan | AFG |  |  | FALSE
2022-03-14 | hospital_demand |  |  |  | 3984.02 |  |  | Relax Interventions 50% | Afghanistan | AFG |  |  | FALSE
2022-03-14 | ICU_demand |  |  |  | 291.74 |  |  | Relax Interventions 50% | Afghanistan | AFG |  |  | FALSE
2022-03-14 | infections |  |  |  | 53150.67 |  |  | Relax Interventions 50% | Afghanistan | AFG |  |  | FALSE
2022-03-14 | hospital_incidence |  |  |  | 329.69 |  |  | Relax Interventions 50% | Afghanistan | AFG |  |  | FALSE
2022-03-14 | ICU_incidence |  |  |  | 31.79 |  |  | Relax Interventions 50% | Afghanistan | AFG |  |  | FALSE
2022-03-14 | cumulative_infections |  |  |  | 22902650.2 |  |  | Relax Interventions 50% | Afghanistan | AFG |  |  | FALSE
2022-03-15 | hospital_demand |  |  |  | 3836.6 |  |  | Additional 50% Reduction | Afghanistan | AFG |  |  | FALSE
2022-03-15 | ICU_demand |  |  |  | 288.69 |  |  | Additional 50% Reduction | Afghanistan | AFG |  |  | FALSE
2022-03-15 | infections |  |  |  | 51101.34 |  |  | Additional 50% Reduction | Afghanistan | AFG |  |  | FALSE
2022-03-15 | hospital_incidence |  |  |  | 317.07 |  |  | Additional 50% Reduction | Afghanistan | AFG |  |  | FALSE
2022-03-15 | ICU_incidence |  |  |  | 30.52 |  |  | Additional 50% Reduction | Afghanistan | AFG |  |  | FALSE
2022-03-15 | cumulative_infections |  |  |  | 22953751.5 |  |  | Additional 50% Reduction | Afghanistan | AFG |  |  | FALSE
2022-03-15 | hospital_demand |  |  |  | 3836.6 |  |  | Maintain Status Quo | Afghanistan | AFG |  |  | FALSE
2022-03-15 | ICU_demand |  |  |  | 288.69 |  |  | Maintain Status Quo | Afghanistan | AFG |  |  | FALSE
2022-03-15 | infections |  |  |  | 51101.34 |  |  | Maintain Status Quo | Afghanistan | AFG |  |  | FALSE
2022-03-15 | hospital_incidence |  |  |  | 317.07 |  |  | Maintain Status Quo | Afghanistan | AFG |  |  | FALSE
2022-03-15 | ICU_incidence |  |  |  | 30.52 |  |  | Maintain Status Quo | Afghanistan | AFG |  |  | FALSE
2022-03-15 | cumulative_infections |  |  |  | 22953751.5 |  |  | Maintain Status Quo | Afghanistan | AFG |  |  | FALSE
2022-03-15 | hospital_demand |  |  |  | 3836.6 |  |  | Relax Interventions 50% | Afghanistan | AFG |  |  | FALSE
2022-03-15 | ICU_demand |  |  |  | 288.69 |  |  | Relax Interventions 50% | Afghanistan | AFG |  |  | FALSE
2022-03-15 | infections |  |  |  | 51101.34 |  |  | Relax Interventions 50% | Afghanistan | AFG |  |  | FALSE
2022-03-15 | hospital_incidence |  |  |  | 317.07 |  |  | Relax Interventions 50% | Afghanistan | AFG |  |  | FALSE
2022-03-15 | ICU_incidence |  |  |  | 30.52 |  |  | Relax Interventions 50% | Afghanistan | AFG |  |  | FALSE
2022-03-15 | cumulative_infections |  |  |  | 22953751.5 |  |  | Relax Interventions 50% | Afghanistan | AFG |  |  | FALSE
2022-03-16 | hospital_demand |  |  |  | 3693.99 |  |  | Additional 50% Reduction | Afghanistan | AFG |  |  | FALSE
2022-03-16 | ICU_demand |  |  |  | 285.58 |  |  | Additional 50% Reduction | Afghanistan | AFG |  |  | FALSE
2022-03-16 | infections |  |  |  | 49120.28 |  |  | Additional 50% Reduction | Afghanistan | AFG |  |  | FALSE
2022-03-16 | hospital_incidence |  |  |  | 304.89 |  |  | Additional 50% Reduction | Afghanistan | AFG |  |  | FALSE
2022-03-16 | ICU_incidence |  |  |  | 29.29 |  |  | Additional 50% Reduction | Afghanistan | AFG |  |  | FALSE
2022-03-16 | cumulative_infections |  |  |  | 23002871.8 |  |  | Additional 50% Reduction | Afghanistan | AFG |  |  | FALSE
2022-03-16 | hospital_demand |  |  |  | 3693.99 |  |  | Maintain Status Quo | Afghanistan | AFG |  |  | FALSE
2022-03-16 | ICU_demand |  |  |  | 285.58 |  |  | Maintain Status Quo | Afghanistan | AFG |  |  | FALSE
2022-03-16 | infections |  |  |  | 49120.28 |  |  | Maintain Status Quo | Afghanistan | AFG |  |  | FALSE
2022-03-16 | hospital_incidence |  |  |  | 304.89 |  |  | Maintain Status Quo | Afghanistan | AFG |  |  | FALSE
2022-03-16 | ICU_incidence |  |  |  | 29.29 |  |  | Maintain Status Quo | Afghanistan | AFG |  |  | FALSE
2022-03-16 | cumulative_infections |  |  |  | 23002871.8 |  |  | Maintain Status Quo | Afghanistan | AFG |  |  | FALSE
2022-03-16 | hospital_demand |  |  |  | 3693.99 |  |  | Relax Interventions 50% | Afghanistan | AFG |  |  | FALSE
2022-03-16 | ICU_demand |  |  |  | 285.58 |  |  | Relax Interventions 50% | Afghanistan | AFG |  |  | FALSE
2022-03-16 | infections |  |  |  | 49120.28 |  |  | Relax Interventions 50% | Afghanistan | AFG |  |  | FALSE
2022-03-16 | hospital_incidence |  |  |  | 304.89 |  |  | Relax Interventions 50% | Afghanistan | AFG |  |  | FALSE
2022-03-16 | ICU_incidence |  |  |  | 29.29 |  |  | Relax Interventions 50% | Afghanistan | AFG |  |  | FALSE
2022-03-16 | cumulative_infections |  |  |  | 23002871.8 |  |  | Relax Interventions 50% | Afghanistan | AFG |  |  | FALSE
2022-03-17 | hospital_demand |  |  |  | 3556.11 |  |  | Additional 50% Reduction | Afghanistan | AFG |  |  | FALSE
2022-03-17 | ICU_demand |  |  |  | 282.36 |  |  | Additional 50% Reduction | Afghanistan | AFG |  |  | FALSE
2022-03-17 | infections |  |  |  | 47206.33 |  |  | Additional 50% Reduction | Afghanistan | AFG |  |  | FALSE
2022-03-17 | hospital_incidence |  |  |  | 293.12 |  |  | Additional 50% Reduction | Afghanistan | AFG |  |  | FALSE
2022-03-17 | ICU_incidence |  |  |  | 28.1 |  |  | Additional 50% Reduction | Afghanistan | AFG |  |  | FALSE
2022-03-17 | cumulative_infections |  |  |  | 23050078.1 |  |  | Additional 50% Reduction | Afghanistan | AFG |  |  | FALSE
2022-03-17 | hospital_demand |  |  |  | 3556.11 |  |  | Maintain Status Quo | Afghanistan | AFG |  |  | FALSE
2022-03-17 | ICU_demand |  |  |  | 282.36 |  |  | Maintain Status Quo | Afghanistan | AFG |  |  | FALSE
2022-03-17 | infections |  |  |  | 47206.33 |  |  | Maintain Status Quo | Afghanistan | AFG |  |  | FALSE
2022-03-17 | hospital_incidence |  |  |  | 293.12 |  |  | Maintain Status Quo | Afghanistan | AFG |  |  | FALSE
2022-03-17 | ICU_incidence |  |  |  | 28.1 |  |  | Maintain Status Quo | Afghanistan | AFG |  |  | FALSE
2022-03-17 | cumulative_infections |  |  |  | 23050078.1 |  |  | Maintain Status Quo | Afghanistan | AFG |  |  | FALSE
2022-03-17 | hospital_demand |  |  |  | 3556.11 |  |  | Relax Interventions 50% | Afghanistan | AFG |  |  | FALSE
2022-03-17 | ICU_demand |  |  |  | 282.36 |  |  | Relax Interventions 50% | Afghanistan | AFG |  |  | FALSE
2022-03-17 | infections |  |  |  | 47206.33 |  |  | Relax Interventions 50% | Afghanistan | AFG |  |  | FALSE
2022-03-17 | hospital_incidence |  |  |  | 293.12 |  |  | Relax Interventions 50% | Afghanistan | AFG |  |  | FALSE
2022-03-17 | ICU_incidence |  |  |  | 28.1 |  |  | Relax Interventions 50% | Afghanistan | AFG |  |  | FALSE
2022-03-17 | cumulative_infections |  |  |  | 23050078.1 |  |  | Relax Interventions 50% | Afghanistan | AFG |  |  | FALSE
2022-03-18 | hospital_demand |  |  |  | 3422.9 |  |  | Additional 50% Reduction | Afghanistan | AFG |  |  | FALSE
2022-03-18 | ICU_demand |  |  |  | 279.04 |  |  | Additional 50% Reduction | Afghanistan | AFG |  |  | FALSE
2022-03-18 | infections |  |  |  | 46644 |  |  | Additional 50% Reduction | Afghanistan | AFG |  |  | FALSE
2022-03-18 | hospital_incidence |  |  |  | 281.86 |  |  | Additional 50% Reduction | Afghanistan | AFG |  |  | FALSE
2022-03-18 | ICU_incidence |  |  |  | 26.98 |  |  | Additional 50% Reduction | Afghanistan | AFG |  |  | FALSE
2022-03-18 | cumulative_infections |  |  |  | 23096722.1 |  |  | Additional 50% Reduction | Afghanistan | AFG |  |  | FALSE
2022-03-18 | hospital_demand |  |  |  | 3422.9 |  |  | Maintain Status Quo | Afghanistan | AFG |  |  | FALSE
2022-03-18 | ICU_demand |  |  |  | 279.04 |  |  | Maintain Status Quo | Afghanistan | AFG |  |  | FALSE
2022-03-18 | infections |  |  |  | 46644 |  |  | Maintain Status Quo | Afghanistan | AFG |  |  | FALSE
2022-03-18 | hospital_incidence |  |  |  | 281.86 |  |  | Maintain Status Quo | Afghanistan | AFG |  |  | FALSE
2022-03-18 | ICU_incidence |  |  |  | 26.98 |  |  | Maintain Status Quo | Afghanistan | AFG |  |  | FALSE
2022-03-18 | cumulative_infections |  |  |  | 23096722.1 |  |  | Maintain Status Quo | Afghanistan | AFG |  |  | FALSE
2022-03-18 | hospital_demand |  |  |  | 3422.9 |  |  | Relax Interventions 50% | Afghanistan | AFG |  |  | FALSE
2022-03-18 | ICU_demand |  |  |  | 279.04 |  |  | Relax Interventions 50% | Afghanistan | AFG |  |  | FALSE
2022-03-18 | infections |  |  |  | 46644 |  |  | Relax Interventions 50% | Afghanistan | AFG |  |  | FALSE
2022-03-18 | hospital_incidence |  |  |  | 281.86 |  |  | Relax Interventions 50% | Afghanistan | AFG |  |  | FALSE
2022-03-18 | ICU_incidence |  |  |  | 26.98 |  |  | Relax Interventions 50% | Afghanistan | AFG |  |  | FALSE
2022-03-18 | cumulative_infections |  |  |  | 23096722.1 |  |  | Relax Interventions 50% | Afghanistan | AFG |  |  | FALSE
2022-03-19 | hospital_demand |  |  |  | 3294.69 |  |  | Additional 50% Reduction | Afghanistan | AFG |  |  | FALSE
2022-03-19 | ICU_demand |  |  |  | 275.62 |  |  | Additional 50% Reduction | Afghanistan | AFG |  |  | FALSE
2022-03-19 | infections |  |  |  | 47450.59 |  |  | Additional 50% Reduction | Afghanistan | AFG |  |  | FALSE
2022-03-19 | hospital_incidence |  |  |  | 271.95 |  |  | Additional 50% Reduction | Afghanistan | AFG |  |  | FALSE
2022-03-19 | ICU_incidence |  |  |  | 25.98 |  |  | Additional 50% Reduction | Afghanistan | AFG |  |  | FALSE
2022-03-19 | cumulative_infections |  |  |  | 23144172.7 |  |  | Additional 50% Reduction | Afghanistan | AFG |  |  | FALSE
2022-03-19 | hospital_demand |  |  |  | 3294.69 |  |  | Maintain Status Quo | Afghanistan | AFG |  |  | FALSE
2022-03-19 | ICU_demand |  |  |  | 275.62 |  |  | Maintain Status Quo | Afghanistan | AFG |  |  | FALSE
2022-03-19 | infections |  |  |  | 47450.59 |  |  | Maintain Status Quo | Afghanistan | AFG |  |  | FALSE
2022-03-19 | hospital_incidence |  |  |  | 271.95 |  |  | Maintain Status Quo | Afghanistan | AFG |  |  | FALSE
2022-03-19 | ICU_incidence |  |  |  | 25.98 |  |  | Maintain Status Quo | Afghanistan | AFG |  |  | FALSE
2022-03-19 | cumulative_infections |  |  |  | 23144172.7 |  |  | Maintain Status Quo | Afghanistan | AFG |  |  | FALSE
2022-03-19 | hospital_demand |  |  |  | 3294.69 |  |  | Relax Interventions 50% | Afghanistan | AFG |  |  | FALSE
2022-03-19 | ICU_demand |  |  |  | 275.62 |  |  | Relax Interventions 50% | Afghanistan | AFG |  |  | FALSE
2022-03-19 | infections |  |  |  | 47450.59 |  |  | Relax Interventions 50% | Afghanistan | AFG |  |  | FALSE
2022-03-19 | hospital_incidence |  |  |  | 271.95 |  |  | Relax Interventions 50% | Afghanistan | AFG |  |  | FALSE
2022-03-19 | ICU_incidence |  |  |  | 25.98 |  |  | Relax Interventions 50% | Afghanistan | AFG |  |  | FALSE
2022-03-19 | cumulative_infections |  |  |  | 23144172.7 |  |  | Relax Interventions 50% | Afghanistan | AFG |  |  | FALSE
2022-03-20 | hospital_demand |  |  |  | 3172.83 |  |  | Additional 50% Reduction | Afghanistan | AFG |  |  | FALSE
2022-03-20 | ICU_demand |  |  |  | 272.19 |  |  | Additional 50% Reduction | Afghanistan | AFG |  |  | FALSE
2022-03-20 | infections |  |  |  | 48581.96 |  |  | Additional 50% Reduction | Afghanistan | AFG |  |  | FALSE
2022-03-20 | hospital_incidence |  |  |  | 264.37 |  |  | Additional 50% Reduction | Afghanistan | AFG |  |  | FALSE
2022-03-20 | ICU_incidence |  |  |  | 25.22 |  |  | Additional 50% Reduction | Afghanistan | AFG |  |  | FALSE
2022-03-20 | cumulative_infections |  |  |  | 23192754.7 |  |  | Additional 50% Reduction | Afghanistan | AFG |  |  | FALSE
2022-03-20 | hospital_demand |  |  |  | 3172.83 |  |  | Maintain Status Quo | Afghanistan | AFG |  |  | FALSE
2022-03-20 | ICU_demand |  |  |  | 272.19 |  |  | Maintain Status Quo | Afghanistan | AFG |  |  | FALSE
2022-03-20 | infections |  |  |  | 48581.96 |  |  | Maintain Status Quo | Afghanistan | AFG |  |  | FALSE
2022-03-20 | hospital_incidence |  |  |  | 264.37 |  |  | Maintain Status Quo | Afghanistan | AFG |  |  | FALSE
2022-03-20 | ICU_incidence |  |  |  | 25.22 |  |  | Maintain Status Quo | Afghanistan | AFG |  |  | FALSE
2022-03-20 | cumulative_infections |  |  |  | 23192754.7 |  |  | Maintain Status Quo | Afghanistan | AFG |  |  | FALSE
2022-03-20 | hospital_demand |  |  |  | 3172.83 |  |  | Relax Interventions 50% | Afghanistan | AFG |  |  | FALSE
2022-03-20 | ICU_demand |  |  |  | 272.19 |  |  | Relax Interventions 50% | Afghanistan | AFG |  |  | FALSE
2022-03-20 | infections |  |  |  | 48581.96 |  |  | Relax Interventions 50% | Afghanistan | AFG |  |  | FALSE
2022-03-20 | hospital_incidence |  |  |  | 264.37 |  |  | Relax Interventions 50% | Afghanistan | AFG |  |  | FALSE
2022-03-20 | ICU_incidence |  |  |  | 25.22 |  |  | Relax Interventions 50% | Afghanistan | AFG |  |  | FALSE
2022-03-20 | cumulative_infections |  |  |  | 23192754.7 |  |  | Relax Interventions 50% | Afghanistan | AFG |  |  | FALSE
2022-03-21 | hospital_demand |  |  |  | 3059.27 |  |  | Additional 50% Reduction | Afghanistan | AFG |  |  | FALSE
2022-03-21 | ICU_demand |  |  |  | 268.87 |  |  | Additional 50% Reduction | Afghanistan | AFG |  |  | FALSE
2022-03-21 | infections |  |  |  | 49663.34 |  |  | Additional 50% Reduction | Afghanistan | AFG |  |  | FALSE
2022-03-21 | hospital_incidence |  |  |  | 259.44 |  |  | Additional 50% Reduction | Afghanistan | AFG |  |  | FALSE
2022-03-21 | ICU_incidence |  |  |  | 24.71 |  |  | Additional 50% Reduction | Afghanistan | AFG |  |  | FALSE
2022-03-21 | cumulative_infections |  |  |  | 23242418 |  |  | Additional 50% Reduction | Afghanistan | AFG |  |  | FALSE
2022-03-21 | hospital_demand |  |  |  | 3059.27 |  |  | Maintain Status Quo | Afghanistan | AFG |  |  | FALSE
2022-03-21 | ICU_demand |  |  |  | 268.87 |  |  | Maintain Status Quo | Afghanistan | AFG |  |  | FALSE
2022-03-21 | infections |  |  |  | 49663.34 |  |  | Maintain Status Quo | Afghanistan | AFG |  |  | FALSE
2022-03-21 | hospital_incidence |  |  |  | 259.44 |  |  | Maintain Status Quo | Afghanistan | AFG |  |  | FALSE
2022-03-21 | ICU_incidence |  |  |  | 24.71 |  |  | Maintain Status Quo | Afghanistan | AFG |  |  | FALSE
2022-03-21 | cumulative_infections |  |  |  | 23242418 |  |  | Maintain Status Quo | Afghanistan | AFG |  |  | FALSE
2022-03-21 | hospital_demand |  |  |  | 3059.27 |  |  | Relax Interventions 50% | Afghanistan | AFG |  |  | FALSE
2022-03-21 | ICU_demand |  |  |  | 268.87 |  |  | Relax Interventions 50% | Afghanistan | AFG |  |  | FALSE
2022-03-21 | infections |  |  |  | 49663.34 |  |  | Relax Interventions 50% | Afghanistan | AFG |  |  | FALSE
2022-03-21 | hospital_incidence |  |  |  | 259.44 |  |  | Relax Interventions 50% | Afghanistan | AFG |  |  | FALSE
2022-03-21 | ICU_incidence |  |  |  | 24.71 |  |  | Relax Interventions 50% | Afghanistan | AFG |  |  | FALSE
2022-03-21 | cumulative_infections |  |  |  | 23242418 |  |  | Relax Interventions 50% | Afghanistan | AFG |  |  | FALSE
2022-03-22 | hospital_demand |  |  |  | 2955.86 |  |  | Additional 50% Reduction | Afghanistan | AFG |  |  | FALSE
2022-03-22 | ICU_demand |  |  |  | 265.79 |  |  | Additional 50% Reduction | Afghanistan | AFG |  |  | FALSE
2022-03-22 | infections |  |  |  | 50612.61 |  |  | Additional 50% Reduction | Afghanistan | AFG |  |  | FALSE
2022-03-22 | hospital_incidence |  |  |  | 256.94 |  |  | Additional 50% Reduction | Afghanistan | AFG |  |  | FALSE
2022-03-22 | ICU_incidence |  |  |  | 24.44 |  |  | Additional 50% Reduction | Afghanistan | AFG |  |  | FALSE
2022-03-22 | cumulative_infections |  |  |  | 23293030.6 |  |  | Additional 50% Reduction | Afghanistan | AFG |  |  | FALSE
2022-03-22 | hospital_demand |  |  |  | 2955.86 |  |  | Maintain Status Quo | Afghanistan | AFG |  |  | FALSE
2022-03-22 | ICU_demand |  |  |  | 265.79 |  |  | Maintain Status Quo | Afghanistan | AFG |  |  | FALSE
2022-03-22 | infections |  |  |  | 50612.61 |  |  | Maintain Status Quo | Afghanistan | AFG |  |  | FALSE
2022-03-22 | hospital_incidence |  |  |  | 256.94 |  |  | Maintain Status Quo | Afghanistan | AFG |  |  | FALSE
2022-03-22 | ICU_incidence |  |  |  | 24.44 |  |  | Maintain Status Quo | Afghanistan | AFG |  |  | FALSE
2022-03-22 | cumulative_infections |  |  |  | 23293030.6 |  |  | Maintain Status Quo | Afghanistan | AFG |  |  | FALSE
2022-03-22 | hospital_demand |  |  |  | 2955.86 |  |  | Relax Interventions 50% | Afghanistan | AFG |  |  | FALSE
2022-03-22 | ICU_demand |  |  |  | 265.79 |  |  | Relax Interventions 50% | Afghanistan | AFG |  |  | FALSE
2022-03-22 | infections |  |  |  | 50612.61 |  |  | Relax Interventions 50% | Afghanistan | AFG |  |  | FALSE
2022-03-22 | hospital_incidence |  |  |  | 256.94 |  |  | Relax Interventions 50% | Afghanistan | AFG |  |  | FALSE
2022-03-22 | ICU_incidence |  |  |  | 24.44 |  |  | Relax Interventions 50% | Afghanistan | AFG |  |  | FALSE
2022-03-22 | cumulative_infections |  |  |  | 23293030.6 |  |  | Relax Interventions 50% | Afghanistan | AFG |  |  | FALSE
2022-03-23 | hospital_demand |  |  |  | 2863.92 |  |  | Additional 50% Reduction | Afghanistan | AFG |  |  | FALSE
2022-03-23 | ICU_demand |  |  |  | 263.02 |  |  | Additional 50% Reduction | Afghanistan | AFG |  |  | FALSE
2022-03-23 | infections |  |  |  | 51449 |  |  | Additional 50% Reduction | Afghanistan | AFG |  |  | FALSE
2022-03-23 | hospital_incidence |  |  |  | 256.36 |  |  | Additional 50% Reduction | Afghanistan | AFG |  |  | FALSE
2022-03-23 | ICU_incidence |  |  |  | 24.35 |  |  | Additional 50% Reduction | Afghanistan | AFG |  |  | FALSE
2022-03-23 | cumulative_infections |  |  |  | 23344479.6 |  |  | Additional 50% Reduction | Afghanistan | AFG |  |  | FALSE
2022-03-23 | hospital_demand |  |  |  | 2863.92 |  |  | Maintain Status Quo | Afghanistan | AFG |  |  | FALSE
2022-03-23 | ICU_demand |  |  |  | 263.02 |  |  | Maintain Status Quo | Afghanistan | AFG |  |  | FALSE
2022-03-23 | infections |  |  |  | 51449 |  |  | Maintain Status Quo | Afghanistan | AFG |  |  | FALSE
2022-03-23 | hospital_incidence |  |  |  | 256.36 |  |  | Maintain Status Quo | Afghanistan | AFG |  |  | FALSE
2022-03-23 | ICU_incidence |  |  |  | 24.35 |  |  | Maintain Status Quo | Afghanistan | AFG |  |  | FALSE
2022-03-23 | cumulative_infections |  |  |  | 23344479.6 |  |  | Maintain Status Quo | Afghanistan | AFG |  |  | FALSE
2022-03-23 | hospital_demand |  |  |  | 2863.92 |  |  | Relax Interventions 50% | Afghanistan | AFG |  |  | FALSE
2022-03-23 | ICU_demand |  |  |  | 263.02 |  |  | Relax Interventions 50% | Afghanistan | AFG |  |  | FALSE
2022-03-23 | infections |  |  |  | 51449 |  |  | Relax Interventions 50% | Afghanistan | AFG |  |  | FALSE
2022-03-23 | hospital_incidence |  |  |  | 256.36 |  |  | Relax Interventions 50% | Afghanistan | AFG |  |  | FALSE
2022-03-23 | ICU_incidence |  |  |  | 24.35 |  |  | Relax Interventions 50% | Afghanistan | AFG |  |  | FALSE
2022-03-23 | cumulative_infections |  |  |  | 23344479.6 |  |  | Relax Interventions 50% | Afghanistan | AFG |  |  | FALSE
2022-03-24 | hospital_demand |  |  |  | 2784.11 |  |  | Additional 50% Reduction | Afghanistan | AFG |  |  | FALSE
2022-03-24 | ICU_demand |  |  |  | 260.61 |  |  | Additional 50% Reduction | Afghanistan | AFG |  |  | FALSE
2022-03-24 | infections |  |  |  | 52211.17 |  |  | Additional 50% Reduction | Afghanistan | AFG |  |  | FALSE
2022-03-24 | hospital_incidence |  |  |  | 257.19 |  |  | Additional 50% Reduction | Afghanistan | AFG |  |  | FALSE
2022-03-24 | ICU_incidence |  |  |  | 24.4 |  |  | Additional 50% Reduction | Afghanistan | AFG |  |  | FALSE
2022-03-24 | cumulative_infections |  |  |  | 23396690.8 |  |  | Additional 50% Reduction | Afghanistan | AFG |  |  | FALSE
2022-03-24 | hospital_demand |  |  |  | 2784.11 |  |  | Maintain Status Quo | Afghanistan | AFG |  |  | FALSE
2022-03-24 | ICU_demand |  |  |  | 260.61 |  |  | Maintain Status Quo | Afghanistan | AFG |  |  | FALSE
2022-03-24 | infections |  |  |  | 52211.17 |  |  | Maintain Status Quo | Afghanistan | AFG |  |  | FALSE
2022-03-24 | hospital_incidence |  |  |  | 257.19 |  |  | Maintain Status Quo | Afghanistan | AFG |  |  | FALSE
2022-03-24 | ICU_incidence |  |  |  | 24.4 |  |  | Maintain Status Quo | Afghanistan | AFG |  |  | FALSE
2022-03-24 | cumulative_infections |  |  |  | 23396690.8 |  |  | Maintain Status Quo | Afghanistan | AFG |  |  | FALSE
2022-03-24 | hospital_demand |  |  |  | 2784.11 |  |  | Relax Interventions 50% | Afghanistan | AFG |  |  | FALSE
2022-03-24 | ICU_demand |  |  |  | 260.61 |  |  | Relax Interventions 50% | Afghanistan | AFG |  |  | FALSE
2022-03-24 | infections |  |  |  | 52211.17 |  |  | Relax Interventions 50% | Afghanistan | AFG |  |  | FALSE
2022-03-24 | hospital_incidence |  |  |  | 257.19 |  |  | Relax Interventions 50% | Afghanistan | AFG |  |  | FALSE
2022-03-24 | ICU_incidence |  |  |  | 24.4 |  |  | Relax Interventions 50% | Afghanistan | AFG |  |  | FALSE
2022-03-24 | cumulative_infections |  |  |  | 23396690.8 |  |  | Relax Interventions 50% | Afghanistan | AFG |  |  | FALSE
2022-03-25 | hospital_demand |  |  |  | 2716.46 |  |  | Additional 50% Reduction | Afghanistan | AFG |  |  | FALSE
2022-03-25 | ICU_demand |  |  |  | 258.59 |  |  | Additional 50% Reduction | Afghanistan | AFG |  |  | FALSE
2022-03-25 | infections |  |  |  | 52929.98 |  |  | Additional 50% Reduction | Afghanistan | AFG |  |  | FALSE
2022-03-25 | hospital_incidence |  |  |  | 258.98 |  |  | Additional 50% Reduction | Afghanistan | AFG |  |  | FALSE
2022-03-25 | ICU_incidence |  |  |  | 24.55 |  |  | Additional 50% Reduction | Afghanistan | AFG |  |  | FALSE
2022-03-25 | cumulative_infections |  |  |  | 23449620.8 |  |  | Additional 50% Reduction | Afghanistan | AFG |  |  | FALSE
2022-03-25 | hospital_demand |  |  |  | 2716.46 |  |  | Maintain Status Quo | Afghanistan | AFG |  |  | FALSE
2022-03-25 | ICU_demand |  |  |  | 258.59 |  |  | Maintain Status Quo | Afghanistan | AFG |  |  | FALSE
2022-03-25 | infections |  |  |  | 52929.98 |  |  | Maintain Status Quo | Afghanistan | AFG |  |  | FALSE
2022-03-25 | hospital_incidence |  |  |  | 258.98 |  |  | Maintain Status Quo | Afghanistan | AFG |  |  | FALSE
2022-03-25 | ICU_incidence |  |  |  | 24.55 |  |  | Maintain Status Quo | Afghanistan | AFG |  |  | FALSE
2022-03-25 | cumulative_infections |  |  |  | 23449620.8 |  |  | Maintain Status Quo | Afghanistan | AFG |  |  | FALSE
2022-03-25 | hospital_demand |  |  |  | 2716.46 |  |  | Relax Interventions 50% | Afghanistan | AFG |  |  | FALSE
2022-03-25 | ICU_demand |  |  |  | 258.59 |  |  | Relax Interventions 50% | Afghanistan | AFG |  |  | FALSE
2022-03-25 | infections |  |  |  | 52929.98 |  |  | Relax Interventions 50% | Afghanistan | AFG |  |  | FALSE
2022-03-25 | hospital_incidence |  |  |  | 258.98 |  |  | Relax Interventions 50% | Afghanistan | AFG |  |  | FALSE
2022-03-25 | ICU_incidence |  |  |  | 24.55 |  |  | Relax Interventions 50% | Afghanistan | AFG |  |  | FALSE
2022-03-25 | cumulative_infections |  |  |  | 23449620.8 |  |  | Relax Interventions 50% | Afghanistan | AFG |  |  | FALSE
2022-03-26 | hospital_demand |  |  |  | 2660.57 |  |  | Additional 50% Reduction | Afghanistan | AFG |  |  | FALSE
2022-03-26 | ICU_demand |  |  |  | 256.95 |  |  | Additional 50% Reduction | Afghanistan | AFG |  |  | FALSE
2022-03-26 | infections |  |  |  | 53624.04 |  |  | Additional 50% Reduction | Afghanistan | AFG |  |  | FALSE
2022-03-26 | hospital_incidence |  |  |  | 261.4 |  |  | Additional 50% Reduction | Afghanistan | AFG |  |  | FALSE
2022-03-26 | ICU_incidence |  |  |  | 24.75 |  |  | Additional 50% Reduction | Afghanistan | AFG |  |  | FALSE
2022-03-26 | cumulative_infections |  |  |  | 23503244.8 |  |  | Additional 50% Reduction | Afghanistan | AFG |  |  | FALSE
2022-03-26 | hospital_demand |  |  |  | 2660.57 |  |  | Maintain Status Quo | Afghanistan | AFG |  |  | FALSE
2022-03-26 | ICU_demand |  |  |  | 256.95 |  |  | Maintain Status Quo | Afghanistan | AFG |  |  | FALSE
2022-03-26 | infections |  |  |  | 53624.04 |  |  | Maintain Status Quo | Afghanistan | AFG |  |  | FALSE
2022-03-26 | hospital_incidence |  |  |  | 261.4 |  |  | Maintain Status Quo | Afghanistan | AFG |  |  | FALSE
2022-03-26 | ICU_incidence |  |  |  | 24.75 |  |  | Maintain Status Quo | Afghanistan | AFG |  |  | FALSE
2022-03-26 | cumulative_infections |  |  |  | 23503244.8 |  |  | Maintain Status Quo | Afghanistan | AFG |  |  | FALSE
2022-03-26 | hospital_demand |  |  |  | 2660.57 |  |  | Relax Interventions 50% | Afghanistan | AFG |  |  | FALSE
2022-03-26 | ICU_demand |  |  |  | 256.95 |  |  | Relax Interventions 50% | Afghanistan | AFG |  |  | FALSE
2022-03-26 | infections |  |  |  | 53624.04 |  |  | Relax Interventions 50% | Afghanistan | AFG |  |  | FALSE
2022-03-26 | hospital_incidence |  |  |  | 261.4 |  |  | Relax Interventions 50% | Afghanistan | AFG |  |  | FALSE
2022-03-26 | ICU_incidence |  |  |  | 24.75 |  |  | Relax Interventions 50% | Afghanistan | AFG |  |  | FALSE
2022-03-26 | cumulative_infections |  |  |  | 23503244.8 |  |  | Relax Interventions 50% | Afghanistan | AFG |  |  | FALSE
2022-03-27 | hospital_demand |  |  |  | 2615.7 |  |  | Additional 50% Reduction | Afghanistan | AFG |  |  | FALSE
2022-03-27 | ICU_demand |  |  |  | 255.7 |  |  | Additional 50% Reduction | Afghanistan | AFG |  |  | FALSE
2022-03-27 | infections |  |  |  | 54302.58 |  |  | Additional 50% Reduction | Afghanistan | AFG |  |  | FALSE
2022-03-27 | hospital_incidence |  |  |  | 264.22 |  |  | Additional 50% Reduction | Afghanistan | AFG |  |  | FALSE
2022-03-27 | ICU_incidence |  |  |  | 25 |  |  | Additional 50% Reduction | Afghanistan | AFG |  |  | FALSE
2022-03-27 | cumulative_infections |  |  |  | 23557547.4 |  |  | Additional 50% Reduction | Afghanistan | AFG |  |  | FALSE
2022-03-27 | hospital_demand |  |  |  | 2615.7 |  |  | Maintain Status Quo | Afghanistan | AFG |  |  | FALSE
2022-03-27 | ICU_demand |  |  |  | 255.7 |  |  | Maintain Status Quo | Afghanistan | AFG |  |  | FALSE
2022-03-27 | infections |  |  |  | 54302.58 |  |  | Maintain Status Quo | Afghanistan | AFG |  |  | FALSE
2022-03-27 | hospital_incidence |  |  |  | 264.22 |  |  | Maintain Status Quo | Afghanistan | AFG |  |  | FALSE
2022-03-27 | ICU_incidence |  |  |  | 25 |  |  | Maintain Status Quo | Afghanistan | AFG |  |  | FALSE
2022-03-27 | cumulative_infections |  |  |  | 23557547.4 |  |  | Maintain Status Quo | Afghanistan | AFG |  |  | FALSE
2022-03-27 | hospital_demand |  |  |  | 2615.7 |  |  | Relax Interventions 50% | Afghanistan | AFG |  |  | FALSE
2022-03-27 | ICU_demand |  |  |  | 255.7 |  |  | Relax Interventions 50% | Afghanistan | AFG |  |  | FALSE
2022-03-27 | infections |  |  |  | 54302.58 |  |  | Relax Interventions 50% | Afghanistan | AFG |  |  | FALSE
2022-03-27 | hospital_incidence |  |  |  | 264.22 |  |  | Relax Interventions 50% | Afghanistan | AFG |  |  | FALSE
2022-03-27 | ICU_incidence |  |  |  | 25 |  |  | Relax Interventions 50% | Afghanistan | AFG |  |  | FALSE
2022-03-27 | cumulative_infections |  |  |  | 23557547.4 |  |  | Relax Interventions 50% | Afghanistan | AFG |  |  | FALSE
2022-03-28 | hospital_demand |  |  |  | 2580.91 |  |  | Additional 50% Reduction | Afghanistan | AFG |  |  | FALSE
2022-03-28 | ICU_demand |  |  |  | 254.8 |  |  | Additional 50% Reduction | Afghanistan | AFG |  |  | FALSE
2022-03-28 | infections |  |  |  | 54969.2 |  |  | Additional 50% Reduction | Afghanistan | AFG |  |  | FALSE
2022-03-28 | hospital_incidence |  |  |  | 267.26 |  |  | Additional 50% Reduction | Afghanistan | AFG |  |  | FALSE
2022-03-28 | ICU_incidence |  |  |  | 25.27 |  |  | Additional 50% Reduction | Afghanistan | AFG |  |  | FALSE
2022-03-28 | cumulative_infections |  |  |  | 23612516.6 |  |  | Additional 50% Reduction | Afghanistan | AFG |  |  | FALSE
2022-03-28 | hospital_demand |  |  |  | 2580.91 |  |  | Maintain Status Quo | Afghanistan | AFG |  |  | FALSE
2022-03-28 | ICU_demand |  |  |  | 254.8 |  |  | Maintain Status Quo | Afghanistan | AFG |  |  | FALSE
2022-03-28 | infections |  |  |  | 54969.2 |  |  | Maintain Status Quo | Afghanistan | AFG |  |  | FALSE
2022-03-28 | hospital_incidence |  |  |  | 267.26 |  |  | Maintain Status Quo | Afghanistan | AFG |  |  | FALSE
2022-03-28 | ICU_incidence |  |  |  | 25.27 |  |  | Maintain Status Quo | Afghanistan | AFG |  |  | FALSE
2022-03-28 | cumulative_infections |  |  |  | 23612516.6 |  |  | Maintain Status Quo | Afghanistan | AFG |  |  | FALSE
2022-03-28 | hospital_demand |  |  |  | 2580.91 |  |  | Relax Interventions 50% | Afghanistan | AFG |  |  | FALSE
2022-03-28 | ICU_demand |  |  |  | 254.8 |  |  | Relax Interventions 50% | Afghanistan | AFG |  |  | FALSE
2022-03-28 | infections |  |  |  | 54969.2 |  |  | Relax Interventions 50% | Afghanistan | AFG |  |  | FALSE
2022-03-28 | hospital_incidence |  |  |  | 267.26 |  |  | Relax Interventions 50% | Afghanistan | AFG |  |  | FALSE
2022-03-28 | ICU_incidence |  |  |  | 25.27 |  |  | Relax Interventions 50% | Afghanistan | AFG |  |  | FALSE
2022-03-28 | cumulative_infections |  |  |  | 23612516.6 |  |  | Relax Interventions 50% | Afghanistan | AFG |  |  | FALSE
2022-03-29 | hospital_demand |  |  |  | 2555.21 |  |  | Additional 50% Reduction | Afghanistan | AFG |  |  | FALSE
2022-03-29 | ICU_demand |  |  |  | 254.24 |  |  | Additional 50% Reduction | Afghanistan | AFG |  |  | FALSE
2022-03-29 | infections |  |  |  | 55624.64 |  |  | Additional 50% Reduction | Afghanistan | AFG |  |  | FALSE
2022-03-29 | hospital_incidence |  |  |  | 270.45 |  |  | Additional 50% Reduction | Afghanistan | AFG |  |  | FALSE
2022-03-29 | ICU_incidence |  |  |  | 25.56 |  |  | Additional 50% Reduction | Afghanistan | AFG |  |  | FALSE
2022-03-29 | cumulative_infections |  |  |  | 23668141.2 |  |  | Additional 50% Reduction | Afghanistan | AFG |  |  | FALSE
2022-03-29 | hospital_demand |  |  |  | 2555.21 |  |  | Maintain Status Quo | Afghanistan | AFG |  |  | FALSE
2022-03-29 | ICU_demand |  |  |  | 254.24 |  |  | Maintain Status Quo | Afghanistan | AFG |  |  | FALSE
2022-03-29 | infections |  |  |  | 55624.64 |  |  | Maintain Status Quo | Afghanistan | AFG |  |  | FALSE
2022-03-29 | hospital_incidence |  |  |  | 270.45 |  |  | Maintain Status Quo | Afghanistan | AFG |  |  | FALSE
2022-03-29 | ICU_incidence |  |  |  | 25.56 |  |  | Maintain Status Quo | Afghanistan | AFG |  |  | FALSE
2022-03-29 | cumulative_infections |  |  |  | 23668141.2 |  |  | Maintain Status Quo | Afghanistan | AFG |  |  | FALSE
2022-03-29 | hospital_demand |  |  |  | 2555.21 |  |  | Relax Interventions 50% | Afghanistan | AFG |  |  | FALSE
2022-03-29 | ICU_demand |  |  |  | 254.24 |  |  | Relax Interventions 50% | Afghanistan | AFG |  |  | FALSE
2022-03-29 | infections |  |  |  | 55624.64 |  |  | Relax Interventions 50% | Afghanistan | AFG |  |  | FALSE
2022-03-29 | hospital_incidence |  |  |  | 270.45 |  |  | Relax Interventions 50% | Afghanistan | AFG |  |  | FALSE
2022-03-29 | ICU_incidence |  |  |  | 25.56 |  |  | Relax Interventions 50% | Afghanistan | AFG |  |  | FALSE
2022-03-29 | cumulative_infections |  |  |  | 23668141.2 |  |  | Relax Interventions 50% | Afghanistan | AFG |  |  | FALSE
2022-03-30 | hospital_demand |  |  |  | 2537.56 |  |  | Additional 50% Reduction | Afghanistan | AFG |  |  | FALSE
2022-03-30 | ICU_demand |  |  |  | 254 |  |  | Additional 50% Reduction | Afghanistan | AFG |  |  | FALSE
2022-03-30 | infections |  |  |  | 56268.46 |  |  | Additional 50% Reduction | Afghanistan | AFG |  |  | FALSE
2022-03-30 | hospital_incidence |  |  |  | 273.69 |  |  | Additional 50% Reduction | Afghanistan | AFG |  |  | FALSE
2022-03-30 | ICU_incidence |  |  |  | 25.85 |  |  | Additional 50% Reduction | Afghanistan | AFG |  |  | FALSE
2022-03-30 | cumulative_infections |  |  |  | 23724409.7 |  |  | Additional 50% Reduction | Afghanistan | AFG |  |  | FALSE
2022-03-30 | hospital_demand |  |  |  | 2537.56 |  |  | Maintain Status Quo | Afghanistan | AFG |  |  | FALSE
2022-03-30 | ICU_demand |  |  |  | 254 |  |  | Maintain Status Quo | Afghanistan | AFG |  |  | FALSE
2022-03-30 | infections |  |  |  | 56268.46 |  |  | Maintain Status Quo | Afghanistan | AFG |  |  | FALSE
2022-03-30 | hospital_incidence |  |  |  | 273.69 |  |  | Maintain Status Quo | Afghanistan | AFG |  |  | FALSE
2022-03-30 | ICU_incidence |  |  |  | 25.85 |  |  | Maintain Status Quo | Afghanistan | AFG |  |  | FALSE
2022-03-30 | cumulative_infections |  |  |  | 23724409.7 |  |  | Maintain Status Quo | Afghanistan | AFG |  |  | FALSE
2022-03-30 | hospital_demand |  |  |  | 2537.56 |  |  | Relax Interventions 50% | Afghanistan | AFG |  |  | FALSE
2022-03-30 | ICU_demand |  |  |  | 254 |  |  | Relax Interventions 50% | Afghanistan | AFG |  |  | FALSE
2022-03-30 | infections |  |  |  | 56268.46 |  |  | Relax Interventions 50% | Afghanistan | AFG |  |  | FALSE
2022-03-30 | hospital_incidence |  |  |  | 273.69 |  |  | Relax Interventions 50% | Afghanistan | AFG |  |  | FALSE
2022-03-30 | ICU_incidence |  |  |  | 25.85 |  |  | Relax Interventions 50% | Afghanistan | AFG |  |  | FALSE
2022-03-30 | cumulative_infections |  |  |  | 23724409.7 |  |  | Relax Interventions 50% | Afghanistan | AFG |  |  | FALSE
2022-03-31 | hospital_demand |  |  |  | 2526.97 |  |  | Additional 50% Reduction | Afghanistan | AFG |  |  | FALSE
2022-03-31 | ICU_demand |  |  |  | 254.05 |  |  | Additional 50% Reduction | Afghanistan | AFG |  |  | FALSE
2022-03-31 | infections |  |  |  | 56899.84 |  |  | Additional 50% Reduction | Afghanistan | AFG |  |  | FALSE
2022-03-31 | hospital_incidence |  |  |  | 276.96 |  |  | Additional 50% Reduction | Afghanistan | AFG |  |  | FALSE
2022-03-31 | ICU_incidence |  |  |  | 26.15 |  |  | Additional 50% Reduction | Afghanistan | AFG |  |  | FALSE
2022-03-31 | cumulative_infections |  |  |  | 23781309.5 |  |  | Additional 50% Reduction | Afghanistan | AFG |  |  | FALSE
2022-03-31 | hospital_demand |  |  |  | 2526.97 |  |  | Maintain Status Quo | Afghanistan | AFG |  |  | FALSE
2022-03-31 | ICU_demand |  |  |  | 254.05 |  |  | Maintain Status Quo | Afghanistan | AFG |  |  | FALSE
2022-03-31 | infections |  |  |  | 56899.84 |  |  | Maintain Status Quo | Afghanistan | AFG |  |  | FALSE
2022-03-31 | hospital_incidence |  |  |  | 276.96 |  |  | Maintain Status Quo | Afghanistan | AFG |  |  | FALSE
2022-03-31 | ICU_incidence |  |  |  | 26.15 |  |  | Maintain Status Quo | Afghanistan | AFG |  |  | FALSE
2022-03-31 | cumulative_infections |  |  |  | 23781309.5 |  |  | Maintain Status Quo | Afghanistan | AFG |  |  | FALSE
2022-03-31 | hospital_demand |  |  |  | 2526.97 |  |  | Relax Interventions 50% | Afghanistan | AFG |  |  | FALSE
2022-03-31 | ICU_demand |  |  |  | 254.05 |  |  | Relax Interventions 50% | Afghanistan | AFG |  |  | FALSE
2022-03-31 | infections |  |  |  | 56899.84 |  |  | Relax Interventions 50% | Afghanistan | AFG |  |  | FALSE
2022-03-31 | hospital_incidence |  |  |  | 276.96 |  |  | Relax Interventions 50% | Afghanistan | AFG |  |  | FALSE
2022-03-31 | ICU_incidence |  |  |  | 26.15 |  |  | Relax Interventions 50% | Afghanistan | AFG |  |  | FALSE
2022-03-31 | cumulative_infections |  |  |  | 23781309.5 |  |  | Relax Interventions 50% | Afghanistan | AFG |  |  | FALSE
2022-04-01 | hospital_demand |  |  |  | 2522.5 |  |  | Additional 50% Reduction | Afghanistan | AFG |  |  | FALSE
2022-04-01 | ICU_demand |  |  |  | 254.37 |  |  | Additional 50% Reduction | Afghanistan | AFG |  |  | FALSE
2022-04-01 | infections |  |  |  | 57314.27 |  |  | Additional 50% Reduction | Afghanistan | AFG |  |  | FALSE
2022-04-01 | hospital_incidence |  |  |  | 280.21 |  |  | Additional 50% Reduction | Afghanistan | AFG |  |  | FALSE
2022-04-01 | ICU_incidence |  |  |  | 26.45 |  |  | Additional 50% Reduction | Afghanistan | AFG |  |  | FALSE
2022-04-01 | cumulative_infections |  |  |  | 23838623.8 |  |  | Additional 50% Reduction | Afghanistan | AFG |  |  | FALSE
2022-04-01 | hospital_demand |  |  |  | 2522.5 |  |  | Maintain Status Quo | Afghanistan | AFG |  |  | FALSE
2022-04-01 | ICU_demand |  |  |  | 254.37 |  |  | Maintain Status Quo | Afghanistan | AFG |  |  | FALSE
2022-04-01 | infections |  |  |  | 57314.27 |  |  | Maintain Status Quo | Afghanistan | AFG |  |  | FALSE
2022-04-01 | hospital_incidence |  |  |  | 280.21 |  |  | Maintain Status Quo | Afghanistan | AFG |  |  | FALSE
2022-04-01 | ICU_incidence |  |  |  | 26.45 |  |  | Maintain Status Quo | Afghanistan | AFG |  |  | FALSE
2022-04-01 | cumulative_infections |  |  |  | 23838623.8 |  |  | Maintain Status Quo | Afghanistan | AFG |  |  | FALSE
2022-04-01 | hospital_demand |  |  |  | 2522.5 |  |  | Relax Interventions 50% | Afghanistan | AFG |  |  | FALSE
2022-04-01 | ICU_demand |  |  |  | 254.37 |  |  | Relax Interventions 50% | Afghanistan | AFG |  |  | FALSE
2022-04-01 | infections |  |  |  | 57314.27 |  |  | Relax Interventions 50% | Afghanistan | AFG |  |  | FALSE
2022-04-01 | hospital_incidence |  |  |  | 280.21 |  |  | Relax Interventions 50% | Afghanistan | AFG |  |  | FALSE
2022-04-01 | ICU_incidence |  |  |  | 26.45 |  |  | Relax Interventions 50% | Afghanistan | AFG |  |  | FALSE
2022-04-01 | cumulative_infections |  |  |  | 23838623.8 |  |  | Relax Interventions 50% | Afghanistan | AFG |  |  | FALSE
2022-04-02 | hospital_demand |  |  |  | 2523.2 |  |  | Additional 50% Reduction | Afghanistan | AFG |  |  | FALSE
2022-04-02 | ICU_demand |  |  |  | 254.92 |  |  | Additional 50% Reduction | Afghanistan | AFG |  |  | FALSE
2022-04-02 | infections |  |  |  | 57491.55 |  |  | Additional 50% Reduction | Afghanistan | AFG |  |  | FALSE
2022-04-02 | hospital_incidence |  |  |  | 283.26 |  |  | Additional 50% Reduction | Afghanistan | AFG |  |  | FALSE
2022-04-02 | ICU_incidence |  |  |  | 26.74 |  |  | Additional 50% Reduction | Afghanistan | AFG |  |  | FALSE
2022-04-02 | cumulative_infections |  |  |  | 23896115.4 |  |  | Additional 50% Reduction | Afghanistan | AFG |  |  | FALSE
2022-04-02 | hospital_demand |  |  |  | 2523.2 |  |  | Maintain Status Quo | Afghanistan | AFG |  |  | FALSE
2022-04-02 | ICU_demand |  |  |  | 254.92 |  |  | Maintain Status Quo | Afghanistan | AFG |  |  | FALSE
2022-04-02 | infections |  |  |  | 57491.55 |  |  | Maintain Status Quo | Afghanistan | AFG |  |  | FALSE
2022-04-02 | hospital_incidence |  |  |  | 283.26 |  |  | Maintain Status Quo | Afghanistan | AFG |  |  | FALSE
2022-04-02 | ICU_incidence |  |  |  | 26.74 |  |  | Maintain Status Quo | Afghanistan | AFG |  |  | FALSE
2022-04-02 | cumulative_infections |  |  |  | 23896115.4 |  |  | Maintain Status Quo | Afghanistan | AFG |  |  | FALSE
2022-04-02 | hospital_demand |  |  |  | 2523.2 |  |  | Relax Interventions 50% | Afghanistan | AFG |  |  | FALSE
2022-04-02 | ICU_demand |  |  |  | 254.92 |  |  | Relax Interventions 50% | Afghanistan | AFG |  |  | FALSE
2022-04-02 | infections |  |  |  | 57491.55 |  |  | Relax Interventions 50% | Afghanistan | AFG |  |  | FALSE
2022-04-02 | hospital_incidence |  |  |  | 283.26 |  |  | Relax Interventions 50% | Afghanistan | AFG |  |  | FALSE
2022-04-02 | ICU_incidence |  |  |  | 26.74 |  |  | Relax Interventions 50% | Afghanistan | AFG |  |  | FALSE
2022-04-02 | cumulative_infections |  |  |  | 23896115.4 |  |  | Relax Interventions 50% | Afghanistan | AFG |  |  | FALSE
2022-04-03 | hospital_demand |  |  |  | 2528.03 |  |  | Additional 50% Reduction | Afghanistan | AFG |  |  | FALSE
2022-04-03 | ICU_demand |  |  |  | 255.67 |  |  | Additional 50% Reduction | Afghanistan | AFG |  |  | FALSE
2022-04-03 | infections |  |  |  | 57586.88 |  |  | Additional 50% Reduction | Afghanistan | AFG |  |  | FALSE
2022-04-03 | hospital_incidence |  |  |  | 285.94 |  |  | Additional 50% Reduction | Afghanistan | AFG |  |  | FALSE
2022-04-03 | ICU_incidence |  |  |  | 26.99 |  |  | Additional 50% Reduction | Afghanistan | AFG |  |  | FALSE
2022-04-03 | cumulative_infections |  |  |  | 23953702.2 |  |  | Additional 50% Reduction | Afghanistan | AFG |  |  | FALSE
2022-04-03 | hospital_demand |  |  |  | 2528.03 |  |  | Maintain Status Quo | Afghanistan | AFG |  |  | FALSE
2022-04-03 | ICU_demand |  |  |  | 255.67 |  |  | Maintain Status Quo | Afghanistan | AFG |  |  | FALSE
2022-04-03 | infections |  |  |  | 57586.88 |  |  | Maintain Status Quo | Afghanistan | AFG |  |  | FALSE
2022-04-03 | hospital_incidence |  |  |  | 285.94 |  |  | Maintain Status Quo | Afghanistan | AFG |  |  | FALSE
2022-04-03 | ICU_incidence |  |  |  | 26.99 |  |  | Maintain Status Quo | Afghanistan | AFG |  |  | FALSE
2022-04-03 | cumulative_infections |  |  |  | 23953702.2 |  |  | Maintain Status Quo | Afghanistan | AFG |  |  | FALSE
2022-04-03 | hospital_demand |  |  |  | 2528.03 |  |  | Relax Interventions 50% | Afghanistan | AFG |  |  | FALSE
2022-04-03 | ICU_demand |  |  |  | 255.67 |  |  | Relax Interventions 50% | Afghanistan | AFG |  |  | FALSE
2022-04-03 | infections |  |  |  | 57586.88 |  |  | Relax Interventions 50% | Afghanistan | AFG |  |  | FALSE
2022-04-03 | hospital_incidence |  |  |  | 285.94 |  |  | Relax Interventions 50% | Afghanistan | AFG |  |  | FALSE
2022-04-03 | ICU_incidence |  |  |  | 26.99 |  |  | Relax Interventions 50% | Afghanistan | AFG |  |  | FALSE
2022-04-03 | cumulative_infections |  |  |  | 23953702.2 |  |  | Relax Interventions 50% | Afghanistan | AFG |  |  | FALSE
2022-04-04 | hospital_demand |  |  |  | 2535.92 |  |  | Additional 50% Reduction | Afghanistan | AFG |  |  | FALSE
2022-04-04 | ICU_demand |  |  |  | 256.55 |  |  | Additional 50% Reduction | Afghanistan | AFG |  |  | FALSE
2022-04-04 | infections |  |  |  | 57658.97 |  |  | Additional 50% Reduction | Afghanistan | AFG |  |  | FALSE
2022-04-04 | hospital_incidence |  |  |  | 288.15 |  |  | Additional 50% Reduction | Afghanistan | AFG |  |  | FALSE
2022-04-04 | ICU_incidence |  |  |  | 27.19 |  |  | Additional 50% Reduction | Afghanistan | AFG |  |  | FALSE
2022-04-04 | cumulative_infections |  |  |  | 24011361.2 |  |  | Additional 50% Reduction | Afghanistan | AFG |  |  | FALSE
2022-04-04 | hospital_demand |  |  |  | 2535.92 |  |  | Maintain Status Quo | Afghanistan | AFG |  |  | FALSE
2022-04-04 | ICU_demand |  |  |  | 256.55 |  |  | Maintain Status Quo | Afghanistan | AFG |  |  | FALSE
2022-04-04 | infections |  |  |  | 57658.97 |  |  | Maintain Status Quo | Afghanistan | AFG |  |  | FALSE
2022-04-04 | hospital_incidence |  |  |  | 288.15 |  |  | Maintain Status Quo | Afghanistan | AFG |  |  | FALSE
2022-04-04 | ICU_incidence |  |  |  | 27.19 |  |  | Maintain Status Quo | Afghanistan | AFG |  |  | FALSE
2022-04-04 | cumulative_infections |  |  |  | 24011361.2 |  |  | Maintain Status Quo | Afghanistan | AFG |  |  | FALSE
2022-04-04 | hospital_demand |  |  |  | 2535.92 |  |  | Relax Interventions 50% | Afghanistan | AFG |  |  | FALSE
2022-04-04 | ICU_demand |  |  |  | 256.55 |  |  | Relax Interventions 50% | Afghanistan | AFG |  |  | FALSE
2022-04-04 | infections |  |  |  | 57658.97 |  |  | Relax Interventions 50% | Afghanistan | AFG |  |  | FALSE
2022-04-04 | hospital_incidence |  |  |  | 288.15 |  |  | Relax Interventions 50% | Afghanistan | AFG |  |  | FALSE
2022-04-04 | ICU_incidence |  |  |  | 27.19 |  |  | Relax Interventions 50% | Afghanistan | AFG |  |  | FALSE
2022-04-04 | cumulative_infections |  |  |  | 24011361.2 |  |  | Relax Interventions 50% | Afghanistan | AFG |  |  | FALSE
2022-04-05 | hospital_demand |  |  |  | 2545.87 |  |  | Additional 50% Reduction | Afghanistan | AFG |  |  | FALSE
2022-04-05 | ICU_demand |  |  |  | 257.5 |  |  | Additional 50% Reduction | Afghanistan | AFG |  |  | FALSE
2022-04-05 | infections |  |  |  | 57722.84 |  |  | Additional 50% Reduction | Afghanistan | AFG |  |  | FALSE
2022-04-05 | hospital_incidence |  |  |  | 289.9 |  |  | Additional 50% Reduction | Afghanistan | AFG |  |  | FALSE
2022-04-05 | ICU_incidence |  |  |  | 27.35 |  |  | Additional 50% Reduction | Afghanistan | AFG |  |  | FALSE
2022-04-05 | cumulative_infections |  |  |  | 24069084 |  |  | Additional 50% Reduction | Afghanistan | AFG |  |  | FALSE
2022-04-05 | hospital_demand |  |  |  | 2545.87 |  |  | Maintain Status Quo | Afghanistan | AFG |  |  | FALSE
2022-04-05 | ICU_demand |  |  |  | 257.5 |  |  | Maintain Status Quo | Afghanistan | AFG |  |  | FALSE
2022-04-05 | infections |  |  |  | 57722.84 |  |  | Maintain Status Quo | Afghanistan | AFG |  |  | FALSE
2022-04-05 | hospital_incidence |  |  |  | 289.9 |  |  | Maintain Status Quo | Afghanistan | AFG |  |  | FALSE
2022-04-05 | ICU_incidence |  |  |  | 27.35 |  |  | Maintain Status Quo | Afghanistan | AFG |  |  | FALSE
2022-04-05 | cumulative_infections |  |  |  | 24069084 |  |  | Maintain Status Quo | Afghanistan | AFG |  |  | FALSE
2022-04-05 | hospital_demand |  |  |  | 2545.87 |  |  | Relax Interventions 50% | Afghanistan | AFG |  |  | FALSE
2022-04-05 | ICU_demand |  |  |  | 257.5 |  |  | Relax Interventions 50% | Afghanistan | AFG |  |  | FALSE
2022-04-05 | infections |  |  |  | 57722.84 |  |  | Relax Interventions 50% | Afghanistan | AFG |  |  | FALSE
2022-04-05 | hospital_incidence |  |  |  | 289.9 |  |  | Relax Interventions 50% | Afghanistan | AFG |  |  | FALSE
2022-04-05 | ICU_incidence |  |  |  | 27.35 |  |  | Relax Interventions 50% | Afghanistan | AFG |  |  | FALSE
2022-04-05 | cumulative_infections |  |  |  | 24069084 |  |  | Relax Interventions 50% | Afghanistan | AFG |  |  | FALSE
2022-04-06 | hospital_demand |  |  |  | 2557.02 |  |  | Additional 50% Reduction | Afghanistan | AFG |  |  | FALSE
2022-04-06 | ICU_demand |  |  |  | 258.46 |  |  | Additional 50% Reduction | Afghanistan | AFG |  |  | FALSE
2022-04-06 | infections |  |  |  | 57777.33 |  |  | Additional 50% Reduction | Afghanistan | AFG |  |  | FALSE
2022-04-06 | hospital_incidence |  |  |  | 291.26 |  |  | Additional 50% Reduction | Afghanistan | AFG |  |  | FALSE
2022-04-06 | ICU_incidence |  |  |  | 27.47 |  |  | Additional 50% Reduction | Afghanistan | AFG |  |  | FALSE
2022-04-06 | cumulative_infections |  |  |  | 24126861.4 |  |  | Additional 50% Reduction | Afghanistan | AFG |  |  | FALSE
2022-04-06 | hospital_demand |  |  |  | 2557.02 |  |  | Maintain Status Quo | Afghanistan | AFG |  |  | FALSE
2022-04-06 | ICU_demand |  |  |  | 258.46 |  |  | Maintain Status Quo | Afghanistan | AFG |  |  | FALSE
2022-04-06 | infections |  |  |  | 57777.33 |  |  | Maintain Status Quo | Afghanistan | AFG |  |  | FALSE
2022-04-06 | hospital_incidence |  |  |  | 291.26 |  |  | Maintain Status Quo | Afghanistan | AFG |  |  | FALSE
2022-04-06 | ICU_incidence |  |  |  | 27.47 |  |  | Maintain Status Quo | Afghanistan | AFG |  |  | FALSE
2022-04-06 | cumulative_infections |  |  |  | 24126861.4 |  |  | Maintain Status Quo | Afghanistan | AFG |  |  | FALSE
2022-04-06 | hospital_demand |  |  |  | 2557.02 |  |  | Relax Interventions 50% | Afghanistan | AFG |  |  | FALSE
2022-04-06 | ICU_demand |  |  |  | 258.46 |  |  | Relax Interventions 50% | Afghanistan | AFG |  |  | FALSE
2022-04-06 | infections |  |  |  | 57777.33 |  |  | Relax Interventions 50% | Afghanistan | AFG |  |  | FALSE
2022-04-06 | hospital_incidence |  |  |  | 291.26 |  |  | Relax Interventions 50% | Afghanistan | AFG |  |  | FALSE
2022-04-06 | ICU_incidence |  |  |  | 27.47 |  |  | Relax Interventions 50% | Afghanistan | AFG |  |  | FALSE
2022-04-06 | cumulative_infections |  |  |  | 24126861.4 |  |  | Relax Interventions 50% | Afghanistan | AFG |  |  | FALSE
2022-04-07 | hospital_demand |  |  |  | 2568.69 |  |  | Additional 50% Reduction | Afghanistan | AFG |  |  | FALSE
2022-04-07 | ICU_demand |  |  |  | 259.39 |  |  | Additional 50% Reduction | Afghanistan | AFG |  |  | FALSE
2022-04-07 | infections |  |  |  | 57817.4 |  |  | Additional 50% Reduction | Afghanistan | AFG |  |  | FALSE
2022-04-07 | hospital_incidence |  |  |  | 292.28 |  |  | Additional 50% Reduction | Afghanistan | AFG |  |  | FALSE
2022-04-07 | ICU_incidence |  |  |  | 27.56 |  |  | Additional 50% Reduction | Afghanistan | AFG |  |  | FALSE
2022-04-07 | cumulative_infections |  |  |  | 24184678.8 |  |  | Additional 50% Reduction | Afghanistan | AFG |  |  | FALSE
2022-04-07 | hospital_demand |  |  |  | 2568.69 |  |  | Maintain Status Quo | Afghanistan | AFG |  |  | FALSE
2022-04-07 | ICU_demand |  |  |  | 259.39 |  |  | Maintain Status Quo | Afghanistan | AFG |  |  | FALSE
2022-04-07 | infections |  |  |  | 57817.4 |  |  | Maintain Status Quo | Afghanistan | AFG |  |  | FALSE
2022-04-07 | hospital_incidence |  |  |  | 292.28 |  |  | Maintain Status Quo | Afghanistan | AFG |  |  | FALSE
2022-04-07 | ICU_incidence |  |  |  | 27.56 |  |  | Maintain Status Quo | Afghanistan | AFG |  |  | FALSE
2022-04-07 | cumulative_infections |  |  |  | 24184678.8 |  |  | Maintain Status Quo | Afghanistan | AFG |  |  | FALSE
2022-04-07 | hospital_demand |  |  |  | 2568.69 |  |  | Relax Interventions 50% | Afghanistan | AFG |  |  | FALSE
2022-04-07 | ICU_demand |  |  |  | 259.39 |  |  | Relax Interventions 50% | Afghanistan | AFG |  |  | FALSE
2022-04-07 | infections |  |  |  | 57817.4 |  |  | Relax Interventions 50% | Afghanistan | AFG |  |  | FALSE
2022-04-07 | hospital_incidence |  |  |  | 292.28 |  |  | Relax Interventions 50% | Afghanistan | AFG |  |  | FALSE
2022-04-07 | ICU_incidence |  |  |  | 27.56 |  |  | Relax Interventions 50% | Afghanistan | AFG |  |  | FALSE
2022-04-07 | cumulative_infections |  |  |  | 24184678.8 |  |  | Relax Interventions 50% | Afghanistan | AFG |  |  | FALSE
2022-04-08 | hospital_demand |  |  |  | 2580.35 |  |  | Additional 50% Reduction | Afghanistan | AFG |  |  | FALSE
2022-04-08 | ICU_demand |  |  |  | 260.26 |  |  | Additional 50% Reduction | Afghanistan | AFG |  |  | FALSE
2022-04-08 | infections |  |  |  | 57838.59 |  |  | Additional 50% Reduction | Afghanistan | AFG |  |  | FALSE
2022-04-08 | hospital_incidence |  |  |  | 293.03 |  |  | Additional 50% Reduction | Afghanistan | AFG |  |  | FALSE
2022-04-08 | ICU_incidence |  |  |  | 27.62 |  |  | Additional 50% Reduction | Afghanistan | AFG |  |  | FALSE
2022-04-08 | cumulative_infections |  |  |  | 24242517.4 |  |  | Additional 50% Reduction | Afghanistan | AFG |  |  | FALSE
2022-04-08 | hospital_demand |  |  |  | 2580.35 |  |  | Maintain Status Quo | Afghanistan | AFG |  |  | FALSE
2022-04-08 | ICU_demand |  |  |  | 260.26 |  |  | Maintain Status Quo | Afghanistan | AFG |  |  | FALSE
2022-04-08 | infections |  |  |  | 57838.59 |  |  | Maintain Status Quo | Afghanistan | AFG |  |  | FALSE
2022-04-08 | hospital_incidence |  |  |  | 293.03 |  |  | Maintain Status Quo | Afghanistan | AFG |  |  | FALSE
2022-04-08 | ICU_incidence |  |  |  | 27.62 |  |  | Maintain Status Quo | Afghanistan | AFG |  |  | FALSE
2022-04-08 | cumulative_infections |  |  |  | 24242517.4 |  |  | Maintain Status Quo | Afghanistan | AFG |  |  | FALSE
2022-04-08 | hospital_demand |  |  |  | 2580.35 |  |  | Relax Interventions 50% | Afghanistan | AFG |  |  | FALSE
2022-04-08 | ICU_demand |  |  |  | 260.26 |  |  | Relax Interventions 50% | Afghanistan | AFG |  |  | FALSE
2022-04-08 | infections |  |  |  | 57838.59 |  |  | Relax Interventions 50% | Afghanistan | AFG |  |  | FALSE
2022-04-08 | hospital_incidence |  |  |  | 293.03 |  |  | Relax Interventions 50% | Afghanistan | AFG |  |  | FALSE
2022-04-08 | ICU_incidence |  |  |  | 27.62 |  |  | Relax Interventions 50% | Afghanistan | AFG |  |  | FALSE
2022-04-08 | cumulative_infections |  |  |  | 24242517.4 |  |  | Relax Interventions 50% | Afghanistan | AFG |  |  | FALSE
2022-04-09 | hospital_demand |  |  |  | 2591.62 |  |  | Additional 50% Reduction | Afghanistan | AFG |  |  | FALSE
2022-04-09 | ICU_demand |  |  |  | 261.06 |  |  | Additional 50% Reduction | Afghanistan | AFG |  |  | FALSE
2022-04-09 | infections |  |  |  | 57838.02 |  |  | Additional 50% Reduction | Afghanistan | AFG |  |  | FALSE
2022-04-09 | hospital_incidence |  |  |  | 293.56 |  |  | Additional 50% Reduction | Afghanistan | AFG |  |  | FALSE
2022-04-09 | ICU_incidence |  |  |  | 27.67 |  |  | Additional 50% Reduction | Afghanistan | AFG |  |  | FALSE
2022-04-09 | cumulative_infections |  |  |  | 24300355.4 |  |  | Additional 50% Reduction | Afghanistan | AFG |  |  | FALSE
2022-04-09 | hospital_demand |  |  |  | 2591.62 |  |  | Maintain Status Quo | Afghanistan | AFG |  |  | FALSE
2022-04-09 | ICU_demand |  |  |  | 261.06 |  |  | Maintain Status Quo | Afghanistan | AFG |  |  | FALSE
2022-04-09 | infections |  |  |  | 57838.02 |  |  | Maintain Status Quo | Afghanistan | AFG |  |  | FALSE
2022-04-09 | hospital_incidence |  |  |  | 293.56 |  |  | Maintain Status Quo | Afghanistan | AFG |  |  | FALSE
2022-04-09 | ICU_incidence |  |  |  | 27.67 |  |  | Maintain Status Quo | Afghanistan | AFG |  |  | FALSE
2022-04-09 | cumulative_infections |  |  |  | 24300355.4 |  |  | Maintain Status Quo | Afghanistan | AFG |  |  | FALSE
2022-04-09 | hospital_demand |  |  |  | 2591.62 |  |  | Relax Interventions 50% | Afghanistan | AFG |  |  | FALSE
2022-04-09 | ICU_demand |  |  |  | 261.06 |  |  | Relax Interventions 50% | Afghanistan | AFG |  |  | FALSE
2022-04-09 | infections |  |  |  | 57838.02 |  |  | Relax Interventions 50% | Afghanistan | AFG |  |  | FALSE
2022-04-09 | hospital_incidence |  |  |  | 293.56 |  |  | Relax Interventions 50% | Afghanistan | AFG |  |  | FALSE
2022-04-09 | ICU_incidence |  |  |  | 27.67 |  |  | Relax Interventions 50% | Afghanistan | AFG |  |  | FALSE
2022-04-09 | cumulative_infections |  |  |  | 24300355.4 |  |  | Relax Interventions 50% | Afghanistan | AFG |  |  | FALSE
2022-04-10 | hospital_demand |  |  |  | 2602.22 |  |  | Additional 50% Reduction | Afghanistan | AFG |  |  | FALSE
2022-04-10 | ICU_demand |  |  |  | 261.77 |  |  | Additional 50% Reduction | Afghanistan | AFG |  |  | FALSE
2022-04-10 | infections |  |  |  | 57814.15 |  |  | Additional 50% Reduction | Afghanistan | AFG |  |  | FALSE
2022-04-10 | hospital_incidence |  |  |  | 293.91 |  |  | Additional 50% Reduction | Afghanistan | AFG |  |  | FALSE
2022-04-10 | ICU_incidence |  |  |  | 27.7 |  |  | Additional 50% Reduction | Afghanistan | AFG |  |  | FALSE
2022-04-10 | cumulative_infections |  |  |  | 24358169.5 |  |  | Additional 50% Reduction | Afghanistan | AFG |  |  | FALSE
2022-04-10 | hospital_demand |  |  |  | 2602.22 |  |  | Maintain Status Quo | Afghanistan | AFG |  |  | FALSE
2022-04-10 | ICU_demand |  |  |  | 261.77 |  |  | Maintain Status Quo | Afghanistan | AFG |  |  | FALSE
2022-04-10 | infections |  |  |  | 57814.15 |  |  | Maintain Status Quo | Afghanistan | AFG |  |  | FALSE
2022-04-10 | hospital_incidence |  |  |  | 293.91 |  |  | Maintain Status Quo | Afghanistan | AFG |  |  | FALSE
2022-04-10 | ICU_incidence |  |  |  | 27.7 |  |  | Maintain Status Quo | Afghanistan | AFG |  |  | FALSE
2022-04-10 | cumulative_infections |  |  |  | 24358169.5 |  |  | Maintain Status Quo | Afghanistan | AFG |  |  | FALSE
2022-04-10 | hospital_demand |  |  |  | 2602.22 |  |  | Relax Interventions 50% | Afghanistan | AFG |  |  | FALSE
2022-04-10 | ICU_demand |  |  |  | 261.77 |  |  | Relax Interventions 50% | Afghanistan | AFG |  |  | FALSE
2022-04-10 | infections |  |  |  | 57814.15 |  |  | Relax Interventions 50% | Afghanistan | AFG |  |  | FALSE
2022-04-10 | hospital_incidence |  |  |  | 293.91 |  |  | Relax Interventions 50% | Afghanistan | AFG |  |  | FALSE
2022-04-10 | ICU_incidence |  |  |  | 27.7 |  |  | Relax Interventions 50% | Afghanistan | AFG |  |  | FALSE
2022-04-10 | cumulative_infections |  |  |  | 24358169.5 |  |  | Relax Interventions 50% | Afghanistan | AFG |  |  | FALSE
2022-04-11 | hospital_demand |  |  |  | 2611.95 |  |  | Additional 50% Reduction | Afghanistan | AFG |  |  | FALSE
2022-04-11 | ICU_demand |  |  |  | 262.39 |  |  | Additional 50% Reduction | Afghanistan | AFG |  |  | FALSE
2022-04-11 | infections |  |  |  | 57766.34 |  |  | Additional 50% Reduction | Afghanistan | AFG |  |  | FALSE
2022-04-11 | hospital_incidence |  |  |  | 294.09 |  |  | Additional 50% Reduction | Afghanistan | AFG |  |  | FALSE
2022-04-11 | ICU_incidence |  |  |  | 27.72 |  |  | Additional 50% Reduction | Afghanistan | AFG |  |  | FALSE
2022-04-11 | cumulative_infections |  |  |  | 24415935.9 |  |  | Additional 50% Reduction | Afghanistan | AFG |  |  | FALSE
2022-04-11 | hospital_demand |  |  |  | 2611.95 |  |  | Maintain Status Quo | Afghanistan | AFG |  |  | FALSE
2022-04-11 | ICU_demand |  |  |  | 262.39 |  |  | Maintain Status Quo | Afghanistan | AFG |  |  | FALSE
2022-04-11 | infections |  |  |  | 57766.34 |  |  | Maintain Status Quo | Afghanistan | AFG |  |  | FALSE
2022-04-11 | hospital_incidence |  |  |  | 294.09 |  |  | Maintain Status Quo | Afghanistan | AFG |  |  | FALSE
2022-04-11 | ICU_incidence |  |  |  | 27.72 |  |  | Maintain Status Quo | Afghanistan | AFG |  |  | FALSE
2022-04-11 | cumulative_infections |  |  |  | 24415935.9 |  |  | Maintain Status Quo | Afghanistan | AFG |  |  | FALSE
2022-04-11 | hospital_demand |  |  |  | 2611.95 |  |  | Relax Interventions 50% | Afghanistan | AFG |  |  | FALSE
2022-04-11 | ICU_demand |  |  |  | 262.39 |  |  | Relax Interventions 50% | Afghanistan | AFG |  |  | FALSE
2022-04-11 | infections |  |  |  | 57766.34 |  |  | Relax Interventions 50% | Afghanistan | AFG |  |  | FALSE
2022-04-11 | hospital_incidence |  |  |  | 294.09 |  |  | Relax Interventions 50% | Afghanistan | AFG |  |  | FALSE
2022-04-11 | ICU_incidence |  |  |  | 27.72 |  |  | Relax Interventions 50% | Afghanistan | AFG |  |  | FALSE
2022-04-11 | cumulative_infections |  |  |  | 24415935.9 |  |  | Relax Interventions 50% | Afghanistan | AFG |  |  | FALSE
2022-04-12 | hospital_demand |  |  |  | 2620.68 |  |  | Additional 50% Reduction | Afghanistan | AFG |  |  | FALSE
2022-04-12 | ICU_demand |  |  |  | 262.91 |  |  | Additional 50% Reduction | Afghanistan | AFG |  |  | FALSE
2022-04-12 | infections |  |  |  | 57694.48 |  |  | Additional 50% Reduction | Afghanistan | AFG |  |  | FALSE
2022-04-12 | hospital_incidence |  |  |  | 294.13 |  |  | Additional 50% Reduction | Afghanistan | AFG |  |  | FALSE
2022-04-12 | ICU_incidence |  |  |  | 27.73 |  |  | Additional 50% Reduction | Afghanistan | AFG |  |  | FALSE
2022-04-12 | cumulative_infections |  |  |  | 24473630.3 |  |  | Additional 50% Reduction | Afghanistan | AFG |  |  | FALSE
2022-04-12 | hospital_demand |  |  |  | 2620.68 |  |  | Maintain Status Quo | Afghanistan | AFG |  |  | FALSE
2022-04-12 | ICU_demand |  |  |  | 262.91 |  |  | Maintain Status Quo | Afghanistan | AFG |  |  | FALSE
2022-04-12 | infections |  |  |  | 57694.48 |  |  | Maintain Status Quo | Afghanistan | AFG |  |  | FALSE
2022-04-12 | hospital_incidence |  |  |  | 294.13 |  |  | Maintain Status Quo | Afghanistan | AFG |  |  | FALSE
2022-04-12 | ICU_incidence |  |  |  | 27.73 |  |  | Maintain Status Quo | Afghanistan | AFG |  |  | FALSE
2022-04-12 | cumulative_infections |  |  |  | 24473630.3 |  |  | Maintain Status Quo | Afghanistan | AFG |  |  | FALSE
2022-04-12 | hospital_demand |  |  |  | 2620.68 |  |  | Relax Interventions 50% | Afghanistan | AFG |  |  | FALSE
2022-04-12 | ICU_demand |  |  |  | 262.91 |  |  | Relax Interventions 50% | Afghanistan | AFG |  |  | FALSE
2022-04-12 | infections |  |  |  | 57694.48 |  |  | Relax Interventions 50% | Afghanistan | AFG |  |  | FALSE
2022-04-12 | hospital_incidence |  |  |  | 294.13 |  |  | Relax Interventions 50% | Afghanistan | AFG |  |  | FALSE
2022-04-12 | ICU_incidence |  |  |  | 27.73 |  |  | Relax Interventions 50% | Afghanistan | AFG |  |  | FALSE
2022-04-12 | cumulative_infections |  |  |  | 24473630.3 |  |  | Relax Interventions 50% | Afghanistan | AFG |  |  | FALSE
2022-04-13 | hospital_demand |  |  |  | 2628.33 |  |  | Additional 50% Reduction | Afghanistan | AFG |  |  | FALSE
2022-04-13 | ICU_demand |  |  |  | 263.36 |  |  | Additional 50% Reduction | Afghanistan | AFG |  |  | FALSE
2022-04-13 | infections |  |  |  | 57598.71 |  |  | Additional 50% Reduction | Afghanistan | AFG |  |  | FALSE
2022-04-13 | hospital_incidence |  |  |  | 294.03 |  |  | Additional 50% Reduction | Afghanistan | AFG |  |  | FALSE
2022-04-13 | ICU_incidence |  |  |  | 27.73 |  |  | Additional 50% Reduction | Afghanistan | AFG |  |  | FALSE
2022-04-13 | cumulative_infections |  |  |  | 24531229 |  |  | Additional 50% Reduction | Afghanistan | AFG |  |  | FALSE
2022-04-13 | hospital_demand |  |  |  | 2628.33 |  |  | Maintain Status Quo | Afghanistan | AFG |  |  | FALSE
2022-04-13 | ICU_demand |  |  |  | 263.36 |  |  | Maintain Status Quo | Afghanistan | AFG |  |  | FALSE
2022-04-13 | infections |  |  |  | 57598.71 |  |  | Maintain Status Quo | Afghanistan | AFG |  |  | FALSE
2022-04-13 | hospital_incidence |  |  |  | 294.03 |  |  | Maintain Status Quo | Afghanistan | AFG |  |  | FALSE
2022-04-13 | ICU_incidence |  |  |  | 27.73 |  |  | Maintain Status Quo | Afghanistan | AFG |  |  | FALSE
2022-04-13 | cumulative_infections |  |  |  | 24531229 |  |  | Maintain Status Quo | Afghanistan | AFG |  |  | FALSE
2022-04-13 | hospital_demand |  |  |  | 2628.33 |  |  | Relax Interventions 50% | Afghanistan | AFG |  |  | FALSE
2022-04-13 | ICU_demand |  |  |  | 263.36 |  |  | Relax Interventions 50% | Afghanistan | AFG |  |  | FALSE
2022-04-13 | infections |  |  |  | 57598.71 |  |  | Relax Interventions 50% | Afghanistan | AFG |  |  | FALSE
2022-04-13 | hospital_incidence |  |  |  | 294.03 |  |  | Relax Interventions 50% | Afghanistan | AFG |  |  | FALSE
2022-04-13 | ICU_incidence |  |  |  | 27.73 |  |  | Relax Interventions 50% | Afghanistan | AFG |  |  | FALSE
2022-04-13 | cumulative_infections |  |  |  | 24531229 |  |  | Relax Interventions 50% | Afghanistan | AFG |  |  | FALSE
2022-04-14 | hospital_demand |  |  |  | 2634.82 |  |  | Additional 50% Reduction | Afghanistan | AFG |  |  | FALSE
2022-04-14 | ICU_demand |  |  |  | 263.73 |  |  | Additional 50% Reduction | Afghanistan | AFG |  |  | FALSE
2022-04-14 | infections |  |  |  | 57479.36 |  |  | Additional 50% Reduction | Afghanistan | AFG |  |  | FALSE
2022-04-14 | hospital_incidence |  |  |  | 293.8 |  |  | Additional 50% Reduction | Afghanistan | AFG |  |  | FALSE
2022-04-14 | ICU_incidence |  |  |  | 27.71 |  |  | Additional 50% Reduction | Afghanistan | AFG |  |  | FALSE
2022-04-14 | cumulative_infections |  |  |  | 24588708.4 |  |  | Additional 50% Reduction | Afghanistan | AFG |  |  | FALSE
2022-04-14 | hospital_demand |  |  |  | 2634.82 |  |  | Maintain Status Quo | Afghanistan | AFG |  |  | FALSE
2022-04-14 | ICU_demand |  |  |  | 263.73 |  |  | Maintain Status Quo | Afghanistan | AFG |  |  | FALSE
2022-04-14 | infections |  |  |  | 57479.36 |  |  | Maintain Status Quo | Afghanistan | AFG |  |  | FALSE
2022-04-14 | hospital_incidence |  |  |  | 293.8 |  |  | Maintain Status Quo | Afghanistan | AFG |  |  | FALSE
2022-04-14 | ICU_incidence |  |  |  | 27.71 |  |  | Maintain Status Quo | Afghanistan | AFG |  |  | FALSE
2022-04-14 | cumulative_infections |  |  |  | 24588708.4 |  |  | Maintain Status Quo | Afghanistan | AFG |  |  | FALSE
2022-04-14 | hospital_demand |  |  |  | 2634.82 |  |  | Relax Interventions 50% | Afghanistan | AFG |  |  | FALSE
2022-04-14 | ICU_demand |  |  |  | 263.73 |  |  | Relax Interventions 50% | Afghanistan | AFG |  |  | FALSE
2022-04-14 | infections |  |  |  | 57479.36 |  |  | Relax Interventions 50% | Afghanistan | AFG |  |  | FALSE
2022-04-14 | hospital_incidence |  |  |  | 293.8 |  |  | Relax Interventions 50% | Afghanistan | AFG |  |  | FALSE
2022-04-14 | ICU_incidence |  |  |  | 27.71 |  |  | Relax Interventions 50% | Afghanistan | AFG |  |  | FALSE
2022-04-14 | cumulative_infections |  |  |  | 24588708.4 |  |  | Relax Interventions 50% | Afghanistan | AFG |  |  | FALSE
2022-04-15 | hospital_demand |  |  |  | 2640.15 |  |  | Additional 50% Reduction | Afghanistan | AFG |  |  | FALSE
2022-04-15 | ICU_demand |  |  |  | 264.04 |  |  | Additional 50% Reduction | Afghanistan | AFG |  |  | FALSE
2022-04-15 | infections |  |  |  | 57560.89 |  |  | Additional 50% Reduction | Afghanistan | AFG |  |  | FALSE
2022-04-15 | hospital_incidence |  |  |  | 293.46 |  |  | Additional 50% Reduction | Afghanistan | AFG |  |  | FALSE
2022-04-15 | ICU_incidence |  |  |  | 27.69 |  |  | Additional 50% Reduction | Afghanistan | AFG |  |  | FALSE
2022-04-15 | cumulative_infections |  |  |  | 24646269.3 |  |  | Additional 50% Reduction | Afghanistan | AFG |  |  | FALSE
2022-04-15 | hospital_demand |  |  |  | 2640.15 |  |  | Maintain Status Quo | Afghanistan | AFG |  |  | FALSE
2022-04-15 | ICU_demand |  |  |  | 264.04 |  |  | Maintain Status Quo | Afghanistan | AFG |  |  | FALSE
2022-04-15 | infections |  |  |  | 57560.89 |  |  | Maintain Status Quo | Afghanistan | AFG |  |  | FALSE
2022-04-15 | hospital_incidence |  |  |  | 293.46 |  |  | Maintain Status Quo | Afghanistan | AFG |  |  | FALSE
2022-04-15 | ICU_incidence |  |  |  | 27.69 |  |  | Maintain Status Quo | Afghanistan | AFG |  |  | FALSE
2022-04-15 | cumulative_infections |  |  |  | 24646269.3 |  |  | Maintain Status Quo | Afghanistan | AFG |  |  | FALSE
2022-04-15 | hospital_demand |  |  |  | 2640.15 |  |  | Relax Interventions 50% | Afghanistan | AFG |  |  | FALSE
2022-04-15 | ICU_demand |  |  |  | 264.04 |  |  | Relax Interventions 50% | Afghanistan | AFG |  |  | FALSE
2022-04-15 | infections |  |  |  | 57560.89 |  |  | Relax Interventions 50% | Afghanistan | AFG |  |  | FALSE
2022-04-15 | hospital_incidence |  |  |  | 293.46 |  |  | Relax Interventions 50% | Afghanistan | AFG |  |  | FALSE
2022-04-15 | ICU_incidence |  |  |  | 27.69 |  |  | Relax Interventions 50% | Afghanistan | AFG |  |  | FALSE
2022-04-15 | cumulative_infections |  |  |  | 24646269.3 |  |  | Relax Interventions 50% | Afghanistan | AFG |  |  | FALSE
2022-04-16 | hospital_demand |  |  |  | 2644.36 |  |  | Additional 50% Reduction | Afghanistan | AFG |  |  | FALSE
2022-04-16 | ICU_demand |  |  |  | 264.29 |  |  | Additional 50% Reduction | Afghanistan | AFG |  |  | FALSE
2022-04-16 | infections |  |  |  | 57855.85 |  |  | Additional 50% Reduction | Afghanistan | AFG |  |  | FALSE
2022-04-16 | hospital_incidence |  |  |  | 293.17 |  |  | Additional 50% Reduction | Afghanistan | AFG |  |  | FALSE
2022-04-16 | ICU_incidence |  |  |  | 27.67 |  |  | Additional 50% Reduction | Afghanistan | AFG |  |  | FALSE
2022-04-16 | cumulative_infections |  |  |  | 24704125.2 |  |  | Additional 50% Reduction | Afghanistan | AFG |  |  | FALSE
2022-04-16 | hospital_demand |  |  |  | 2644.36 |  |  | Maintain Status Quo | Afghanistan | AFG |  |  | FALSE
2022-04-16 | ICU_demand |  |  |  | 264.29 |  |  | Maintain Status Quo | Afghanistan | AFG |  |  | FALSE
2022-04-16 | infections |  |  |  | 57855.85 |  |  | Maintain Status Quo | Afghanistan | AFG |  |  | FALSE
2022-04-16 | hospital_incidence |  |  |  | 293.17 |  |  | Maintain Status Quo | Afghanistan | AFG |  |  | FALSE
2022-04-16 | ICU_incidence |  |  |  | 27.67 |  |  | Maintain Status Quo | Afghanistan | AFG |  |  | FALSE
2022-04-16 | cumulative_infections |  |  |  | 24704125.2 |  |  | Maintain Status Quo | Afghanistan | AFG |  |  | FALSE
2022-04-16 | hospital_demand |  |  |  | 2644.36 |  |  | Relax Interventions 50% | Afghanistan | AFG |  |  | FALSE
2022-04-16 | ICU_demand |  |  |  | 264.29 |  |  | Relax Interventions 50% | Afghanistan | AFG |  |  | FALSE
2022-04-16 | infections |  |  |  | 57855.85 |  |  | Relax Interventions 50% | Afghanistan | AFG |  |  | FALSE
2022-04-16 | hospital_incidence |  |  |  | 293.17 |  |  | Relax Interventions 50% | Afghanistan | AFG |  |  | FALSE
2022-04-16 | ICU_incidence |  |  |  | 27.67 |  |  | Relax Interventions 50% | Afghanistan | AFG |  |  | FALSE
2022-04-16 | cumulative_infections |  |  |  | 24704125.2 |  |  | Relax Interventions 50% | Afghanistan | AFG |  |  | FALSE
2022-04-17 | hospital_demand |  |  |  | 2647.71 |  |  | Additional 50% Reduction | Afghanistan | AFG |  |  | FALSE
2022-04-17 | ICU_demand |  |  |  | 264.5 |  |  | Additional 50% Reduction | Afghanistan | AFG |  |  | FALSE
2022-04-17 | infections |  |  |  | 58187.85 |  |  | Additional 50% Reduction | Afghanistan | AFG |  |  | FALSE
2022-04-17 | hospital_incidence |  |  |  | 293.08 |  |  | Additional 50% Reduction | Afghanistan | AFG |  |  | FALSE
2022-04-17 | ICU_incidence |  |  |  | 27.67 |  |  | Additional 50% Reduction | Afghanistan | AFG |  |  | FALSE
2022-04-17 | cumulative_infections |  |  |  | 24762313 |  |  | Additional 50% Reduction | Afghanistan | AFG |  |  | FALSE
2022-04-17 | hospital_demand |  |  |  | 2647.71 |  |  | Maintain Status Quo | Afghanistan | AFG |  |  | FALSE
2022-04-17 | ICU_demand |  |  |  | 264.5 |  |  | Maintain Status Quo | Afghanistan | AFG |  |  | FALSE
2022-04-17 | infections |  |  |  | 58187.85 |  |  | Maintain Status Quo | Afghanistan | AFG |  |  | FALSE
2022-04-17 | hospital_incidence |  |  |  | 293.08 |  |  | Maintain Status Quo | Afghanistan | AFG |  |  | FALSE
2022-04-17 | ICU_incidence |  |  |  | 27.67 |  |  | Maintain Status Quo | Afghanistan | AFG |  |  | FALSE
2022-04-17 | cumulative_infections |  |  |  | 24762313 |  |  | Maintain Status Quo | Afghanistan | AFG |  |  | FALSE
2022-04-17 | hospital_demand |  |  |  | 2647.71 |  |  | Relax Interventions 50% | Afghanistan | AFG |  |  | FALSE
2022-04-17 | ICU_demand |  |  |  | 264.5 |  |  | Relax Interventions 50% | Afghanistan | AFG |  |  | FALSE
2022-04-17 | infections |  |  |  | 58187.85 |  |  | Relax Interventions 50% | Afghanistan | AFG |  |  | FALSE
2022-04-17 | hospital_incidence |  |  |  | 293.08 |  |  | Relax Interventions 50% | Afghanistan | AFG |  |  | FALSE
2022-04-17 | ICU_incidence |  |  |  | 27.67 |  |  | Relax Interventions 50% | Afghanistan | AFG |  |  | FALSE
2022-04-17 | cumulative_infections |  |  |  | 24762313 |  |  | Relax Interventions 50% | Afghanistan | AFG |  |  | FALSE
2022-04-18 | hospital_demand |  |  |  | 2650.55 |  |  | Additional 50% Reduction | Afghanistan | AFG |  |  | FALSE
2022-04-18 | ICU_demand |  |  |  | 264.68 |  |  | Additional 50% Reduction | Afghanistan | AFG |  |  | FALSE
2022-04-18 | infections |  |  |  | 58491.3 |  |  | Additional 50% Reduction | Afghanistan | AFG |  |  | FALSE
2022-04-18 | hospital_incidence |  |  |  | 293.28 |  |  | Additional 50% Reduction | Afghanistan | AFG |  |  | FALSE
2022-04-18 | ICU_incidence |  |  |  | 27.69 |  |  | Additional 50% Reduction | Afghanistan | AFG |  |  | FALSE
2022-04-18 | cumulative_infections |  |  |  | 24820804.3 |  |  | Additional 50% Reduction | Afghanistan | AFG |  |  | FALSE
2022-04-18 | hospital_demand |  |  |  | 2650.55 |  |  | Maintain Status Quo | Afghanistan | AFG |  |  | FALSE
2022-04-18 | ICU_demand |  |  |  | 264.68 |  |  | Maintain Status Quo | Afghanistan | AFG |  |  | FALSE
2022-04-18 | infections |  |  |  | 58491.3 |  |  | Maintain Status Quo | Afghanistan | AFG |  |  | FALSE
2022-04-18 | hospital_incidence |  |  |  | 293.28 |  |  | Maintain Status Quo | Afghanistan | AFG |  |  | FALSE
2022-04-18 | ICU_incidence |  |  |  | 27.69 |  |  | Maintain Status Quo | Afghanistan | AFG |  |  | FALSE
2022-04-18 | cumulative_infections |  |  |  | 24820804.3 |  |  | Maintain Status Quo | Afghanistan | AFG |  |  | FALSE
2022-04-18 | hospital_demand |  |  |  | 2650.55 |  |  | Relax Interventions 50% | Afghanistan | AFG |  |  | FALSE
2022-04-18 | ICU_demand |  |  |  | 264.68 |  |  | Relax Interventions 50% | Afghanistan | AFG |  |  | FALSE
2022-04-18 | infections |  |  |  | 58491.3 |  |  | Relax Interventions 50% | Afghanistan | AFG |  |  | FALSE
2022-04-18 | hospital_incidence |  |  |  | 293.28 |  |  | Relax Interventions 50% | Afghanistan | AFG |  |  | FALSE
2022-04-18 | ICU_incidence |  |  |  | 27.69 |  |  | Relax Interventions 50% | Afghanistan | AFG |  |  | FALSE
2022-04-18 | cumulative_infections |  |  |  | 24820804.3 |  |  | Relax Interventions 50% | Afghanistan | AFG |  |  | FALSE
2022-04-19 | hospital_demand |  |  |  | 2653.25 |  |  | Additional 50% Reduction | Afghanistan | AFG |  |  | FALSE
2022-04-19 | ICU_demand |  |  |  | 264.84 |  |  | Additional 50% Reduction | Afghanistan | AFG |  |  | FALSE
2022-04-19 | infections |  |  |  | 58749.96 |  |  | Additional 50% Reduction | Afghanistan | AFG |  |  | FALSE
2022-04-19 | hospital_incidence |  |  |  | 293.73 |  |  | Additional 50% Reduction | Afghanistan | AFG |  |  | FALSE
2022-04-19 | ICU_incidence |  |  |  | 27.73 |  |  | Additional 50% Reduction | Afghanistan | AFG |  |  | FALSE
2022-04-19 | cumulative_infections |  |  |  | 24879554.3 |  |  | Additional 50% Reduction | Afghanistan | AFG |  |  | FALSE
2022-04-19 | hospital_demand |  |  |  | 2653.25 |  |  | Maintain Status Quo | Afghanistan | AFG |  |  | FALSE
2022-04-19 | ICU_demand |  |  |  | 264.84 |  |  | Maintain Status Quo | Afghanistan | AFG |  |  | FALSE
2022-04-19 | infections |  |  |  | 58749.96 |  |  | Maintain Status Quo | Afghanistan | AFG |  |  | FALSE
2022-04-19 | hospital_incidence |  |  |  | 293.73 |  |  | Maintain Status Quo | Afghanistan | AFG |  |  | FALSE
2022-04-19 | ICU_incidence |  |  |  | 27.73 |  |  | Maintain Status Quo | Afghanistan | AFG |  |  | FALSE
2022-04-19 | cumulative_infections |  |  |  | 24879554.3 |  |  | Maintain Status Quo | Afghanistan | AFG |  |  | FALSE
2022-04-19 | hospital_demand |  |  |  | 2653.25 |  |  | Relax Interventions 50% | Afghanistan | AFG |  |  | FALSE
2022-04-19 | ICU_demand |  |  |  | 264.84 |  |  | Relax Interventions 50% | Afghanistan | AFG |  |  | FALSE
2022-04-19 | infections |  |  |  | 58749.96 |  |  | Relax Interventions 50% | Afghanistan | AFG |  |  | FALSE
2022-04-19 | hospital_incidence |  |  |  | 293.73 |  |  | Relax Interventions 50% | Afghanistan | AFG |  |  | FALSE
2022-04-19 | ICU_incidence |  |  |  | 27.73 |  |  | Relax Interventions 50% | Afghanistan | AFG |  |  | FALSE
2022-04-19 | cumulative_infections |  |  |  | 24879554.3 |  |  | Relax Interventions 50% | Afghanistan | AFG |  |  | FALSE
2022-04-20 | hospital_demand |  |  |  | 2656.09 |  |  | Additional 50% Reduction | Afghanistan | AFG |  |  | FALSE
2022-04-20 | ICU_demand |  |  |  | 265.01 |  |  | Additional 50% Reduction | Afghanistan | AFG |  |  | FALSE
2022-04-20 | infections |  |  |  | 58965.44 |  |  | Additional 50% Reduction | Afghanistan | AFG |  |  | FALSE
2022-04-20 | hospital_incidence |  |  |  | 294.37 |  |  | Additional 50% Reduction | Afghanistan | AFG |  |  | FALSE
2022-04-20 | ICU_incidence |  |  |  | 27.78 |  |  | Additional 50% Reduction | Afghanistan | AFG |  |  | FALSE
2022-04-20 | cumulative_infections |  |  |  | 24938519.7 |  |  | Additional 50% Reduction | Afghanistan | AFG |  |  | FALSE
2022-04-20 | hospital_demand |  |  |  | 2656.09 |  |  | Maintain Status Quo | Afghanistan | AFG |  |  | FALSE
2022-04-20 | ICU_demand |  |  |  | 265.01 |  |  | Maintain Status Quo | Afghanistan | AFG |  |  | FALSE
2022-04-20 | infections |  |  |  | 58965.44 |  |  | Maintain Status Quo | Afghanistan | AFG |  |  | FALSE
2022-04-20 | hospital_incidence |  |  |  | 294.37 |  |  | Maintain Status Quo | Afghanistan | AFG |  |  | FALSE
2022-04-20 | ICU_incidence |  |  |  | 27.78 |  |  | Maintain Status Quo | Afghanistan | AFG |  |  | FALSE
2022-04-20 | cumulative_infections |  |  |  | 24938519.7 |  |  | Maintain Status Quo | Afghanistan | AFG |  |  | FALSE
2022-04-20 | hospital_demand |  |  |  | 2656.09 |  |  | Relax Interventions 50% | Afghanistan | AFG |  |  | FALSE
2022-04-20 | ICU_demand |  |  |  | 265.01 |  |  | Relax Interventions 50% | Afghanistan | AFG |  |  | FALSE
2022-04-20 | infections |  |  |  | 58965.44 |  |  | Relax Interventions 50% | Afghanistan | AFG |  |  | FALSE
2022-04-20 | hospital_incidence |  |  |  | 294.37 |  |  | Relax Interventions 50% | Afghanistan | AFG |  |  | FALSE
2022-04-20 | ICU_incidence |  |  |  | 27.78 |  |  | Relax Interventions 50% | Afghanistan | AFG |  |  | FALSE
2022-04-20 | cumulative_infections |  |  |  | 24938519.7 |  |  | Relax Interventions 50% | Afghanistan | AFG |  |  | FALSE
2022-04-21 | hospital_demand |  |  |  | 2659.24 |  |  | Additional 50% Reduction | Afghanistan | AFG |  |  | FALSE
2022-04-21 | ICU_demand |  |  |  | 265.17 |  |  | Additional 50% Reduction | Afghanistan | AFG |  |  | FALSE
2022-04-21 | infections |  |  |  | 59143.35 |  |  | Additional 50% Reduction | Afghanistan | AFG |  |  | FALSE
2022-04-21 | hospital_incidence |  |  |  | 295.11 |  |  | Additional 50% Reduction | Afghanistan | AFG |  |  | FALSE
2022-04-21 | ICU_incidence |  |  |  | 27.85 |  |  | Additional 50% Reduction | Afghanistan | AFG |  |  | FALSE
2022-04-21 | cumulative_infections |  |  |  | 24997663 |  |  | Additional 50% Reduction | Afghanistan | AFG |  |  | FALSE
2022-04-21 | hospital_demand |  |  |  | 2659.24 |  |  | Maintain Status Quo | Afghanistan | AFG |  |  | FALSE
2022-04-21 | ICU_demand |  |  |  | 265.17 |  |  | Maintain Status Quo | Afghanistan | AFG |  |  | FALSE
2022-04-21 | infections |  |  |  | 59143.35 |  |  | Maintain Status Quo | Afghanistan | AFG |  |  | FALSE
2022-04-21 | hospital_incidence |  |  |  | 295.11 |  |  | Maintain Status Quo | Afghanistan | AFG |  |  | FALSE
2022-04-21 | ICU_incidence |  |  |  | 27.85 |  |  | Maintain Status Quo | Afghanistan | AFG |  |  | FALSE
2022-04-21 | cumulative_infections |  |  |  | 24997663 |  |  | Maintain Status Quo | Afghanistan | AFG |  |  | FALSE
2022-04-21 | hospital_demand |  |  |  | 2659.24 |  |  | Relax Interventions 50% | Afghanistan | AFG |  |  | FALSE
2022-04-21 | ICU_demand |  |  |  | 265.17 |  |  | Relax Interventions 50% | Afghanistan | AFG |  |  | FALSE
2022-04-21 | infections |  |  |  | 59143.35 |  |  | Relax Interventions 50% | Afghanistan | AFG |  |  | FALSE
2022-04-21 | hospital_incidence |  |  |  | 295.11 |  |  | Relax Interventions 50% | Afghanistan | AFG |  |  | FALSE
2022-04-21 | ICU_incidence |  |  |  | 27.85 |  |  | Relax Interventions 50% | Afghanistan | AFG |  |  | FALSE
2022-04-21 | cumulative_infections |  |  |  | 24997663 |  |  | Relax Interventions 50% | Afghanistan | AFG |  |  | FALSE
2022-04-22 | hospital_demand |  |  |  | 2662.79 |  |  | Additional 50% Reduction | Afghanistan | AFG |  |  | FALSE
2022-04-22 | ICU_demand |  |  |  | 265.33 |  |  | Additional 50% Reduction | Afghanistan | AFG |  |  | FALSE
2022-04-22 | infections |  |  |  | 59288.5 |  |  | Additional 50% Reduction | Afghanistan | AFG |  |  | FALSE
2022-04-22 | hospital_incidence |  |  |  | 295.89 |  |  | Additional 50% Reduction | Afghanistan | AFG |  |  | FALSE
2022-04-22 | ICU_incidence |  |  |  | 27.91 |  |  | Additional 50% Reduction | Afghanistan | AFG |  |  | FALSE
2022-04-22 | cumulative_infections |  |  |  | 25056951.5 |  |  | Additional 50% Reduction | Afghanistan | AFG |  |  | FALSE
2022-04-22 | hospital_demand |  |  |  | 2662.79 |  |  | Maintain Status Quo | Afghanistan | AFG |  |  | FALSE
2022-04-22 | ICU_demand |  |  |  | 265.33 |  |  | Maintain Status Quo | Afghanistan | AFG |  |  | FALSE
2022-04-22 | infections |  |  |  | 59288.5 |  |  | Maintain Status Quo | Afghanistan | AFG |  |  | FALSE
2022-04-22 | hospital_incidence |  |  |  | 295.89 |  |  | Maintain Status Quo | Afghanistan | AFG |  |  | FALSE
2022-04-22 | ICU_incidence |  |  |  | 27.91 |  |  | Maintain Status Quo | Afghanistan | AFG |  |  | FALSE
2022-04-22 | cumulative_infections |  |  |  | 25056951.5 |  |  | Maintain Status Quo | Afghanistan | AFG |  |  | FALSE
2022-04-22 | hospital_demand |  |  |  | 2662.79 |  |  | Relax Interventions 50% | Afghanistan | AFG |  |  | FALSE
2022-04-22 | ICU_demand |  |  |  | 265.33 |  |  | Relax Interventions 50% | Afghanistan | AFG |  |  | FALSE
2022-04-22 | infections |  |  |  | 59288.5 |  |  | Relax Interventions 50% | Afghanistan | AFG |  |  | FALSE
2022-04-22 | hospital_incidence |  |  |  | 295.89 |  |  | Relax Interventions 50% | Afghanistan | AFG |  |  | FALSE
2022-04-22 | ICU_incidence |  |  |  | 27.91 |  |  | Relax Interventions 50% | Afghanistan | AFG |  |  | FALSE
2022-04-22 | cumulative_infections |  |  |  | 25056951.5 |  |  | Relax Interventions 50% | Afghanistan | AFG |  |  | FALSE
2022-04-23 | hospital_demand |  |  |  | 2666.74 |  |  | Additional 50% Reduction | Afghanistan | AFG |  |  | FALSE
2022-04-23 | ICU_demand |  |  |  | 265.5 |  |  | Additional 50% Reduction | Afghanistan | AFG |  |  | FALSE
2022-04-23 | infections |  |  |  | 59403.96 |  |  | Additional 50% Reduction | Afghanistan | AFG |  |  | FALSE
2022-04-23 | hospital_incidence |  |  |  | 296.65 |  |  | Additional 50% Reduction | Afghanistan | AFG |  |  | FALSE
2022-04-23 | ICU_incidence |  |  |  | 27.97 |  |  | Additional 50% Reduction | Afghanistan | AFG |  |  | FALSE
2022-04-23 | cumulative_infections |  |  |  | 25116355.5 |  |  | Additional 50% Reduction | Afghanistan | AFG |  |  | FALSE
2022-04-23 | hospital_demand |  |  |  | 2666.74 |  |  | Maintain Status Quo | Afghanistan | AFG |  |  | FALSE
2022-04-23 | ICU_demand |  |  |  | 265.5 |  |  | Maintain Status Quo | Afghanistan | AFG |  |  | FALSE
2022-04-23 | infections |  |  |  | 59403.96 |  |  | Maintain Status Quo | Afghanistan | AFG |  |  | FALSE
2022-04-23 | hospital_incidence |  |  |  | 296.65 |  |  | Maintain Status Quo | Afghanistan | AFG |  |  | FALSE
2022-04-23 | ICU_incidence |  |  |  | 27.97 |  |  | Maintain Status Quo | Afghanistan | AFG |  |  | FALSE
2022-04-23 | cumulative_infections |  |  |  | 25116355.5 |  |  | Maintain Status Quo | Afghanistan | AFG |  |  | FALSE
2022-04-23 | hospital_demand |  |  |  | 2666.74 |  |  | Relax Interventions 50% | Afghanistan | AFG |  |  | FALSE
2022-04-23 | ICU_demand |  |  |  | 265.5 |  |  | Relax Interventions 50% | Afghanistan | AFG |  |  | FALSE
2022-04-23 | infections |  |  |  | 59403.96 |  |  | Relax Interventions 50% | Afghanistan | AFG |  |  | FALSE
2022-04-23 | hospital_incidence |  |  |  | 296.65 |  |  | Relax Interventions 50% | Afghanistan | AFG |  |  | FALSE
2022-04-23 | ICU_incidence |  |  |  | 27.97 |  |  | Relax Interventions 50% | Afghanistan | AFG |  |  | FALSE
2022-04-23 | cumulative_infections |  |  |  | 25116355.5 |  |  | Relax Interventions 50% | Afghanistan | AFG |  |  | FALSE
2022-04-24 | hospital_demand |  |  |  | 2671.02 |  |  | Additional 50% Reduction | Afghanistan | AFG |  |  | FALSE
2022-04-24 | ICU_demand |  |  |  | 265.67 |  |  | Additional 50% Reduction | Afghanistan | AFG |  |  | FALSE
2022-04-24 | infections |  |  |  | 59491.32 |  |  | Additional 50% Reduction | Afghanistan | AFG |  |  | FALSE
2022-04-24 | hospital_incidence |  |  |  | 297.35 |  |  | Additional 50% Reduction | Afghanistan | AFG |  |  | FALSE
2022-04-24 | ICU_incidence |  |  |  | 28.03 |  |  | Additional 50% Reduction | Afghanistan | AFG |  |  | FALSE
2022-04-24 | cumulative_infections |  |  |  | 25175846.8 |  |  | Additional 50% Reduction | Afghanistan | AFG |  |  | FALSE
2022-04-24 | hospital_demand |  |  |  | 2671.02 |  |  | Maintain Status Quo | Afghanistan | AFG |  |  | FALSE
2022-04-24 | ICU_demand |  |  |  | 265.67 |  |  | Maintain Status Quo | Afghanistan | AFG |  |  | FALSE
2022-04-24 | infections |  |  |  | 59491.32 |  |  | Maintain Status Quo | Afghanistan | AFG |  |  | FALSE
2022-04-24 | hospital_incidence |  |  |  | 297.35 |  |  | Maintain Status Quo | Afghanistan | AFG |  |  | FALSE
2022-04-24 | ICU_incidence |  |  |  | 28.03 |  |  | Maintain Status Quo | Afghanistan | AFG |  |  | FALSE
2022-04-24 | cumulative_infections |  |  |  | 25175846.8 |  |  | Maintain Status Quo | Afghanistan | AFG |  |  | FALSE
2022-04-24 | hospital_demand |  |  |  | 2671.02 |  |  | Relax Interventions 50% | Afghanistan | AFG |  |  | FALSE
2022-04-24 | ICU_demand |  |  |  | 265.67 |  |  | Relax Interventions 50% | Afghanistan | AFG |  |  | FALSE
2022-04-24 | infections |  |  |  | 59491.32 |  |  | Relax Interventions 50% | Afghanistan | AFG |  |  | FALSE
2022-04-24 | hospital_incidence |  |  |  | 297.35 |  |  | Relax Interventions 50% | Afghanistan | AFG |  |  | FALSE
2022-04-24 | ICU_incidence |  |  |  | 28.03 |  |  | Relax Interventions 50% | Afghanistan | AFG |  |  | FALSE
2022-04-24 | cumulative_infections |  |  |  | 25175846.8 |  |  | Relax Interventions 50% | Afghanistan | AFG |  |  | FALSE
2022-04-25 | hospital_demand |  |  |  | 2675.53 |  |  | Additional 50% Reduction | Afghanistan | AFG |  |  | FALSE
2022-04-25 | ICU_demand |  |  |  | 265.84 |  |  | Additional 50% Reduction | Afghanistan | AFG |  |  | FALSE
2022-04-25 | infections |  |  |  | 59551.36 |  |  | Additional 50% Reduction | Afghanistan | AFG |  |  | FALSE
2022-04-25 | hospital_incidence |  |  |  | 297.97 |  |  | Additional 50% Reduction | Afghanistan | AFG |  |  | FALSE
2022-04-25 | ICU_incidence |  |  |  | 28.09 |  |  | Additional 50% Reduction | Afghanistan | AFG |  |  | FALSE
2022-04-25 | cumulative_infections |  |  |  | 25235398.2 |  |  | Additional 50% Reduction | Afghanistan | AFG |  |  | FALSE
2022-04-25 | hospital_demand |  |  |  | 2675.53 |  |  | Maintain Status Quo | Afghanistan | AFG |  |  | FALSE
2022-04-25 | ICU_demand |  |  |  | 265.84 |  |  | Maintain Status Quo | Afghanistan | AFG |  |  | FALSE
2022-04-25 | infections |  |  |  | 59551.36 |  |  | Maintain Status Quo | Afghanistan | AFG |  |  | FALSE
2022-04-25 | hospital_incidence |  |  |  | 297.97 |  |  | Maintain Status Quo | Afghanistan | AFG |  |  | FALSE
2022-04-25 | ICU_incidence |  |  |  | 28.09 |  |  | Maintain Status Quo | Afghanistan | AFG |  |  | FALSE
2022-04-25 | cumulative_infections |  |  |  | 25235398.2 |  |  | Maintain Status Quo | Afghanistan | AFG |  |  | FALSE
2022-04-25 | hospital_demand |  |  |  | 2675.53 |  |  | Relax Interventions 50% | Afghanistan | AFG |  |  | FALSE
2022-04-25 | ICU_demand |  |  |  | 265.84 |  |  | Relax Interventions 50% | Afghanistan | AFG |  |  | FALSE
2022-04-25 | infections |  |  |  | 59551.36 |  |  | Relax Interventions 50% | Afghanistan | AFG |  |  | FALSE
2022-04-25 | hospital_incidence |  |  |  | 297.97 |  |  | Relax Interventions 50% | Afghanistan | AFG |  |  | FALSE
2022-04-25 | ICU_incidence |  |  |  | 28.09 |  |  | Relax Interventions 50% | Afghanistan | AFG |  |  | FALSE
2022-04-25 | cumulative_infections |  |  |  | 25235398.2 |  |  | Relax Interventions 50% | Afghanistan | AFG |  |  | FALSE
2022-04-26 | hospital_demand |  |  |  | 2680.16 |  |  | Additional 50% Reduction | Afghanistan | AFG |  |  | FALSE
2022-04-26 | ICU_demand |  |  |  | 266.02 |  |  | Additional 50% Reduction | Afghanistan | AFG |  |  | FALSE
2022-04-26 | infections |  |  |  | 59584.43 |  |  | Additional 50% Reduction | Afghanistan | AFG |  |  | FALSE
2022-04-26 | hospital_incidence |  |  |  | 298.49 |  |  | Additional 50% Reduction | Afghanistan | AFG |  |  | FALSE
2022-04-26 | ICU_incidence |  |  |  | 28.14 |  |  | Additional 50% Reduction | Afghanistan | AFG |  |  | FALSE
2022-04-26 | cumulative_infections |  |  |  | 25294982.6 |  |  | Additional 50% Reduction | Afghanistan | AFG |  |  | FALSE
2022-04-26 | hospital_demand |  |  |  | 2680.16 |  |  | Maintain Status Quo | Afghanistan | AFG |  |  | FALSE
2022-04-26 | ICU_demand |  |  |  | 266.02 |  |  | Maintain Status Quo | Afghanistan | AFG |  |  | FALSE
2022-04-26 | infections |  |  |  | 59584.43 |  |  | Maintain Status Quo | Afghanistan | AFG |  |  | FALSE
2022-04-26 | hospital_incidence |  |  |  | 298.49 |  |  | Maintain Status Quo | Afghanistan | AFG |  |  | FALSE
2022-04-26 | ICU_incidence |  |  |  | 28.14 |  |  | Maintain Status Quo | Afghanistan | AFG |  |  | FALSE
2022-04-26 | cumulative_infections |  |  |  | 25294982.6 |  |  | Maintain Status Quo | Afghanistan | AFG |  |  | FALSE
2022-04-26 | hospital_demand |  |  |  | 2680.16 |  |  | Relax Interventions 50% | Afghanistan | AFG |  |  | FALSE
2022-04-26 | ICU_demand |  |  |  | 266.02 |  |  | Relax Interventions 50% | Afghanistan | AFG |  |  | FALSE
2022-04-26 | infections |  |  |  | 59584.43 |  |  | Relax Interventions 50% | Afghanistan | AFG |  |  | FALSE
2022-04-26 | hospital_incidence |  |  |  | 298.49 |  |  | Relax Interventions 50% | Afghanistan | AFG |  |  | FALSE
2022-04-26 | ICU_incidence |  |  |  | 28.14 |  |  | Relax Interventions 50% | Afghanistan | AFG |  |  | FALSE
2022-04-26 | cumulative_infections |  |  |  | 25294982.6 |  |  | Relax Interventions 50% | Afghanistan | AFG |  |  | FALSE
2022-04-27 | hospital_demand |  |  |  | 2684.77 |  |  | Additional 50% Reduction | Afghanistan | AFG |  |  | FALSE
2022-04-27 | ICU_demand |  |  |  | 266.19 |  |  | Additional 50% Reduction | Afghanistan | AFG |  |  | FALSE
2022-04-27 | infections |  |  |  | 59590.71 |  |  | Additional 50% Reduction | Afghanistan | AFG |  |  | FALSE
2022-04-27 | hospital_incidence |  |  |  | 298.89 |  |  | Additional 50% Reduction | Afghanistan | AFG |  |  | FALSE
2022-04-27 | ICU_incidence |  |  |  | 28.17 |  |  | Additional 50% Reduction | Afghanistan | AFG |  |  | FALSE
2022-04-27 | cumulative_infections |  |  |  | 25354573.3 |  |  | Additional 50% Reduction | Afghanistan | AFG |  |  | FALSE
2022-04-27 | hospital_demand |  |  |  | 2684.77 |  |  | Maintain Status Quo | Afghanistan | AFG |  |  | FALSE
2022-04-27 | ICU_demand |  |  |  | 266.19 |  |  | Maintain Status Quo | Afghanistan | AFG |  |  | FALSE
2022-04-27 | infections |  |  |  | 59590.71 |  |  | Maintain Status Quo | Afghanistan | AFG |  |  | FALSE
2022-04-27 | hospital_incidence |  |  |  | 298.89 |  |  | Maintain Status Quo | Afghanistan | AFG |  |  | FALSE
2022-04-27 | ICU_incidence |  |  |  | 28.17 |  |  | Maintain Status Quo | Afghanistan | AFG |  |  | FALSE
2022-04-27 | cumulative_infections |  |  |  | 25354573.3 |  |  | Maintain Status Quo | Afghanistan | AFG |  |  | FALSE
2022-04-27 | hospital_demand |  |  |  | 2684.77 |  |  | Relax Interventions 50% | Afghanistan | AFG |  |  | FALSE
2022-04-27 | ICU_demand |  |  |  | 266.19 |  |  | Relax Interventions 50% | Afghanistan | AFG |  |  | FALSE
2022-04-27 | infections |  |  |  | 59590.71 |  |  | Relax Interventions 50% | Afghanistan | AFG |  |  | FALSE
2022-04-27 | hospital_incidence |  |  |  | 298.89 |  |  | Relax Interventions 50% | Afghanistan | AFG |  |  | FALSE
2022-04-27 | ICU_incidence |  |  |  | 28.17 |  |  | Relax Interventions 50% | Afghanistan | AFG |  |  | FALSE
2022-04-27 | cumulative_infections |  |  |  | 25354573.3 |  |  | Relax Interventions 50% | Afghanistan | AFG |  |  | FALSE
2022-04-28 | hospital_demand |  |  |  | 2689.26 |  |  | Additional 50% Reduction | Afghanistan | AFG |  |  | FALSE
2022-04-28 | ICU_demand |  |  |  | 266.36 |  |  | Additional 50% Reduction | Afghanistan | AFG |  |  | FALSE
2022-04-28 | infections |  |  |  | 59570.48 |  |  | Additional 50% Reduction | Afghanistan | AFG |  |  | FALSE
2022-04-28 | hospital_incidence |  |  |  | 299.19 |  |  | Additional 50% Reduction | Afghanistan | AFG |  |  | FALSE
2022-04-28 | ICU_incidence |  |  |  | 28.21 |  |  | Additional 50% Reduction | Afghanistan | AFG |  |  | FALSE
2022-04-28 | cumulative_infections |  |  |  | 25414143.8 |  |  | Additional 50% Reduction | Afghanistan | AFG |  |  | FALSE
2022-04-28 | hospital_demand |  |  |  | 2689.26 |  |  | Maintain Status Quo | Afghanistan | AFG |  |  | FALSE
2022-04-28 | ICU_demand |  |  |  | 266.36 |  |  | Maintain Status Quo | Afghanistan | AFG |  |  | FALSE
2022-04-28 | infections |  |  |  | 59570.48 |  |  | Maintain Status Quo | Afghanistan | AFG |  |  | FALSE
2022-04-28 | hospital_incidence |  |  |  | 299.19 |  |  | Maintain Status Quo | Afghanistan | AFG |  |  | FALSE
2022-04-28 | ICU_incidence |  |  |  | 28.21 |  |  | Maintain Status Quo | Afghanistan | AFG |  |  | FALSE
2022-04-28 | cumulative_infections |  |  |  | 25414143.8 |  |  | Maintain Status Quo | Afghanistan | AFG |  |  | FALSE
2022-04-28 | hospital_demand |  |  |  | 2689.26 |  |  | Relax Interventions 50% | Afghanistan | AFG |  |  | FALSE
2022-04-28 | ICU_demand |  |  |  | 266.36 |  |  | Relax Interventions 50% | Afghanistan | AFG |  |  | FALSE
2022-04-28 | infections |  |  |  | 59570.48 |  |  | Relax Interventions 50% | Afghanistan | AFG |  |  | FALSE
2022-04-28 | hospital_incidence |  |  |  | 299.19 |  |  | Relax Interventions 50% | Afghanistan | AFG |  |  | FALSE
2022-04-28 | ICU_incidence |  |  |  | 28.21 |  |  | Relax Interventions 50% | Afghanistan | AFG |  |  | FALSE
2022-04-28 | cumulative_infections |  |  |  | 25414143.8 |  |  | Relax Interventions 50% | Afghanistan | AFG |  |  | FALSE
2022-04-29 | hospital_demand |  |  |  | 2693.48 |  |  | Additional 50% Reduction | Afghanistan | AFG |  |  | FALSE
2022-04-29 | ICU_demand |  |  |  | 266.52 |  |  | Additional 50% Reduction | Afghanistan | AFG |  |  | FALSE
2022-04-29 | infections |  |  |  | 59762.49 |  |  | Additional 50% Reduction | Afghanistan | AFG |  |  | FALSE
2022-04-29 | hospital_incidence |  |  |  | 299.37 |  |  | Additional 50% Reduction | Afghanistan | AFG |  |  | FALSE
2022-04-29 | ICU_incidence |  |  |  | 28.23 |  |  | Additional 50% Reduction | Afghanistan | AFG |  |  | FALSE
2022-04-29 | cumulative_infections |  |  |  | 25473906.3 |  |  | Additional 50% Reduction | Afghanistan | AFG |  |  | FALSE
2022-04-29 | hospital_demand |  |  |  | 2693.48 |  |  | Maintain Status Quo | Afghanistan | AFG |  |  | FALSE
2022-04-29 | ICU_demand |  |  |  | 266.52 |  |  | Maintain Status Quo | Afghanistan | AFG |  |  | FALSE
2022-04-29 | infections |  |  |  | 59762.49 |  |  | Maintain Status Quo | Afghanistan | AFG |  |  | FALSE
2022-04-29 | hospital_incidence |  |  |  | 299.37 |  |  | Maintain Status Quo | Afghanistan | AFG |  |  | FALSE
2022-04-29 | ICU_incidence |  |  |  | 28.23 |  |  | Maintain Status Quo | Afghanistan | AFG |  |  | FALSE
2022-04-29 | cumulative_infections |  |  |  | 25473906.3 |  |  | Maintain Status Quo | Afghanistan | AFG |  |  | FALSE
2022-04-29 | hospital_demand |  |  |  | 2693.48 |  |  | Relax Interventions 50% | Afghanistan | AFG |  |  | FALSE
2022-04-29 | ICU_demand |  |  |  | 266.52 |  |  | Relax Interventions 50% | Afghanistan | AFG |  |  | FALSE
2022-04-29 | infections |  |  |  | 59762.49 |  |  | Relax Interventions 50% | Afghanistan | AFG |  |  | FALSE
2022-04-29 | hospital_incidence |  |  |  | 299.37 |  |  | Relax Interventions 50% | Afghanistan | AFG |  |  | FALSE
2022-04-29 | ICU_incidence |  |  |  | 28.23 |  |  | Relax Interventions 50% | Afghanistan | AFG |  |  | FALSE
2022-04-29 | cumulative_infections |  |  |  | 25473906.3 |  |  | Relax Interventions 50% | Afghanistan | AFG |  |  | FALSE
2022-04-30 | hospital_demand |  |  |  | 2697.42 |  |  | Additional 50% Reduction | Afghanistan | AFG |  |  | FALSE
2022-04-30 | ICU_demand |  |  |  | 266.68 |  |  | Additional 50% Reduction | Afghanistan | AFG |  |  | FALSE
2022-04-30 | infections |  |  |  | 60179.08 |  |  | Additional 50% Reduction | Afghanistan | AFG |  |  | FALSE
2022-04-30 | hospital_incidence |  |  |  | 299.61 |  |  | Additional 50% Reduction | Afghanistan | AFG |  |  | FALSE
2022-04-30 | ICU_incidence |  |  |  | 28.26 |  |  | Additional 50% Reduction | Afghanistan | AFG |  |  | FALSE
2022-04-30 | cumulative_infections |  |  |  | 25534085.4 |  |  | Additional 50% Reduction | Afghanistan | AFG |  |  | FALSE
2022-04-30 | hospital_demand |  |  |  | 2697.42 |  |  | Maintain Status Quo | Afghanistan | AFG |  |  | FALSE
2022-04-30 | ICU_demand |  |  |  | 266.68 |  |  | Maintain Status Quo | Afghanistan | AFG |  |  | FALSE
2022-04-30 | infections |  |  |  | 60179.08 |  |  | Maintain Status Quo | Afghanistan | AFG |  |  | FALSE
2022-04-30 | hospital_incidence |  |  |  | 299.61 |  |  | Maintain Status Quo | Afghanistan | AFG |  |  | FALSE
2022-04-30 | ICU_incidence |  |  |  | 28.26 |  |  | Maintain Status Quo | Afghanistan | AFG |  |  | FALSE
2022-04-30 | cumulative_infections |  |  |  | 25534085.4 |  |  | Maintain Status Quo | Afghanistan | AFG |  |  | FALSE
2022-04-30 | hospital_demand |  |  |  | 2697.42 |  |  | Relax Interventions 50% | Afghanistan | AFG |  |  | FALSE
2022-04-30 | ICU_demand |  |  |  | 266.68 |  |  | Relax Interventions 50% | Afghanistan | AFG |  |  | FALSE
2022-04-30 | infections |  |  |  | 60179.08 |  |  | Relax Interventions 50% | Afghanistan | AFG |  |  | FALSE
2022-04-30 | hospital_incidence |  |  |  | 299.61 |  |  | Relax Interventions 50% | Afghanistan | AFG |  |  | FALSE
2022-04-30 | ICU_incidence |  |  |  | 28.26 |  |  | Relax Interventions 50% | Afghanistan | AFG |  |  | FALSE
2022-04-30 | cumulative_infections |  |  |  | 25534085.4 |  |  | Relax Interventions 50% | Afghanistan | AFG |  |  | FALSE
2022-05-01 | hospital_demand |  |  |  | 2701.22 |  |  | Additional 50% Reduction | Afghanistan | AFG |  |  | FALSE
2022-05-01 | ICU_demand |  |  |  | 266.85 |  |  | Additional 50% Reduction | Afghanistan | AFG |  |  | FALSE
2022-05-01 | infections |  |  |  | 60633.23 |  |  | Additional 50% Reduction | Afghanistan | AFG |  |  | FALSE
2022-05-01 | hospital_incidence |  |  |  | 300.06 |  |  | Additional 50% Reduction | Afghanistan | AFG |  |  | FALSE
2022-05-01 | ICU_incidence |  |  |  | 28.3 |  |  | Additional 50% Reduction | Afghanistan | AFG |  |  | FALSE
2022-05-01 | cumulative_infections |  |  |  | 25594718.6 |  |  | Additional 50% Reduction | Afghanistan | AFG |  |  | FALSE
2022-05-01 | hospital_demand |  |  |  | 2701.22 |  |  | Maintain Status Quo | Afghanistan | AFG |  |  | FALSE
2022-05-01 | ICU_demand |  |  |  | 266.85 |  |  | Maintain Status Quo | Afghanistan | AFG |  |  | FALSE
2022-05-01 | infections |  |  |  | 60633.23 |  |  | Maintain Status Quo | Afghanistan | AFG |  |  | FALSE
2022-05-01 | hospital_incidence |  |  |  | 300.06 |  |  | Maintain Status Quo | Afghanistan | AFG |  |  | FALSE
2022-05-01 | ICU_incidence |  |  |  | 28.3 |  |  | Maintain Status Quo | Afghanistan | AFG |  |  | FALSE
2022-05-01 | cumulative_infections |  |  |  | 25594718.6 |  |  | Maintain Status Quo | Afghanistan | AFG |  |  | FALSE
2022-05-01 | hospital_demand |  |  |  | 2701.22 |  |  | Relax Interventions 50% | Afghanistan | AFG |  |  | FALSE
2022-05-01 | ICU_demand |  |  |  | 266.85 |  |  | Relax Interventions 50% | Afghanistan | AFG |  |  | FALSE
2022-05-01 | infections |  |  |  | 60633.23 |  |  | Relax Interventions 50% | Afghanistan | AFG |  |  | FALSE
2022-05-01 | hospital_incidence |  |  |  | 300.06 |  |  | Relax Interventions 50% | Afghanistan | AFG |  |  | FALSE
2022-05-01 | ICU_incidence |  |  |  | 28.3 |  |  | Relax Interventions 50% | Afghanistan | AFG |  |  | FALSE
2022-05-01 | cumulative_infections |  |  |  | 25594718.6 |  |  | Relax Interventions 50% | Afghanistan | AFG |  |  | FALSE
2022-05-02 | hospital_demand |  |  |  | 2705.16 |  |  | Additional 50% Reduction | Afghanistan | AFG |  |  | FALSE
2022-05-02 | ICU_demand |  |  |  | 267.04 |  |  | Additional 50% Reduction | Afghanistan | AFG |  |  | FALSE
2022-05-02 | infections |  |  |  | 61055.45 |  |  | Additional 50% Reduction | Afghanistan | AFG |  |  | FALSE
2022-05-02 | hospital_incidence |  |  |  | 300.79 |  |  | Additional 50% Reduction | Afghanistan | AFG |  |  | FALSE
2022-05-02 | ICU_incidence |  |  |  | 28.37 |  |  | Additional 50% Reduction | Afghanistan | AFG |  |  | FALSE
2022-05-02 | cumulative_infections |  |  |  | 25655774.1 |  |  | Additional 50% Reduction | Afghanistan | AFG |  |  | FALSE
2022-05-02 | hospital_demand |  |  |  | 2705.16 |  |  | Maintain Status Quo | Afghanistan | AFG |  |  | FALSE
2022-05-02 | ICU_demand |  |  |  | 267.04 |  |  | Maintain Status Quo | Afghanistan | AFG |  |  | FALSE
2022-05-02 | infections |  |  |  | 61055.45 |  |  | Maintain Status Quo | Afghanistan | AFG |  |  | FALSE
2022-05-02 | hospital_incidence |  |  |  | 300.79 |  |  | Maintain Status Quo | Afghanistan | AFG |  |  | FALSE
2022-05-02 | ICU_incidence |  |  |  | 28.37 |  |  | Maintain Status Quo | Afghanistan | AFG |  |  | FALSE
2022-05-02 | cumulative_infections |  |  |  | 25655774.1 |  |  | Maintain Status Quo | Afghanistan | AFG |  |  | FALSE
2022-05-02 | hospital_demand |  |  |  | 2705.16 |  |  | Relax Interventions 50% | Afghanistan | AFG |  |  | FALSE
2022-05-02 | ICU_demand |  |  |  | 267.04 |  |  | Relax Interventions 50% | Afghanistan | AFG |  |  | FALSE
2022-05-02 | infections |  |  |  | 61055.45 |  |  | Relax Interventions 50% | Afghanistan | AFG |  |  | FALSE
2022-05-02 | hospital_incidence |  |  |  | 300.79 |  |  | Relax Interventions 50% | Afghanistan | AFG |  |  | FALSE
2022-05-02 | ICU_incidence |  |  |  | 28.37 |  |  | Relax Interventions 50% | Afghanistan | AFG |  |  | FALSE
2022-05-02 | cumulative_infections |  |  |  | 25655774.1 |  |  | Relax Interventions 50% | Afghanistan | AFG |  |  | FALSE
2022-05-03 | hospital_demand |  |  |  | 2709.53 |  |  | Additional 50% Reduction | Afghanistan | AFG |  |  | FALSE
2022-05-03 | ICU_demand |  |  |  | 267.27 |  |  | Additional 50% Reduction | Afghanistan | AFG |  |  | FALSE
2022-05-03 | infections |  |  |  | 61428.53 |  |  | Additional 50% Reduction | Afghanistan | AFG |  |  | FALSE
2022-05-03 | hospital_incidence |  |  |  | 301.79 |  |  | Additional 50% Reduction | Afghanistan | AFG |  |  | FALSE
2022-05-03 | ICU_incidence |  |  |  | 28.46 |  |  | Additional 50% Reduction | Afghanistan | AFG |  |  | FALSE
2022-05-03 | cumulative_infections |  |  |  | 25717202.6 |  |  | Additional 50% Reduction | Afghanistan | AFG |  |  | FALSE
2022-05-03 | hospital_demand |  |  |  | 2709.53 |  |  | Maintain Status Quo | Afghanistan | AFG |  |  | FALSE
2022-05-03 | ICU_demand |  |  |  | 267.27 |  |  | Maintain Status Quo | Afghanistan | AFG |  |  | FALSE
2022-05-03 | infections |  |  |  | 61428.53 |  |  | Maintain Status Quo | Afghanistan | AFG |  |  | FALSE
2022-05-03 | hospital_incidence |  |  |  | 301.79 |  |  | Maintain Status Quo | Afghanistan | AFG |  |  | FALSE
2022-05-03 | ICU_incidence |  |  |  | 28.46 |  |  | Maintain Status Quo | Afghanistan | AFG |  |  | FALSE
2022-05-03 | cumulative_infections |  |  |  | 25717202.6 |  |  | Maintain Status Quo | Afghanistan | AFG |  |  | FALSE
2022-05-03 | hospital_demand |  |  |  | 2709.53 |  |  | Relax Interventions 50% | Afghanistan | AFG |  |  | FALSE
2022-05-03 | ICU_demand |  |  |  | 267.27 |  |  | Relax Interventions 50% | Afghanistan | AFG |  |  | FALSE
2022-05-03 | infections |  |  |  | 61428.53 |  |  | Relax Interventions 50% | Afghanistan | AFG |  |  | FALSE
2022-05-03 | hospital_incidence |  |  |  | 301.79 |  |  | Relax Interventions 50% | Afghanistan | AFG |  |  | FALSE
2022-05-03 | ICU_incidence |  |  |  | 28.46 |  |  | Relax Interventions 50% | Afghanistan | AFG |  |  | FALSE
2022-05-03 | cumulative_infections |  |  |  | 25717202.6 |  |  | Relax Interventions 50% | Afghanistan | AFG |  |  | FALSE
2022-05-04 | hospital_demand |  |  |  | 2714.54 |  |  | Additional 50% Reduction | Afghanistan | AFG |  |  | FALSE
2022-05-04 | ICU_demand |  |  |  | 267.52 |  |  | Additional 50% Reduction | Afghanistan | AFG |  |  | FALSE
2022-05-04 | infections |  |  |  | 61754.02 |  |  | Additional 50% Reduction | Afghanistan | AFG |  |  | FALSE
2022-05-04 | hospital_incidence |  |  |  | 302.97 |  |  | Additional 50% Reduction | Afghanistan | AFG |  |  | FALSE
2022-05-04 | ICU_incidence |  |  |  | 28.56 |  |  | Additional 50% Reduction | Afghanistan | AFG |  |  | FALSE
2022-05-04 | cumulative_infections |  |  |  | 25778956.6 |  |  | Additional 50% Reduction | Afghanistan | AFG |  |  | FALSE
2022-05-04 | hospital_demand |  |  |  | 2714.54 |  |  | Maintain Status Quo | Afghanistan | AFG |  |  | FALSE
2022-05-04 | ICU_demand |  |  |  | 267.52 |  |  | Maintain Status Quo | Afghanistan | AFG |  |  | FALSE
2022-05-04 | infections |  |  |  | 61754.02 |  |  | Maintain Status Quo | Afghanistan | AFG |  |  | FALSE
2022-05-04 | hospital_incidence |  |  |  | 302.97 |  |  | Maintain Status Quo | Afghanistan | AFG |  |  | FALSE
2022-05-04 | ICU_incidence |  |  |  | 28.56 |  |  | Maintain Status Quo | Afghanistan | AFG |  |  | FALSE
2022-05-04 | cumulative_infections |  |  |  | 25778956.6 |  |  | Maintain Status Quo | Afghanistan | AFG |  |  | FALSE
2022-05-04 | hospital_demand |  |  |  | 2714.54 |  |  | Relax Interventions 50% | Afghanistan | AFG |  |  | FALSE
2022-05-04 | ICU_demand |  |  |  | 267.52 |  |  | Relax Interventions 50% | Afghanistan | AFG |  |  | FALSE
2022-05-04 | infections |  |  |  | 61754.02 |  |  | Relax Interventions 50% | Afghanistan | AFG |  |  | FALSE
2022-05-04 | hospital_incidence |  |  |  | 302.97 |  |  | Relax Interventions 50% | Afghanistan | AFG |  |  | FALSE
2022-05-04 | ICU_incidence |  |  |  | 28.56 |  |  | Relax Interventions 50% | Afghanistan | AFG |  |  | FALSE
2022-05-04 | cumulative_infections |  |  |  | 25778956.6 |  |  | Relax Interventions 50% | Afghanistan | AFG |  |  | FALSE
2022-05-05 | hospital_demand |  |  |  | 2720.29 |  |  | Additional 50% Reduction | Afghanistan | AFG |  |  | FALSE
2022-05-05 | ICU_demand |  |  |  | 267.8 |  |  | Additional 50% Reduction | Afghanistan | AFG |  |  | FALSE
2022-05-05 | infections |  |  |  | 62037.64 |  |  | Additional 50% Reduction | Afghanistan | AFG |  |  | FALSE
2022-05-05 | hospital_incidence |  |  |  | 304.26 |  |  | Additional 50% Reduction | Afghanistan | AFG |  |  | FALSE
2022-05-05 | ICU_incidence |  |  |  | 28.67 |  |  | Additional 50% Reduction | Afghanistan | AFG |  |  | FALSE
2022-05-05 | cumulative_infections |  |  |  | 25840994.3 |  |  | Additional 50% Reduction | Afghanistan | AFG |  |  | FALSE
2022-05-05 | hospital_demand |  |  |  | 2720.29 |  |  | Maintain Status Quo | Afghanistan | AFG |  |  | FALSE
2022-05-05 | ICU_demand |  |  |  | 267.8 |  |  | Maintain Status Quo | Afghanistan | AFG |  |  | FALSE
2022-05-05 | infections |  |  |  | 62037.64 |  |  | Maintain Status Quo | Afghanistan | AFG |  |  | FALSE
2022-05-05 | hospital_incidence |  |  |  | 304.26 |  |  | Maintain Status Quo | Afghanistan | AFG |  |  | FALSE
2022-05-05 | ICU_incidence |  |  |  | 28.67 |  |  | Maintain Status Quo | Afghanistan | AFG |  |  | FALSE
2022-05-05 | cumulative_infections |  |  |  | 25840994.3 |  |  | Maintain Status Quo | Afghanistan | AFG |  |  | FALSE
2022-05-05 | hospital_demand |  |  |  | 2720.29 |  |  | Relax Interventions 50% | Afghanistan | AFG |  |  | FALSE
2022-05-05 | ICU_demand |  |  |  | 267.8 |  |  | Relax Interventions 50% | Afghanistan | AFG |  |  | FALSE
2022-05-05 | infections |  |  |  | 62037.64 |  |  | Relax Interventions 50% | Afghanistan | AFG |  |  | FALSE
2022-05-05 | hospital_incidence |  |  |  | 304.26 |  |  | Relax Interventions 50% | Afghanistan | AFG |  |  | FALSE
2022-05-05 | ICU_incidence |  |  |  | 28.67 |  |  | Relax Interventions 50% | Afghanistan | AFG |  |  | FALSE
2022-05-05 | cumulative_infections |  |  |  | 25840994.3 |  |  | Relax Interventions 50% | Afghanistan | AFG |  |  | FALSE
2022-05-06 | hospital_demand |  |  |  | 2726.79 |  |  | Additional 50% Reduction | Afghanistan | AFG |  |  | FALSE
2022-05-06 | ICU_demand |  |  |  | 268.1 |  |  | Additional 50% Reduction | Afghanistan | AFG |  |  | FALSE
2022-05-06 | infections |  |  |  | 62284.22 |  |  | Additional 50% Reduction | Afghanistan | AFG |  |  | FALSE
2022-05-06 | hospital_incidence |  |  |  | 305.57 |  |  | Additional 50% Reduction | Afghanistan | AFG |  |  | FALSE
2022-05-06 | ICU_incidence |  |  |  | 28.78 |  |  | Additional 50% Reduction | Afghanistan | AFG |  |  | FALSE
2022-05-06 | cumulative_infections |  |  |  | 25903278.5 |  |  | Additional 50% Reduction | Afghanistan | AFG |  |  | FALSE
2022-05-06 | hospital_demand |  |  |  | 2726.79 |  |  | Maintain Status Quo | Afghanistan | AFG |  |  | FALSE
2022-05-06 | ICU_demand |  |  |  | 268.1 |  |  | Maintain Status Quo | Afghanistan | AFG |  |  | FALSE
2022-05-06 | infections |  |  |  | 62284.22 |  |  | Maintain Status Quo | Afghanistan | AFG |  |  | FALSE
2022-05-06 | hospital_incidence |  |  |  | 305.57 |  |  | Maintain Status Quo | Afghanistan | AFG |  |  | FALSE
2022-05-06 | ICU_incidence |  |  |  | 28.78 |  |  | Maintain Status Quo | Afghanistan | AFG |  |  | FALSE
2022-05-06 | cumulative_infections |  |  |  | 25903278.5 |  |  | Maintain Status Quo | Afghanistan | AFG |  |  | FALSE
2022-05-06 | hospital_demand |  |  |  | 2726.79 |  |  | Relax Interventions 50% | Afghanistan | AFG |  |  | FALSE
2022-05-06 | ICU_demand |  |  |  | 268.1 |  |  | Relax Interventions 50% | Afghanistan | AFG |  |  | FALSE
2022-05-06 | infections |  |  |  | 62284.22 |  |  | Relax Interventions 50% | Afghanistan | AFG |  |  | FALSE
2022-05-06 | hospital_incidence |  |  |  | 305.57 |  |  | Relax Interventions 50% | Afghanistan | AFG |  |  | FALSE
2022-05-06 | ICU_incidence |  |  |  | 28.78 |  |  | Relax Interventions 50% | Afghanistan | AFG |  |  | FALSE
2022-05-06 | cumulative_infections |  |  |  | 25903278.5 |  |  | Relax Interventions 50% | Afghanistan | AFG |  |  | FALSE
2022-05-07 | hospital_demand |  |  |  | 2733.98 |  |  | Additional 50% Reduction | Afghanistan | AFG |  |  | FALSE
2022-05-07 | ICU_demand |  |  |  | 268.42 |  |  | Additional 50% Reduction | Afghanistan | AFG |  |  | FALSE
2022-05-07 | infections |  |  |  | 62496.7 |  |  | Additional 50% Reduction | Afghanistan | AFG |  |  | FALSE
2022-05-07 | hospital_incidence |  |  |  | 306.85 |  |  | Additional 50% Reduction | Afghanistan | AFG |  |  | FALSE
2022-05-07 | ICU_incidence |  |  |  | 28.89 |  |  | Additional 50% Reduction | Afghanistan | AFG |  |  | FALSE
2022-05-07 | cumulative_infections |  |  |  | 25965775.2 |  |  | Additional 50% Reduction | Afghanistan | AFG |  |  | FALSE
2022-05-07 | hospital_demand |  |  |  | 2733.98 |  |  | Maintain Status Quo | Afghanistan | AFG |  |  | FALSE
2022-05-07 | ICU_demand |  |  |  | 268.42 |  |  | Maintain Status Quo | Afghanistan | AFG |  |  | FALSE
2022-05-07 | infections |  |  |  | 62496.7 |  |  | Maintain Status Quo | Afghanistan | AFG |  |  | FALSE
2022-05-07 | hospital_incidence |  |  |  | 306.85 |  |  | Maintain Status Quo | Afghanistan | AFG |  |  | FALSE
2022-05-07 | ICU_incidence |  |  |  | 28.89 |  |  | Maintain Status Quo | Afghanistan | AFG |  |  | FALSE
2022-05-07 | cumulative_infections |  |  |  | 25965775.2 |  |  | Maintain Status Quo | Afghanistan | AFG |  |  | FALSE
2022-05-07 | hospital_demand |  |  |  | 2733.98 |  |  | Relax Interventions 50% | Afghanistan | AFG |  |  | FALSE
2022-05-07 | ICU_demand |  |  |  | 268.42 |  |  | Relax Interventions 50% | Afghanistan | AFG |  |  | FALSE
2022-05-07 | infections |  |  |  | 62496.7 |  |  | Relax Interventions 50% | Afghanistan | AFG |  |  | FALSE
2022-05-07 | hospital_incidence |  |  |  | 306.85 |  |  | Relax Interventions 50% | Afghanistan | AFG |  |  | FALSE
2022-05-07 | ICU_incidence |  |  |  | 28.89 |  |  | Relax Interventions 50% | Afghanistan | AFG |  |  | FALSE
2022-05-07 | cumulative_infections |  |  |  | 25965775.2 |  |  | Relax Interventions 50% | Afghanistan | AFG |  |  | FALSE
2022-05-08 | hospital_demand |  |  |  | 2741.74 |  |  | Additional 50% Reduction | Afghanistan | AFG |  |  | FALSE
2022-05-08 | ICU_demand |  |  |  | 268.75 |  |  | Additional 50% Reduction | Afghanistan | AFG |  |  | FALSE
2022-05-08 | infections |  |  |  | 62676.57 |  |  | Additional 50% Reduction | Afghanistan | AFG |  |  | FALSE
2022-05-08 | hospital_incidence |  |  |  | 308.06 |  |  | Additional 50% Reduction | Afghanistan | AFG |  |  | FALSE
2022-05-08 | ICU_incidence |  |  |  | 29 |  |  | Additional 50% Reduction | Afghanistan | AFG |  |  | FALSE
2022-05-08 | cumulative_infections |  |  |  | 26028451.8 |  |  | Additional 50% Reduction | Afghanistan | AFG |  |  | FALSE
2022-05-08 | hospital_demand |  |  |  | 2741.74 |  |  | Maintain Status Quo | Afghanistan | AFG |  |  | FALSE
2022-05-08 | ICU_demand |  |  |  | 268.75 |  |  | Maintain Status Quo | Afghanistan | AFG |  |  | FALSE
2022-05-08 | infections |  |  |  | 62676.57 |  |  | Maintain Status Quo | Afghanistan | AFG |  |  | FALSE
2022-05-08 | hospital_incidence |  |  |  | 308.06 |  |  | Maintain Status Quo | Afghanistan | AFG |  |  | FALSE
2022-05-08 | ICU_incidence |  |  |  | 29 |  |  | Maintain Status Quo | Afghanistan | AFG |  |  | FALSE
2022-05-08 | cumulative_infections |  |  |  | 26028451.8 |  |  | Maintain Status Quo | Afghanistan | AFG |  |  | FALSE
2022-05-08 | hospital_demand |  |  |  | 2741.74 |  |  | Relax Interventions 50% | Afghanistan | AFG |  |  | FALSE
2022-05-08 | ICU_demand |  |  |  | 268.75 |  |  | Relax Interventions 50% | Afghanistan | AFG |  |  | FALSE
2022-05-08 | infections |  |  |  | 62676.57 |  |  | Relax Interventions 50% | Afghanistan | AFG |  |  | FALSE
2022-05-08 | hospital_incidence |  |  |  | 308.06 |  |  | Relax Interventions 50% | Afghanistan | AFG |  |  | FALSE
2022-05-08 | ICU_incidence |  |  |  | 29 |  |  | Relax Interventions 50% | Afghanistan | AFG |  |  | FALSE
2022-05-08 | cumulative_infections |  |  |  | 26028451.8 |  |  | Relax Interventions 50% | Afghanistan | AFG |  |  | FALSE
2022-05-09 | hospital_demand |  |  |  | 2749.92 |  |  | Additional 50% Reduction | Afghanistan | AFG |  |  | FALSE
2022-05-09 | ICU_demand |  |  |  | 269.09 |  |  | Additional 50% Reduction | Afghanistan | AFG |  |  | FALSE
2022-05-09 | infections |  |  |  | 62824.41 |  |  | Additional 50% Reduction | Afghanistan | AFG |  |  | FALSE
2022-05-09 | hospital_incidence |  |  |  | 309.17 |  |  | Additional 50% Reduction | Afghanistan | AFG |  |  | FALSE
2022-05-09 | ICU_incidence |  |  |  | 29.1 |  |  | Additional 50% Reduction | Afghanistan | AFG |  |  | FALSE
2022-05-09 | cumulative_infections |  |  |  | 26091276.2 |  |  | Additional 50% Reduction | Afghanistan | AFG |  |  | FALSE
2022-05-09 | hospital_demand |  |  |  | 2749.92 |  |  | Maintain Status Quo | Afghanistan | AFG |  |  | FALSE
2022-05-09 | ICU_demand |  |  |  | 269.09 |  |  | Maintain Status Quo | Afghanistan | AFG |  |  | FALSE
2022-05-09 | infections |  |  |  | 62824.41 |  |  | Maintain Status Quo | Afghanistan | AFG |  |  | FALSE
2022-05-09 | hospital_incidence |  |  |  | 309.17 |  |  | Maintain Status Quo | Afghanistan | AFG |  |  | FALSE
2022-05-09 | ICU_incidence |  |  |  | 29.1 |  |  | Maintain Status Quo | Afghanistan | AFG |  |  | FALSE
2022-05-09 | cumulative_infections |  |  |  | 26091276.2 |  |  | Maintain Status Quo | Afghanistan | AFG |  |  | FALSE
2022-05-09 | hospital_demand |  |  |  | 2749.92 |  |  | Relax Interventions 50% | Afghanistan | AFG |  |  | FALSE
2022-05-09 | ICU_demand |  |  |  | 269.09 |  |  | Relax Interventions 50% | Afghanistan | AFG |  |  | FALSE
2022-05-09 | infections |  |  |  | 62824.41 |  |  | Relax Interventions 50% | Afghanistan | AFG |  |  | FALSE
2022-05-09 | hospital_incidence |  |  |  | 309.17 |  |  | Relax Interventions 50% | Afghanistan | AFG |  |  | FALSE
2022-05-09 | ICU_incidence |  |  |  | 29.1 |  |  | Relax Interventions 50% | Afghanistan | AFG |  |  | FALSE
2022-05-09 | cumulative_infections |  |  |  | 26091276.2 |  |  | Relax Interventions 50% | Afghanistan | AFG |  |  | FALSE
2022-05-10 | hospital_demand |  |  |  | 2758.35 |  |  | Additional 50% Reduction | Afghanistan | AFG |  |  | FALSE
2022-05-10 | ICU_demand |  |  |  | 269.44 |  |  | Additional 50% Reduction | Afghanistan | AFG |  |  | FALSE
2022-05-10 | infections |  |  |  | 62940.39 |  |  | Additional 50% Reduction | Afghanistan | AFG |  |  | FALSE
2022-05-10 | hospital_incidence |  |  |  | 310.17 |  |  | Additional 50% Reduction | Afghanistan | AFG |  |  | FALSE
2022-05-10 | ICU_incidence |  |  |  | 29.19 |  |  | Additional 50% Reduction | Afghanistan | AFG |  |  | FALSE
2022-05-10 | cumulative_infections |  |  |  | 26154216.6 |  |  | Additional 50% Reduction | Afghanistan | AFG |  |  | FALSE
2022-05-10 | hospital_demand |  |  |  | 2758.35 |  |  | Maintain Status Quo | Afghanistan | AFG |  |  | FALSE
2022-05-10 | ICU_demand |  |  |  | 269.44 |  |  | Maintain Status Quo | Afghanistan | AFG |  |  | FALSE
2022-05-10 | infections |  |  |  | 62940.39 |  |  | Maintain Status Quo | Afghanistan | AFG |  |  | FALSE
2022-05-10 | hospital_incidence |  |  |  | 310.17 |  |  | Maintain Status Quo | Afghanistan | AFG |  |  | FALSE
2022-05-10 | ICU_incidence |  |  |  | 29.19 |  |  | Maintain Status Quo | Afghanistan | AFG |  |  | FALSE
2022-05-10 | cumulative_infections |  |  |  | 26154216.6 |  |  | Maintain Status Quo | Afghanistan | AFG |  |  | FALSE
2022-05-10 | hospital_demand |  |  |  | 2758.35 |  |  | Relax Interventions 50% | Afghanistan | AFG |  |  | FALSE
2022-05-10 | ICU_demand |  |  |  | 269.44 |  |  | Relax Interventions 50% | Afghanistan | AFG |  |  | FALSE
2022-05-10 | infections |  |  |  | 62940.39 |  |  | Relax Interventions 50% | Afghanistan | AFG |  |  | FALSE
2022-05-10 | hospital_incidence |  |  |  | 310.17 |  |  | Relax Interventions 50% | Afghanistan | AFG |  |  | FALSE
2022-05-10 | ICU_incidence |  |  |  | 29.19 |  |  | Relax Interventions 50% | Afghanistan | AFG |  |  | FALSE
2022-05-10 | cumulative_infections |  |  |  | 26154216.6 |  |  | Relax Interventions 50% | Afghanistan | AFG |  |  | FALSE
2022-05-11 | hospital_demand |  |  |  | 2766.87 |  |  | Additional 50% Reduction | Afghanistan | AFG |  |  | FALSE
2022-05-11 | ICU_demand |  |  |  | 269.79 |  |  | Additional 50% Reduction | Afghanistan | AFG |  |  | FALSE
2022-05-11 | infections |  |  |  | 63024.59 |  |  | Additional 50% Reduction | Afghanistan | AFG |  |  | FALSE
2022-05-11 | hospital_incidence |  |  |  | 311.04 |  |  | Additional 50% Reduction | Afghanistan | AFG |  |  | FALSE
2022-05-11 | ICU_incidence |  |  |  | 29.27 |  |  | Additional 50% Reduction | Afghanistan | AFG |  |  | FALSE
2022-05-11 | cumulative_infections |  |  |  | 26217241.2 |  |  | Additional 50% Reduction | Afghanistan | AFG |  |  | FALSE
2022-05-11 | hospital_demand |  |  |  | 2766.87 |  |  | Maintain Status Quo | Afghanistan | AFG |  |  | FALSE
2022-05-11 | ICU_demand |  |  |  | 269.79 |  |  | Maintain Status Quo | Afghanistan | AFG |  |  | FALSE
2022-05-11 | infections |  |  |  | 63024.59 |  |  | Maintain Status Quo | Afghanistan | AFG |  |  | FALSE
2022-05-11 | hospital_incidence |  |  |  | 311.04 |  |  | Maintain Status Quo | Afghanistan | AFG |  |  | FALSE
2022-05-11 | ICU_incidence |  |  |  | 29.27 |  |  | Maintain Status Quo | Afghanistan | AFG |  |  | FALSE
2022-05-11 | cumulative_infections |  |  |  | 26217241.2 |  |  | Maintain Status Quo | Afghanistan | AFG |  |  | FALSE
2022-05-11 | hospital_demand |  |  |  | 2766.87 |  |  | Relax Interventions 50% | Afghanistan | AFG |  |  | FALSE
2022-05-11 | ICU_demand |  |  |  | 269.79 |  |  | Relax Interventions 50% | Afghanistan | AFG |  |  | FALSE
2022-05-11 | infections |  |  |  | 63024.59 |  |  | Relax Interventions 50% | Afghanistan | AFG |  |  | FALSE
2022-05-11 | hospital_incidence |  |  |  | 311.04 |  |  | Relax Interventions 50% | Afghanistan | AFG |  |  | FALSE
2022-05-11 | ICU_incidence |  |  |  | 29.27 |  |  | Relax Interventions 50% | Afghanistan | AFG |  |  | FALSE
2022-05-11 | cumulative_infections |  |  |  | 26217241.2 |  |  | Relax Interventions 50% | Afghanistan | AFG |  |  | FALSE
2022-05-12 | hospital_demand |  |  |  | 2775.31 |  |  | Additional 50% Reduction | Afghanistan | AFG |  |  | FALSE
2022-05-12 | ICU_demand |  |  |  | 270.14 |  |  | Additional 50% Reduction | Afghanistan | AFG |  |  | FALSE
2022-05-12 | infections |  |  |  | 63077.12 |  |  | Additional 50% Reduction | Afghanistan | AFG |  |  | FALSE
2022-05-12 | hospital_incidence |  |  |  | 311.78 |  |  | Additional 50% Reduction | Afghanistan | AFG |  |  | FALSE
2022-05-12 | ICU_incidence |  |  |  | 29.35 |  |  | Additional 50% Reduction | Afghanistan | AFG |  |  | FALSE
2022-05-12 | cumulative_infections |  |  |  | 26280318.3 |  |  | Additional 50% Reduction | Afghanistan | AFG |  |  | FALSE
2022-05-12 | hospital_demand |  |  |  | 2775.31 |  |  | Maintain Status Quo | Afghanistan | AFG |  |  | FALSE
2022-05-12 | ICU_demand |  |  |  | 270.14 |  |  | Maintain Status Quo | Afghanistan | AFG |  |  | FALSE
2022-05-12 | infections |  |  |  | 63077.12 |  |  | Maintain Status Quo | Afghanistan | AFG |  |  | FALSE
2022-05-12 | hospital_incidence |  |  |  | 311.78 |  |  | Maintain Status Quo | Afghanistan | AFG |  |  | FALSE
2022-05-12 | ICU_incidence |  |  |  | 29.35 |  |  | Maintain Status Quo | Afghanistan | AFG |  |  | FALSE
2022-05-12 | cumulative_infections |  |  |  | 26280318.3 |  |  | Maintain Status Quo | Afghanistan | AFG |  |  | FALSE
2022-05-12 | hospital_demand |  |  |  | 2775.31 |  |  | Relax Interventions 50% | Afghanistan | AFG |  |  | FALSE
2022-05-12 | ICU_demand |  |  |  | 270.14 |  |  | Relax Interventions 50% | Afghanistan | AFG |  |  | FALSE
2022-05-12 | infections |  |  |  | 63077.12 |  |  | Relax Interventions 50% | Afghanistan | AFG |  |  | FALSE
2022-05-12 | hospital_incidence |  |  |  | 311.78 |  |  | Relax Interventions 50% | Afghanistan | AFG |  |  | FALSE
2022-05-12 | ICU_incidence |  |  |  | 29.35 |  |  | Relax Interventions 50% | Afghanistan | AFG |  |  | FALSE
2022-05-12 | cumulative_infections |  |  |  | 26280318.3 |  |  | Relax Interventions 50% | Afghanistan | AFG |  |  | FALSE
2022-05-13 | hospital_demand |  |  |  | 2783.52 |  |  | Additional 50% Reduction | Afghanistan | AFG |  |  | FALSE
2022-05-13 | ICU_demand |  |  |  | 270.48 |  |  | Additional 50% Reduction | Afghanistan | AFG |  |  | FALSE
2022-05-13 | infections |  |  |  | 63504.01 |  |  | Additional 50% Reduction | Afghanistan | AFG |  |  | FALSE
2022-05-13 | hospital_incidence |  |  |  | 312.4 |  |  | Additional 50% Reduction | Afghanistan | AFG |  |  | FALSE
2022-05-13 | ICU_incidence |  |  |  | 29.42 |  |  | Additional 50% Reduction | Afghanistan | AFG |  |  | FALSE
2022-05-13 | cumulative_infections |  |  |  | 26343822.3 |  |  | Additional 50% Reduction | Afghanistan | AFG |  |  | FALSE
2022-05-13 | hospital_demand |  |  |  | 2783.52 |  |  | Maintain Status Quo | Afghanistan | AFG |  |  | FALSE
2022-05-13 | ICU_demand |  |  |  | 270.48 |  |  | Maintain Status Quo | Afghanistan | AFG |  |  | FALSE
2022-05-13 | infections |  |  |  | 63504.01 |  |  | Maintain Status Quo | Afghanistan | AFG |  |  | FALSE
2022-05-13 | hospital_incidence |  |  |  | 312.4 |  |  | Maintain Status Quo | Afghanistan | AFG |  |  | FALSE
2022-05-13 | ICU_incidence |  |  |  | 29.42 |  |  | Maintain Status Quo | Afghanistan | AFG |  |  | FALSE
2022-05-13 | cumulative_infections |  |  |  | 26343822.3 |  |  | Maintain Status Quo | Afghanistan | AFG |  |  | FALSE
2022-05-13 | hospital_demand |  |  |  | 2783.52 |  |  | Relax Interventions 50% | Afghanistan | AFG |  |  | FALSE
2022-05-13 | ICU_demand |  |  |  | 270.48 |  |  | Relax Interventions 50% | Afghanistan | AFG |  |  | FALSE
2022-05-13 | infections |  |  |  | 63504.01 |  |  | Relax Interventions 50% | Afghanistan | AFG |  |  | FALSE
2022-05-13 | hospital_incidence |  |  |  | 312.4 |  |  | Relax Interventions 50% | Afghanistan | AFG |  |  | FALSE
2022-05-13 | ICU_incidence |  |  |  | 29.42 |  |  | Relax Interventions 50% | Afghanistan | AFG |  |  | FALSE
2022-05-13 | cumulative_infections |  |  |  | 26343822.3 |  |  | Relax Interventions 50% | Afghanistan | AFG |  |  | FALSE
2022-05-14 | hospital_demand |  |  |  | 2791.49 |  |  | Additional 50% Reduction | Afghanistan | AFG |  |  | FALSE
2022-05-14 | ICU_demand |  |  |  | 270.82 |  |  | Additional 50% Reduction | Afghanistan | AFG |  |  | FALSE
2022-05-14 | infections |  |  |  | 64329.15 |  |  | Additional 50% Reduction | Afghanistan | AFG |  |  | FALSE
2022-05-14 | hospital_incidence |  |  |  | 313.16 |  |  | Additional 50% Reduction | Afghanistan | AFG |  |  | FALSE
2022-05-14 | ICU_incidence |  |  |  | 29.5 |  |  | Additional 50% Reduction | Afghanistan | AFG |  |  | FALSE
2022-05-14 | cumulative_infections |  |  |  | 26408151.4 |  |  | Additional 50% Reduction | Afghanistan | AFG |  |  | FALSE
2022-05-14 | hospital_demand |  |  |  | 2791.49 |  |  | Maintain Status Quo | Afghanistan | AFG |  |  | FALSE
2022-05-14 | ICU_demand |  |  |  | 270.82 |  |  | Maintain Status Quo | Afghanistan | AFG |  |  | FALSE
2022-05-14 | infections |  |  |  | 64329.15 |  |  | Maintain Status Quo | Afghanistan | AFG |  |  | FALSE
2022-05-14 | hospital_incidence |  |  |  | 313.16 |  |  | Maintain Status Quo | Afghanistan | AFG |  |  | FALSE
2022-05-14 | ICU_incidence |  |  |  | 29.5 |  |  | Maintain Status Quo | Afghanistan | AFG |  |  | FALSE
2022-05-14 | cumulative_infections |  |  |  | 26408151.4 |  |  | Maintain Status Quo | Afghanistan | AFG |  |  | FALSE
2022-05-14 | hospital_demand |  |  |  | 2791.49 |  |  | Relax Interventions 50% | Afghanistan | AFG |  |  | FALSE
2022-05-14 | ICU_demand |  |  |  | 270.82 |  |  | Relax Interventions 50% | Afghanistan | AFG |  |  | FALSE
2022-05-14 | infections |  |  |  | 64329.15 |  |  | Relax Interventions 50% | Afghanistan | AFG |  |  | FALSE
2022-05-14 | hospital_incidence |  |  |  | 313.16 |  |  | Relax Interventions 50% | Afghanistan | AFG |  |  | FALSE
2022-05-14 | ICU_incidence |  |  |  | 29.5 |  |  | Relax Interventions 50% | Afghanistan | AFG |  |  | FALSE
2022-05-14 | cumulative_infections |  |  |  | 26408151.4 |  |  | Relax Interventions 50% | Afghanistan | AFG |  |  | FALSE
2022-05-15 | hospital_demand |  |  |  | 2799.52 |  |  | Additional 50% Reduction | Afghanistan | AFG |  |  | FALSE
2022-05-15 | ICU_demand |  |  |  | 271.18 |  |  | Additional 50% Reduction | Afghanistan | AFG |  |  | FALSE
2022-05-15 | infections |  |  |  | 65233.45 |  |  | Additional 50% Reduction | Afghanistan | AFG |  |  | FALSE
2022-05-15 | hospital_incidence |  |  |  | 314.36 |  |  | Additional 50% Reduction | Afghanistan | AFG |  |  | FALSE
2022-05-15 | ICU_incidence |  |  |  | 29.61 |  |  | Additional 50% Reduction | Afghanistan | AFG |  |  | FALSE
2022-05-15 | cumulative_infections |  |  |  | 26473384.9 |  |  | Additional 50% Reduction | Afghanistan | AFG |  |  | FALSE
2022-05-15 | hospital_demand |  |  |  | 2799.52 |  |  | Maintain Status Quo | Afghanistan | AFG |  |  | FALSE
2022-05-15 | ICU_demand |  |  |  | 271.18 |  |  | Maintain Status Quo | Afghanistan | AFG |  |  | FALSE
2022-05-15 | infections |  |  |  | 65233.45 |  |  | Maintain Status Quo | Afghanistan | AFG |  |  | FALSE
2022-05-15 | hospital_incidence |  |  |  | 314.36 |  |  | Maintain Status Quo | Afghanistan | AFG |  |  | FALSE
2022-05-15 | ICU_incidence |  |  |  | 29.61 |  |  | Maintain Status Quo | Afghanistan | AFG |  |  | FALSE
2022-05-15 | cumulative_infections |  |  |  | 26473384.9 |  |  | Maintain Status Quo | Afghanistan | AFG |  |  | FALSE
2022-05-15 | hospital_demand |  |  |  | 2799.52 |  |  | Relax Interventions 50% | Afghanistan | AFG |  |  | FALSE
2022-05-15 | ICU_demand |  |  |  | 271.18 |  |  | Relax Interventions 50% | Afghanistan | AFG |  |  | FALSE
2022-05-15 | infections |  |  |  | 65233.45 |  |  | Relax Interventions 50% | Afghanistan | AFG |  |  | FALSE
2022-05-15 | hospital_incidence |  |  |  | 314.36 |  |  | Relax Interventions 50% | Afghanistan | AFG |  |  | FALSE
2022-05-15 | ICU_incidence |  |  |  | 29.61 |  |  | Relax Interventions 50% | Afghanistan | AFG |  |  | FALSE
2022-05-15 | cumulative_infections |  |  |  | 26473384.9 |  |  | Relax Interventions 50% | Afghanistan | AFG |  |  | FALSE
2022-05-16 | hospital_demand |  |  |  | 2808.14 |  |  | Additional 50% Reduction | Afghanistan | AFG |  |  | FALSE
2022-05-16 | ICU_demand |  |  |  | 271.59 |  |  | Additional 50% Reduction | Afghanistan | AFG |  |  | FALSE
2022-05-16 | infections |  |  |  | 66098.9 |  |  | Additional 50% Reduction | Afghanistan | AFG |  |  | FALSE
2022-05-16 | hospital_incidence |  |  |  | 316.12 |  |  | Additional 50% Reduction | Afghanistan | AFG |  |  | FALSE
2022-05-16 | ICU_incidence |  |  |  | 29.77 |  |  | Additional 50% Reduction | Afghanistan | AFG |  |  | FALSE
2022-05-16 | cumulative_infections |  |  |  | 26539483.8 |  |  | Additional 50% Reduction | Afghanistan | AFG |  |  | FALSE
2022-05-16 | hospital_demand |  |  |  | 2808.14 |  |  | Maintain Status Quo | Afghanistan | AFG |  |  | FALSE
2022-05-16 | ICU_demand |  |  |  | 271.59 |  |  | Maintain Status Quo | Afghanistan | AFG |  |  | FALSE
2022-05-16 | infections |  |  |  | 66098.9 |  |  | Maintain Status Quo | Afghanistan | AFG |  |  | FALSE
2022-05-16 | hospital_incidence |  |  |  | 316.12 |  |  | Maintain Status Quo | Afghanistan | AFG |  |  | FALSE
2022-05-16 | ICU_incidence |  |  |  | 29.77 |  |  | Maintain Status Quo | Afghanistan | AFG |  |  | FALSE
2022-05-16 | cumulative_infections |  |  |  | 26539483.8 |  |  | Maintain Status Quo | Afghanistan | AFG |  |  | FALSE
2022-05-16 | hospital_demand |  |  |  | 2808.14 |  |  | Relax Interventions 50% | Afghanistan | AFG |  |  | FALSE
2022-05-16 | ICU_demand |  |  |  | 271.59 |  |  | Relax Interventions 50% | Afghanistan | AFG |  |  | FALSE
2022-05-16 | infections |  |  |  | 66098.9 |  |  | Relax Interventions 50% | Afghanistan | AFG |  |  | FALSE
2022-05-16 | hospital_incidence |  |  |  | 316.12 |  |  | Relax Interventions 50% | Afghanistan | AFG |  |  | FALSE
2022-05-16 | ICU_incidence |  |  |  | 29.77 |  |  | Relax Interventions 50% | Afghanistan | AFG |  |  | FALSE
2022-05-16 | cumulative_infections |  |  |  | 26539483.8 |  |  | Relax Interventions 50% | Afghanistan | AFG |  |  | FALSE
2022-05-17 | hospital_demand |  |  |  | 2817.85 |  |  | Additional 50% Reduction | Afghanistan | AFG |  |  | FALSE
2022-05-17 | ICU_demand |  |  |  | 272.06 |  |  | Additional 50% Reduction | Afghanistan | AFG |  |  | FALSE
2022-05-17 | infections |  |  |  | 66896.51 |  |  | Additional 50% Reduction | Afghanistan | AFG |  |  | FALSE
2022-05-17 | hospital_incidence |  |  |  | 318.39 |  |  | Additional 50% Reduction | Afghanistan | AFG |  |  | FALSE
2022-05-17 | ICU_incidence |  |  |  | 29.98 |  |  | Additional 50% Reduction | Afghanistan | AFG |  |  | FALSE
2022-05-17 | cumulative_infections |  |  |  | 26606380.3 |  |  | Additional 50% Reduction | Afghanistan | AFG |  |  | FALSE
2022-05-17 | hospital_demand |  |  |  | 2817.85 |  |  | Maintain Status Quo | Afghanistan | AFG |  |  | FALSE
2022-05-17 | ICU_demand |  |  |  | 272.06 |  |  | Maintain Status Quo | Afghanistan | AFG |  |  | FALSE
2022-05-17 | infections |  |  |  | 66896.51 |  |  | Maintain Status Quo | Afghanistan | AFG |  |  | FALSE
2022-05-17 | hospital_incidence |  |  |  | 318.39 |  |  | Maintain Status Quo | Afghanistan | AFG |  |  | FALSE
2022-05-17 | ICU_incidence |  |  |  | 29.98 |  |  | Maintain Status Quo | Afghanistan | AFG |  |  | FALSE
2022-05-17 | cumulative_infections |  |  |  | 26606380.3 |  |  | Maintain Status Quo | Afghanistan | AFG |  |  | FALSE
2022-05-17 | hospital_demand |  |  |  | 2817.85 |  |  | Relax Interventions 50% | Afghanistan | AFG |  |  | FALSE
2022-05-17 | ICU_demand |  |  |  | 272.06 |  |  | Relax Interventions 50% | Afghanistan | AFG |  |  | FALSE
2022-05-17 | infections |  |  |  | 66896.51 |  |  | Relax Interventions 50% | Afghanistan | AFG |  |  | FALSE
2022-05-17 | hospital_incidence |  |  |  | 318.39 |  |  | Relax Interventions 50% | Afghanistan | AFG |  |  | FALSE
2022-05-17 | ICU_incidence |  |  |  | 29.98 |  |  | Relax Interventions 50% | Afghanistan | AFG |  |  | FALSE
2022-05-17 | cumulative_infections |  |  |  | 26606380.3 |  |  | Relax Interventions 50% | Afghanistan | AFG |  |  | FALSE
2022-05-18 | hospital_demand |  |  |  | 2829.05 |  |  | Additional 50% Reduction | Afghanistan | AFG |  |  | FALSE
2022-05-18 | ICU_demand |  |  |  | 272.57 |  |  | Additional 50% Reduction | Afghanistan | AFG |  |  | FALSE
2022-05-18 | infections |  |  |  | 67628.78 |  |  | Additional 50% Reduction | Afghanistan | AFG |  |  | FALSE
2022-05-18 | hospital_incidence |  |  |  | 321.04 |  |  | Additional 50% Reduction | Afghanistan | AFG |  |  | FALSE
2022-05-18 | ICU_incidence |  |  |  | 30.21 |  |  | Additional 50% Reduction | Afghanistan | AFG |  |  | FALSE
2022-05-18 | cumulative_infections |  |  |  | 26674009.1 |  |  | Additional 50% Reduction | Afghanistan | AFG |  |  | FALSE
2022-05-18 | hospital_demand |  |  |  | 2829.05 |  |  | Maintain Status Quo | Afghanistan | AFG |  |  | FALSE
2022-05-18 | ICU_demand |  |  |  | 272.57 |  |  | Maintain Status Quo | Afghanistan | AFG |  |  | FALSE
2022-05-18 | infections |  |  |  | 67628.78 |  |  | Maintain Status Quo | Afghanistan | AFG |  |  | FALSE
2022-05-18 | hospital_incidence |  |  |  | 321.04 |  |  | Maintain Status Quo | Afghanistan | AFG |  |  | FALSE
2022-05-18 | ICU_incidence |  |  |  | 30.21 |  |  | Maintain Status Quo | Afghanistan | AFG |  |  | FALSE
2022-05-18 | cumulative_infections |  |  |  | 26674009.1 |  |  | Maintain Status Quo | Afghanistan | AFG |  |  | FALSE
2022-05-18 | hospital_demand |  |  |  | 2829.05 |  |  | Relax Interventions 50% | Afghanistan | AFG |  |  | FALSE
2022-05-18 | ICU_demand |  |  |  | 272.57 |  |  | Relax Interventions 50% | Afghanistan | AFG |  |  | FALSE
2022-05-18 | infections |  |  |  | 67628.78 |  |  | Relax Interventions 50% | Afghanistan | AFG |  |  | FALSE
2022-05-18 | hospital_incidence |  |  |  | 321.04 |  |  | Relax Interventions 50% | Afghanistan | AFG |  |  | FALSE
2022-05-18 | ICU_incidence |  |  |  | 30.21 |  |  | Relax Interventions 50% | Afghanistan | AFG |  |  | FALSE
2022-05-18 | cumulative_infections |  |  |  | 26674009.1 |  |  | Relax Interventions 50% | Afghanistan | AFG |  |  | FALSE
2022-05-19 | hospital_demand |  |  |  | 2841.96 |  |  | Additional 50% Reduction | Afghanistan | AFG |  |  | FALSE
2022-05-19 | ICU_demand |  |  |  | 273.15 |  |  | Additional 50% Reduction | Afghanistan | AFG |  |  | FALSE
2022-05-19 | infections |  |  |  | 68304.91 |  |  | Additional 50% Reduction | Afghanistan | AFG |  |  | FALSE
2022-05-19 | hospital_incidence |  |  |  | 323.93 |  |  | Additional 50% Reduction | Afghanistan | AFG |  |  | FALSE
2022-05-19 | ICU_incidence |  |  |  | 30.47 |  |  | Additional 50% Reduction | Afghanistan | AFG |  |  | FALSE
2022-05-19 | cumulative_infections |  |  |  | 26742314 |  |  | Additional 50% Reduction | Afghanistan | AFG |  |  | FALSE
2022-05-19 | hospital_demand |  |  |  | 2841.96 |  |  | Maintain Status Quo | Afghanistan | AFG |  |  | FALSE
2022-05-19 | ICU_demand |  |  |  | 273.15 |  |  | Maintain Status Quo | Afghanistan | AFG |  |  | FALSE
2022-05-19 | infections |  |  |  | 68304.91 |  |  | Maintain Status Quo | Afghanistan | AFG |  |  | FALSE
2022-05-19 | hospital_incidence |  |  |  | 323.93 |  |  | Maintain Status Quo | Afghanistan | AFG |  |  | FALSE
2022-05-19 | ICU_incidence |  |  |  | 30.47 |  |  | Maintain Status Quo | Afghanistan | AFG |  |  | FALSE
2022-05-19 | cumulative_infections |  |  |  | 26742314 |  |  | Maintain Status Quo | Afghanistan | AFG |  |  | FALSE
2022-05-19 | hospital_demand |  |  |  | 2841.96 |  |  | Relax Interventions 50% | Afghanistan | AFG |  |  | FALSE
2022-05-19 | ICU_demand |  |  |  | 273.15 |  |  | Relax Interventions 50% | Afghanistan | AFG |  |  | FALSE
2022-05-19 | infections |  |  |  | 68304.91 |  |  | Relax Interventions 50% | Afghanistan | AFG |  |  | FALSE
2022-05-19 | hospital_incidence |  |  |  | 323.93 |  |  | Relax Interventions 50% | Afghanistan | AFG |  |  | FALSE
2022-05-19 | ICU_incidence |  |  |  | 30.47 |  |  | Relax Interventions 50% | Afghanistan | AFG |  |  | FALSE
2022-05-19 | cumulative_infections |  |  |  | 26742314 |  |  | Relax Interventions 50% | Afghanistan | AFG |  |  | FALSE
2022-05-20 | hospital_demand |  |  |  | 2856.62 |  |  | Additional 50% Reduction | Afghanistan | AFG |  |  | FALSE
2022-05-20 | ICU_demand |  |  |  | 273.76 |  |  | Additional 50% Reduction | Afghanistan | AFG |  |  | FALSE
2022-05-20 | infections |  |  |  | 68932.33 |  |  | Additional 50% Reduction | Afghanistan | AFG |  |  | FALSE
2022-05-20 | hospital_incidence |  |  |  | 326.94 |  |  | Additional 50% Reduction | Afghanistan | AFG |  |  | FALSE
2022-05-20 | ICU_incidence |  |  |  | 30.73 |  |  | Additional 50% Reduction | Afghanistan | AFG |  |  | FALSE
2022-05-20 | cumulative_infections |  |  |  | 26811246.3 |  |  | Additional 50% Reduction | Afghanistan | AFG |  |  | FALSE
2022-05-20 | hospital_demand |  |  |  | 2856.62 |  |  | Maintain Status Quo | Afghanistan | AFG |  |  | FALSE
2022-05-20 | ICU_demand |  |  |  | 273.76 |  |  | Maintain Status Quo | Afghanistan | AFG |  |  | FALSE
2022-05-20 | infections |  |  |  | 68932.33 |  |  | Maintain Status Quo | Afghanistan | AFG |  |  | FALSE
2022-05-20 | hospital_incidence |  |  |  | 326.94 |  |  | Maintain Status Quo | Afghanistan | AFG |  |  | FALSE
2022-05-20 | ICU_incidence |  |  |  | 30.73 |  |  | Maintain Status Quo | Afghanistan | AFG |  |  | FALSE
2022-05-20 | cumulative_infections |  |  |  | 26811246.3 |  |  | Maintain Status Quo | Afghanistan | AFG |  |  | FALSE
2022-05-20 | hospital_demand |  |  |  | 2856.62 |  |  | Relax Interventions 50% | Afghanistan | AFG |  |  | FALSE
2022-05-20 | ICU_demand |  |  |  | 273.76 |  |  | Relax Interventions 50% | Afghanistan | AFG |  |  | FALSE
2022-05-20 | infections |  |  |  | 68932.33 |  |  | Relax Interventions 50% | Afghanistan | AFG |  |  | FALSE
2022-05-20 | hospital_incidence |  |  |  | 326.94 |  |  | Relax Interventions 50% | Afghanistan | AFG |  |  | FALSE
2022-05-20 | ICU_incidence |  |  |  | 30.73 |  |  | Relax Interventions 50% | Afghanistan | AFG |  |  | FALSE
2022-05-20 | cumulative_infections |  |  |  | 26811246.3 |  |  | Relax Interventions 50% | Afghanistan | AFG |  |  | FALSE
2022-05-21 | hospital_demand |  |  |  | 2872.95 |  |  | Additional 50% Reduction | Afghanistan | AFG |  |  | FALSE
2022-05-21 | ICU_demand |  |  |  | 274.42 |  |  | Additional 50% Reduction | Afghanistan | AFG |  |  | FALSE
2022-05-21 | infections |  |  |  | 69515.18 |  |  | Additional 50% Reduction | Afghanistan | AFG |  |  | FALSE
2022-05-21 | hospital_incidence |  |  |  | 329.97 |  |  | Additional 50% Reduction | Afghanistan | AFG |  |  | FALSE
2022-05-21 | ICU_incidence |  |  |  | 31.01 |  |  | Additional 50% Reduction | Afghanistan | AFG |  |  | FALSE
2022-05-21 | cumulative_infections |  |  |  | 26880761.5 |  |  | Additional 50% Reduction | Afghanistan | AFG |  |  | FALSE
2022-05-21 | hospital_demand |  |  |  | 2872.95 |  |  | Maintain Status Quo | Afghanistan | AFG |  |  | FALSE
2022-05-21 | ICU_demand |  |  |  | 274.42 |  |  | Maintain Status Quo | Afghanistan | AFG |  |  | FALSE
2022-05-21 | infections |  |  |  | 69515.18 |  |  | Maintain Status Quo | Afghanistan | AFG |  |  | FALSE
2022-05-21 | hospital_incidence |  |  |  | 329.97 |  |  | Maintain Status Quo | Afghanistan | AFG |  |  | FALSE
2022-05-21 | ICU_incidence |  |  |  | 31.01 |  |  | Maintain Status Quo | Afghanistan | AFG |  |  | FALSE
2022-05-21 | cumulative_infections |  |  |  | 26880761.5 |  |  | Maintain Status Quo | Afghanistan | AFG |  |  | FALSE
2022-05-21 | hospital_demand |  |  |  | 2872.95 |  |  | Relax Interventions 50% | Afghanistan | AFG |  |  | FALSE
2022-05-21 | ICU_demand |  |  |  | 274.42 |  |  | Relax Interventions 50% | Afghanistan | AFG |  |  | FALSE
2022-05-21 | infections |  |  |  | 69515.18 |  |  | Relax Interventions 50% | Afghanistan | AFG |  |  | FALSE
2022-05-21 | hospital_incidence |  |  |  | 329.97 |  |  | Relax Interventions 50% | Afghanistan | AFG |  |  | FALSE
2022-05-21 | ICU_incidence |  |  |  | 31.01 |  |  | Relax Interventions 50% | Afghanistan | AFG |  |  | FALSE
2022-05-21 | cumulative_infections |  |  |  | 26880761.5 |  |  | Relax Interventions 50% | Afghanistan | AFG |  |  | FALSE
2022-05-22 | hospital_demand |  |  |  | 2890.76 |  |  | Additional 50% Reduction | Afghanistan | AFG |  |  | FALSE
2022-05-22 | ICU_demand |  |  |  | 275.12 |  |  | Additional 50% Reduction | Afghanistan | AFG |  |  | FALSE
2022-05-22 | infections |  |  |  | 70055.03 |  |  | Additional 50% Reduction | Afghanistan | AFG |  |  | FALSE
2022-05-22 | hospital_incidence |  |  |  | 332.95 |  |  | Additional 50% Reduction | Afghanistan | AFG |  |  | FALSE
2022-05-22 | ICU_incidence |  |  |  | 31.28 |  |  | Additional 50% Reduction | Afghanistan | AFG |  |  | FALSE
2022-05-22 | cumulative_infections |  |  |  | 26950816.5 |  |  | Additional 50% Reduction | Afghanistan | AFG |  |  | FALSE
2022-05-22 | hospital_demand |  |  |  | 2890.76 |  |  | Maintain Status Quo | Afghanistan | AFG |  |  | FALSE
2022-05-22 | ICU_demand |  |  |  | 275.12 |  |  | Maintain Status Quo | Afghanistan | AFG |  |  | FALSE
2022-05-22 | infections |  |  |  | 70055.03 |  |  | Maintain Status Quo | Afghanistan | AFG |  |  | FALSE
2022-05-22 | hospital_incidence |  |  |  | 332.95 |  |  | Maintain Status Quo | Afghanistan | AFG |  |  | FALSE
2022-05-22 | ICU_incidence |  |  |  | 31.28 |  |  | Maintain Status Quo | Afghanistan | AFG |  |  | FALSE
2022-05-22 | cumulative_infections |  |  |  | 26950816.5 |  |  | Maintain Status Quo | Afghanistan | AFG |  |  | FALSE
2022-05-22 | hospital_demand |  |  |  | 2890.76 |  |  | Relax Interventions 50% | Afghanistan | AFG |  |  | FALSE
2022-05-22 | ICU_demand |  |  |  | 275.12 |  |  | Relax Interventions 50% | Afghanistan | AFG |  |  | FALSE
2022-05-22 | infections |  |  |  | 70055.03 |  |  | Relax Interventions 50% | Afghanistan | AFG |  |  | FALSE
2022-05-22 | hospital_incidence |  |  |  | 332.95 |  |  | Relax Interventions 50% | Afghanistan | AFG |  |  | FALSE
2022-05-22 | ICU_incidence |  |  |  | 31.28 |  |  | Relax Interventions 50% | Afghanistan | AFG |  |  | FALSE
2022-05-22 | cumulative_infections |  |  |  | 26950816.5 |  |  | Relax Interventions 50% | Afghanistan | AFG |  |  | FALSE
2022-05-23 | hospital_demand |  |  |  | 2909.83 |  |  | Additional 50% Reduction | Afghanistan | AFG |  |  | FALSE
2022-05-23 | ICU_demand |  |  |  | 275.84 |  |  | Additional 50% Reduction | Afghanistan | AFG |  |  | FALSE
2022-05-23 | infections |  |  |  | 70551.97 |  |  | Additional 50% Reduction | Afghanistan | AFG |  |  | FALSE
2022-05-23 | hospital_incidence |  |  |  | 335.84 |  |  | Additional 50% Reduction | Afghanistan | AFG |  |  | FALSE
2022-05-23 | ICU_incidence |  |  |  | 31.54 |  |  | Additional 50% Reduction | Afghanistan | AFG |  |  | FALSE
2022-05-23 | cumulative_infections |  |  |  | 27021368.5 |  |  | Additional 50% Reduction | Afghanistan | AFG |  |  | FALSE
2022-05-23 | hospital_demand |  |  |  | 2909.83 |  |  | Maintain Status Quo | Afghanistan | AFG |  |  | FALSE
2022-05-23 | ICU_demand |  |  |  | 275.84 |  |  | Maintain Status Quo | Afghanistan | AFG |  |  | FALSE
2022-05-23 | infections |  |  |  | 70551.97 |  |  | Maintain Status Quo | Afghanistan | AFG |  |  | FALSE
2022-05-23 | hospital_incidence |  |  |  | 335.84 |  |  | Maintain Status Quo | Afghanistan | AFG |  |  | FALSE
2022-05-23 | ICU_incidence |  |  |  | 31.54 |  |  | Maintain Status Quo | Afghanistan | AFG |  |  | FALSE
2022-05-23 | cumulative_infections |  |  |  | 27021368.5 |  |  | Maintain Status Quo | Afghanistan | AFG |  |  | FALSE
2022-05-23 | hospital_demand |  |  |  | 2909.83 |  |  | Relax Interventions 50% | Afghanistan | AFG |  |  | FALSE
2022-05-23 | ICU_demand |  |  |  | 275.84 |  |  | Relax Interventions 50% | Afghanistan | AFG |  |  | FALSE
2022-05-23 | infections |  |  |  | 70551.97 |  |  | Relax Interventions 50% | Afghanistan | AFG |  |  | FALSE
2022-05-23 | hospital_incidence |  |  |  | 335.84 |  |  | Relax Interventions 50% | Afghanistan | AFG |  |  | FALSE
2022-05-23 | ICU_incidence |  |  |  | 31.54 |  |  | Relax Interventions 50% | Afghanistan | AFG |  |  | FALSE
2022-05-23 | cumulative_infections |  |  |  | 27021368.5 |  |  | Relax Interventions 50% | Afghanistan | AFG |  |  | FALSE
2022-05-24 | hospital_demand |  |  |  | 2929.87 |  |  | Additional 50% Reduction | Afghanistan | AFG |  |  | FALSE
2022-05-24 | ICU_demand |  |  |  | 276.59 |  |  | Additional 50% Reduction | Afghanistan | AFG |  |  | FALSE
2022-05-24 | infections |  |  |  | 71005.44 |  |  | Additional 50% Reduction | Afghanistan | AFG |  |  | FALSE
2022-05-24 | hospital_incidence |  |  |  | 338.6 |  |  | Additional 50% Reduction | Afghanistan | AFG |  |  | FALSE
2022-05-24 | ICU_incidence |  |  |  | 31.8 |  |  | Additional 50% Reduction | Afghanistan | AFG |  |  | FALSE
2022-05-24 | cumulative_infections |  |  |  | 27092373.9 |  |  | Additional 50% Reduction | Afghanistan | AFG |  |  | FALSE
2022-05-24 | hospital_demand |  |  |  | 2929.87 |  |  | Maintain Status Quo | Afghanistan | AFG |  |  | FALSE
2022-05-24 | ICU_demand |  |  |  | 276.59 |  |  | Maintain Status Quo | Afghanistan | AFG |  |  | FALSE
2022-05-24 | infections |  |  |  | 71005.44 |  |  | Maintain Status Quo | Afghanistan | AFG |  |  | FALSE
2022-05-24 | hospital_incidence |  |  |  | 338.6 |  |  | Maintain Status Quo | Afghanistan | AFG |  |  | FALSE
2022-05-24 | ICU_incidence |  |  |  | 31.8 |  |  | Maintain Status Quo | Afghanistan | AFG |  |  | FALSE
2022-05-24 | cumulative_infections |  |  |  | 27092373.9 |  |  | Maintain Status Quo | Afghanistan | AFG |  |  | FALSE
2022-05-24 | hospital_demand |  |  |  | 2929.87 |  |  | Relax Interventions 50% | Afghanistan | AFG |  |  | FALSE
2022-05-24 | ICU_demand |  |  |  | 276.59 |  |  | Relax Interventions 50% | Afghanistan | AFG |  |  | FALSE
2022-05-24 | infections |  |  |  | 71005.44 |  |  | Relax Interventions 50% | Afghanistan | AFG |  |  | FALSE
2022-05-24 | hospital_incidence |  |  |  | 338.6 |  |  | Relax Interventions 50% | Afghanistan | AFG |  |  | FALSE
2022-05-24 | ICU_incidence |  |  |  | 31.8 |  |  | Relax Interventions 50% | Afghanistan | AFG |  |  | FALSE
2022-05-24 | cumulative_infections |  |  |  | 27092373.9 |  |  | Relax Interventions 50% | Afghanistan | AFG |  |  | FALSE
2022-05-25 | hospital_demand |  |  |  | 2950.62 |  |  | Additional 50% Reduction | Afghanistan | AFG |  |  | FALSE
2022-05-25 | ICU_demand |  |  |  | 277.36 |  |  | Additional 50% Reduction | Afghanistan | AFG |  |  | FALSE
2022-05-25 | infections |  |  |  | 71414.71 |  |  | Additional 50% Reduction | Afghanistan | AFG |  |  | FALSE
2022-05-25 | hospital_incidence |  |  |  | 341.2 |  |  | Additional 50% Reduction | Afghanistan | AFG |  |  | FALSE
2022-05-25 | ICU_incidence |  |  |  | 32.05 |  |  | Additional 50% Reduction | Afghanistan | AFG |  |  | FALSE
2022-05-25 | cumulative_infections |  |  |  | 27163788.7 |  |  | Additional 50% Reduction | Afghanistan | AFG |  |  | FALSE
2022-05-25 | hospital_demand |  |  |  | 2950.62 |  |  | Maintain Status Quo | Afghanistan | AFG |  |  | FALSE
2022-05-25 | ICU_demand |  |  |  | 277.36 |  |  | Maintain Status Quo | Afghanistan | AFG |  |  | FALSE
2022-05-25 | infections |  |  |  | 71414.71 |  |  | Maintain Status Quo | Afghanistan | AFG |  |  | FALSE
2022-05-25 | hospital_incidence |  |  |  | 341.2 |  |  | Maintain Status Quo | Afghanistan | AFG |  |  | FALSE
2022-05-25 | ICU_incidence |  |  |  | 32.05 |  |  | Maintain Status Quo | Afghanistan | AFG |  |  | FALSE
2022-05-25 | cumulative_infections |  |  |  | 27163788.7 |  |  | Maintain Status Quo | Afghanistan | AFG |  |  | FALSE
2022-05-25 | hospital_demand |  |  |  | 2950.62 |  |  | Relax Interventions 50% | Afghanistan | AFG |  |  | FALSE
2022-05-25 | ICU_demand |  |  |  | 277.36 |  |  | Relax Interventions 50% | Afghanistan | AFG |  |  | FALSE
2022-05-25 | infections |  |  |  | 71414.71 |  |  | Relax Interventions 50% | Afghanistan | AFG |  |  | FALSE
2022-05-25 | hospital_incidence |  |  |  | 341.2 |  |  | Relax Interventions 50% | Afghanistan | AFG |  |  | FALSE
2022-05-25 | ICU_incidence |  |  |  | 32.05 |  |  | Relax Interventions 50% | Afghanistan | AFG |  |  | FALSE
2022-05-25 | cumulative_infections |  |  |  | 27163788.7 |  |  | Relax Interventions 50% | Afghanistan | AFG |  |  | FALSE
2022-05-26 | hospital_demand |  |  |  | 2971.79 |  |  | Additional 50% Reduction | Afghanistan | AFG |  |  | FALSE
2022-05-26 | ICU_demand |  |  |  | 278.13 |  |  | Additional 50% Reduction | Afghanistan | AFG |  |  | FALSE
2022-05-26 | infections |  |  |  | 71779.15 |  |  | Additional 50% Reduction | Afghanistan | AFG |  |  | FALSE
2022-05-26 | hospital_incidence |  |  |  | 343.63 |  |  | Additional 50% Reduction | Afghanistan | AFG |  |  | FALSE
2022-05-26 | ICU_incidence |  |  |  | 32.28 |  |  | Additional 50% Reduction | Afghanistan | AFG |  |  | FALSE
2022-05-26 | cumulative_infections |  |  |  | 27235567.8 |  |  | Additional 50% Reduction | Afghanistan | AFG |  |  | FALSE
2022-05-26 | hospital_demand |  |  |  | 2971.79 |  |  | Maintain Status Quo | Afghanistan | AFG |  |  | FALSE
2022-05-26 | ICU_demand |  |  |  | 278.13 |  |  | Maintain Status Quo | Afghanistan | AFG |  |  | FALSE
2022-05-26 | infections |  |  |  | 71779.15 |  |  | Maintain Status Quo | Afghanistan | AFG |  |  | FALSE
2022-05-26 | hospital_incidence |  |  |  | 343.63 |  |  | Maintain Status Quo | Afghanistan | AFG |  |  | FALSE
2022-05-26 | ICU_incidence |  |  |  | 32.28 |  |  | Maintain Status Quo | Afghanistan | AFG |  |  | FALSE
2022-05-26 | cumulative_infections |  |  |  | 27235567.8 |  |  | Maintain Status Quo | Afghanistan | AFG |  |  | FALSE
2022-05-26 | hospital_demand |  |  |  | 2971.79 |  |  | Relax Interventions 50% | Afghanistan | AFG |  |  | FALSE
2022-05-26 | ICU_demand |  |  |  | 278.13 |  |  | Relax Interventions 50% | Afghanistan | AFG |  |  | FALSE
2022-05-26 | infections |  |  |  | 71779.15 |  |  | Relax Interventions 50% | Afghanistan | AFG |  |  | FALSE
2022-05-26 | hospital_incidence |  |  |  | 343.63 |  |  | Relax Interventions 50% | Afghanistan | AFG |  |  | FALSE
2022-05-26 | ICU_incidence |  |  |  | 32.28 |  |  | Relax Interventions 50% | Afghanistan | AFG |  |  | FALSE
2022-05-26 | cumulative_infections |  |  |  | 27235567.8 |  |  | Relax Interventions 50% | Afghanistan | AFG |  |  | FALSE
2022-05-27 | hospital_demand |  |  |  | 2993.11 |  |  | Additional 50% Reduction | Afghanistan | AFG |  |  | FALSE
2022-05-27 | ICU_demand |  |  |  | 278.9 |  |  | Additional 50% Reduction | Afghanistan | AFG |  |  | FALSE
2022-05-27 | infections |  |  |  | 72137.43 |  |  | Additional 50% Reduction | Afghanistan | AFG |  |  | FALSE
2022-05-27 | hospital_incidence |  |  |  | 345.88 |  |  | Additional 50% Reduction | Afghanistan | AFG |  |  | FALSE
2022-05-27 | ICU_incidence |  |  |  | 32.51 |  |  | Additional 50% Reduction | Afghanistan | AFG |  |  | FALSE
2022-05-27 | cumulative_infections |  |  |  | 27307705.2 |  |  | Additional 50% Reduction | Afghanistan | AFG |  |  | FALSE
2022-05-27 | hospital_demand |  |  |  | 2993.11 |  |  | Maintain Status Quo | Afghanistan | AFG |  |  | FALSE
2022-05-27 | ICU_demand |  |  |  | 278.9 |  |  | Maintain Status Quo | Afghanistan | AFG |  |  | FALSE
2022-05-27 | infections |  |  |  | 72137.43 |  |  | Maintain Status Quo | Afghanistan | AFG |  |  | FALSE
2022-05-27 | hospital_incidence |  |  |  | 345.88 |  |  | Maintain Status Quo | Afghanistan | AFG |  |  | FALSE
2022-05-27 | ICU_incidence |  |  |  | 32.51 |  |  | Maintain Status Quo | Afghanistan | AFG |  |  | FALSE
2022-05-27 | cumulative_infections |  |  |  | 27307705.2 |  |  | Maintain Status Quo | Afghanistan | AFG |  |  | FALSE
2022-05-27 | hospital_demand |  |  |  | 2993.11 |  |  | Relax Interventions 50% | Afghanistan | AFG |  |  | FALSE
2022-05-27 | ICU_demand |  |  |  | 278.9 |  |  | Relax Interventions 50% | Afghanistan | AFG |  |  | FALSE
2022-05-27 | infections |  |  |  | 72137.43 |  |  | Relax Interventions 50% | Afghanistan | AFG |  |  | FALSE
2022-05-27 | hospital_incidence |  |  |  | 345.88 |  |  | Relax Interventions 50% | Afghanistan | AFG |  |  | FALSE
2022-05-27 | ICU_incidence |  |  |  | 32.51 |  |  | Relax Interventions 50% | Afghanistan | AFG |  |  | FALSE
2022-05-27 | cumulative_infections |  |  |  | 27307705.2 |  |  | Relax Interventions 50% | Afghanistan | AFG |  |  | FALSE
2022-05-28 | hospital_demand |  |  |  | 3014.34 |  |  | Additional 50% Reduction | Afghanistan | AFG |  |  | FALSE
2022-05-28 | ICU_demand |  |  |  | 279.65 |  |  | Additional 50% Reduction | Afghanistan | AFG |  |  | FALSE
2022-05-28 | infections |  |  |  | 72490.57 |  |  | Additional 50% Reduction | Afghanistan | AFG |  |  | FALSE
2022-05-28 | hospital_incidence |  |  |  | 347.96 |  |  | Additional 50% Reduction | Afghanistan | AFG |  |  | FALSE
2022-05-28 | ICU_incidence |  |  |  | 32.72 |  |  | Additional 50% Reduction | Afghanistan | AFG |  |  | FALSE
2022-05-28 | cumulative_infections |  |  |  | 27380195.8 |  |  | Additional 50% Reduction | Afghanistan | AFG |  |  | FALSE
2022-05-28 | hospital_demand |  |  |  | 3014.34 |  |  | Maintain Status Quo | Afghanistan | AFG |  |  | FALSE
2022-05-28 | ICU_demand |  |  |  | 279.65 |  |  | Maintain Status Quo | Afghanistan | AFG |  |  | FALSE
2022-05-28 | infections |  |  |  | 72490.57 |  |  | Maintain Status Quo | Afghanistan | AFG |  |  | FALSE
2022-05-28 | hospital_incidence |  |  |  | 347.96 |  |  | Maintain Status Quo | Afghanistan | AFG |  |  | FALSE
2022-05-28 | ICU_incidence |  |  |  | 32.72 |  |  | Maintain Status Quo | Afghanistan | AFG |  |  | FALSE
2022-05-28 | cumulative_infections |  |  |  | 27380195.8 |  |  | Maintain Status Quo | Afghanistan | AFG |  |  | FALSE
2022-05-28 | hospital_demand |  |  |  | 3014.34 |  |  | Relax Interventions 50% | Afghanistan | AFG |  |  | FALSE
2022-05-28 | ICU_demand |  |  |  | 279.65 |  |  | Relax Interventions 50% | Afghanistan | AFG |  |  | FALSE
2022-05-28 | infections |  |  |  | 72490.57 |  |  | Relax Interventions 50% | Afghanistan | AFG |  |  | FALSE
2022-05-28 | hospital_incidence |  |  |  | 347.96 |  |  | Relax Interventions 50% | Afghanistan | AFG |  |  | FALSE
2022-05-28 | ICU_incidence |  |  |  | 32.72 |  |  | Relax Interventions 50% | Afghanistan | AFG |  |  | FALSE
2022-05-28 | cumulative_infections |  |  |  | 27380195.8 |  |  | Relax Interventions 50% | Afghanistan | AFG |  |  | FALSE
2022-05-29 | hospital_demand |  |  |  | 3035.29 |  |  | Additional 50% Reduction | Afghanistan | AFG |  |  | FALSE
2022-05-29 | ICU_demand |  |  |  | 280.38 |  |  | Additional 50% Reduction | Afghanistan | AFG |  |  | FALSE
2022-05-29 | infections |  |  |  | 72806.7 |  |  | Additional 50% Reduction | Afghanistan | AFG |  |  | FALSE
2022-05-29 | hospital_incidence |  |  |  | 349.88 |  |  | Additional 50% Reduction | Afghanistan | AFG |  |  | FALSE
2022-05-29 | ICU_incidence |  |  |  | 32.92 |  |  | Additional 50% Reduction | Afghanistan | AFG |  |  | FALSE
2022-05-29 | cumulative_infections |  |  |  | 27453002.5 |  |  | Additional 50% Reduction | Afghanistan | AFG |  |  | FALSE
2022-05-29 | hospital_demand |  |  |  | 3035.29 |  |  | Maintain Status Quo | Afghanistan | AFG |  |  | FALSE
2022-05-29 | ICU_demand |  |  |  | 280.38 |  |  | Maintain Status Quo | Afghanistan | AFG |  |  | FALSE
2022-05-29 | infections |  |  |  | 72806.7 |  |  | Maintain Status Quo | Afghanistan | AFG |  |  | FALSE
2022-05-29 | hospital_incidence |  |  |  | 349.88 |  |  | Maintain Status Quo | Afghanistan | AFG |  |  | FALSE
2022-05-29 | ICU_incidence |  |  |  | 32.92 |  |  | Maintain Status Quo | Afghanistan | AFG |  |  | FALSE
2022-05-29 | cumulative_infections |  |  |  | 27453002.5 |  |  | Maintain Status Quo | Afghanistan | AFG |  |  | FALSE
2022-05-29 | hospital_demand |  |  |  | 3035.29 |  |  | Relax Interventions 50% | Afghanistan | AFG |  |  | FALSE
2022-05-29 | ICU_demand |  |  |  | 280.38 |  |  | Relax Interventions 50% | Afghanistan | AFG |  |  | FALSE
2022-05-29 | infections |  |  |  | 72806.7 |  |  | Relax Interventions 50% | Afghanistan | AFG |  |  | FALSE
2022-05-29 | hospital_incidence |  |  |  | 349.88 |  |  | Relax Interventions 50% | Afghanistan | AFG |  |  | FALSE
2022-05-29 | ICU_incidence |  |  |  | 32.92 |  |  | Relax Interventions 50% | Afghanistan | AFG |  |  | FALSE
2022-05-29 | cumulative_infections |  |  |  | 27453002.5 |  |  | Relax Interventions 50% | Afghanistan | AFG |  |  | FALSE
2022-05-30 | hospital_demand |  |  |  | 3055.78 |  |  | Additional 50% Reduction | Afghanistan | AFG |  |  | FALSE
2022-05-30 | ICU_demand |  |  |  | 281.08 |  |  | Additional 50% Reduction | Afghanistan | AFG |  |  | FALSE
2022-05-30 | infections |  |  |  | 73074.06 |  |  | Additional 50% Reduction | Afghanistan | AFG |  |  | FALSE
2022-05-30 | hospital_incidence |  |  |  | 351.64 |  |  | Additional 50% Reduction | Afghanistan | AFG |  |  | FALSE
2022-05-30 | ICU_incidence |  |  |  | 33.12 |  |  | Additional 50% Reduction | Afghanistan | AFG |  |  | FALSE
2022-05-30 | cumulative_infections |  |  |  | 27526076.6 |  |  | Additional 50% Reduction | Afghanistan | AFG |  |  | FALSE
2022-05-30 | hospital_demand |  |  |  | 3055.78 |  |  | Maintain Status Quo | Afghanistan | AFG |  |  | FALSE
2022-05-30 | ICU_demand |  |  |  | 281.08 |  |  | Maintain Status Quo | Afghanistan | AFG |  |  | FALSE
2022-05-30 | infections |  |  |  | 73074.06 |  |  | Maintain Status Quo | Afghanistan | AFG |  |  | FALSE
2022-05-30 | hospital_incidence |  |  |  | 351.64 |  |  | Maintain Status Quo | Afghanistan | AFG |  |  | FALSE
2022-05-30 | ICU_incidence |  |  |  | 33.12 |  |  | Maintain Status Quo | Afghanistan | AFG |  |  | FALSE
2022-05-30 | cumulative_infections |  |  |  | 27526076.6 |  |  | Maintain Status Quo | Afghanistan | AFG |  |  | FALSE
2022-05-30 | hospital_demand |  |  |  | 3055.78 |  |  | Relax Interventions 50% | Afghanistan | AFG |  |  | FALSE
2022-05-30 | ICU_demand |  |  |  | 281.08 |  |  | Relax Interventions 50% | Afghanistan | AFG |  |  | FALSE
2022-05-30 | infections |  |  |  | 73074.06 |  |  | Relax Interventions 50% | Afghanistan | AFG |  |  | FALSE
2022-05-30 | hospital_incidence |  |  |  | 351.64 |  |  | Relax Interventions 50% | Afghanistan | AFG |  |  | FALSE
2022-05-30 | ICU_incidence |  |  |  | 33.12 |  |  | Relax Interventions 50% | Afghanistan | AFG |  |  | FALSE
2022-05-30 | cumulative_infections |  |  |  | 27526076.6 |  |  | Relax Interventions 50% | Afghanistan | AFG |  |  | FALSE
2022-05-31 | hospital_demand |  |  |  | 3075.66 |  |  | Additional 50% Reduction | Afghanistan | AFG |  |  | FALSE
2022-05-31 | ICU_demand |  |  |  | 281.75 |  |  | Additional 50% Reduction | Afghanistan | AFG |  |  | FALSE
2022-05-31 | infections |  |  |  | 73289.83 |  |  | Additional 50% Reduction | Afghanistan | AFG |  |  | FALSE
2022-05-31 | hospital_incidence |  |  |  | 353.25 |  |  | Additional 50% Reduction | Afghanistan | AFG |  |  | FALSE
2022-05-31 | ICU_incidence |  |  |  | 33.3 |  |  | Additional 50% Reduction | Afghanistan | AFG |  |  | FALSE
2022-05-31 | cumulative_infections |  |  |  | 27599366.4 |  |  | Additional 50% Reduction | Afghanistan | AFG |  |  | FALSE
2022-05-31 | hospital_demand |  |  |  | 3075.66 |  |  | Maintain Status Quo | Afghanistan | AFG |  |  | FALSE
2022-05-31 | ICU_demand |  |  |  | 281.75 |  |  | Maintain Status Quo | Afghanistan | AFG |  |  | FALSE
2022-05-31 | infections |  |  |  | 73289.83 |  |  | Maintain Status Quo | Afghanistan | AFG |  |  | FALSE
2022-05-31 | hospital_incidence |  |  |  | 353.25 |  |  | Maintain Status Quo | Afghanistan | AFG |  |  | FALSE
2022-05-31 | ICU_incidence |  |  |  | 33.3 |  |  | Maintain Status Quo | Afghanistan | AFG |  |  | FALSE
2022-05-31 | cumulative_infections |  |  |  | 27599366.4 |  |  | Maintain Status Quo | Afghanistan | AFG |  |  | FALSE
2022-05-31 | hospital_demand |  |  |  | 3075.66 |  |  | Relax Interventions 50% | Afghanistan | AFG |  |  | FALSE
2022-05-31 | ICU_demand |  |  |  | 281.75 |  |  | Relax Interventions 50% | Afghanistan | AFG |  |  | FALSE
2022-05-31 | infections |  |  |  | 73289.83 |  |  | Relax Interventions 50% | Afghanistan | AFG |  |  | FALSE
2022-05-31 | hospital_incidence |  |  |  | 353.25 |  |  | Relax Interventions 50% | Afghanistan | AFG |  |  | FALSE
2022-05-31 | ICU_incidence |  |  |  | 33.3 |  |  | Relax Interventions 50% | Afghanistan | AFG |  |  | FALSE
2022-05-31 | cumulative_infections |  |  |  | 27599366.4 |  |  | Relax Interventions 50% | Afghanistan | AFG |  |  | FALSE
2022-06-01 | hospital_demand |  |  |  | 3094.8 |  |  | Additional 50% Reduction | Afghanistan | AFG |  |  | FALSE
2022-06-01 | ICU_demand |  |  |  | 282.41 |  |  | Additional 50% Reduction | Afghanistan | AFG |  |  | FALSE
2022-06-01 | infections |  |  |  | 73454.51 |  |  | Additional 50% Reduction | Afghanistan | AFG |  |  | FALSE
2022-06-01 | hospital_incidence |  |  |  | 354.68 |  |  | Additional 50% Reduction | Afghanistan | AFG |  |  | FALSE
2022-06-01 | ICU_incidence |  |  |  | 33.47 |  |  | Additional 50% Reduction | Afghanistan | AFG |  |  | FALSE
2022-06-01 | cumulative_infections |  |  |  | 27672820.9 |  |  | Additional 50% Reduction | Afghanistan | AFG |  |  | FALSE
2022-06-01 | hospital_demand |  |  |  | 3094.8 |  |  | Maintain Status Quo | Afghanistan | AFG |  |  | FALSE
2022-06-01 | ICU_demand |  |  |  | 282.41 |  |  | Maintain Status Quo | Afghanistan | AFG |  |  | FALSE
2022-06-01 | infections |  |  |  | 73454.51 |  |  | Maintain Status Quo | Afghanistan | AFG |  |  | FALSE
2022-06-01 | hospital_incidence |  |  |  | 354.68 |  |  | Maintain Status Quo | Afghanistan | AFG |  |  | FALSE
2022-06-01 | ICU_incidence |  |  |  | 33.47 |  |  | Maintain Status Quo | Afghanistan | AFG |  |  | FALSE
2022-06-01 | cumulative_infections |  |  |  | 27672820.9 |  |  | Maintain Status Quo | Afghanistan | AFG |  |  | FALSE
2022-06-01 | hospital_demand |  |  |  | 3094.8 |  |  | Relax Interventions 50% | Afghanistan | AFG |  |  | FALSE
2022-06-01 | ICU_demand |  |  |  | 282.41 |  |  | Relax Interventions 50% | Afghanistan | AFG |  |  | FALSE
2022-06-01 | infections |  |  |  | 73454.51 |  |  | Relax Interventions 50% | Afghanistan | AFG |  |  | FALSE
2022-06-01 | hospital_incidence |  |  |  | 354.68 |  |  | Relax Interventions 50% | Afghanistan | AFG |  |  | FALSE
2022-06-01 | ICU_incidence |  |  |  | 33.47 |  |  | Relax Interventions 50% | Afghanistan | AFG |  |  | FALSE
2022-06-01 | cumulative_infections |  |  |  | 27672820.9 |  |  | Relax Interventions 50% | Afghanistan | AFG |  |  | FALSE
2022-06-02 | hospital_demand |  |  |  | 3113.07 |  |  | Additional 50% Reduction | Afghanistan | AFG |  |  | FALSE
2022-06-02 | ICU_demand |  |  |  | 283.05 |  |  | Additional 50% Reduction | Afghanistan | AFG |  |  | FALSE
2022-06-02 | infections |  |  |  | 73569.43 |  |  | Additional 50% Reduction | Afghanistan | AFG |  |  | FALSE
2022-06-02 | hospital_incidence |  |  |  | 355.92 |  |  | Additional 50% Reduction | Afghanistan | AFG |  |  | FALSE
2022-06-02 | ICU_incidence |  |  |  | 33.63 |  |  | Additional 50% Reduction | Afghanistan | AFG |  |  | FALSE
2022-06-02 | cumulative_infections |  |  |  | 27746390.3 |  |  | Additional 50% Reduction | Afghanistan | AFG |  |  | FALSE
2022-06-02 | hospital_demand |  |  |  | 3113.07 |  |  | Maintain Status Quo | Afghanistan | AFG |  |  | FALSE
2022-06-02 | ICU_demand |  |  |  | 283.05 |  |  | Maintain Status Quo | Afghanistan | AFG |  |  | FALSE
2022-06-02 | infections |  |  |  | 73569.43 |  |  | Maintain Status Quo | Afghanistan | AFG |  |  | FALSE
2022-06-02 | hospital_incidence |  |  |  | 355.92 |  |  | Maintain Status Quo | Afghanistan | AFG |  |  | FALSE
2022-06-02 | ICU_incidence |  |  |  | 33.63 |  |  | Maintain Status Quo | Afghanistan | AFG |  |  | FALSE
2022-06-02 | cumulative_infections |  |  |  | 27746390.3 |  |  | Maintain Status Quo | Afghanistan | AFG |  |  | FALSE
2022-06-02 | hospital_demand |  |  |  | 3113.07 |  |  | Relax Interventions 50% | Afghanistan | AFG |  |  | FALSE
2022-06-02 | ICU_demand |  |  |  | 283.05 |  |  | Relax Interventions 50% | Afghanistan | AFG |  |  | FALSE
2022-06-02 | infections |  |  |  | 73569.43 |  |  | Relax Interventions 50% | Afghanistan | AFG |  |  | FALSE
2022-06-02 | hospital_incidence |  |  |  | 355.92 |  |  | Relax Interventions 50% | Afghanistan | AFG |  |  | FALSE
2022-06-02 | ICU_incidence |  |  |  | 33.63 |  |  | Relax Interventions 50% | Afghanistan | AFG |  |  | FALSE
2022-06-02 | cumulative_infections |  |  |  | 27746390.3 |  |  | Relax Interventions 50% | Afghanistan | AFG |  |  | FALSE
2022-06-03 | hospital_demand |  |  |  | 3130.35 |  |  | Additional 50% Reduction | Afghanistan | AFG |  |  | FALSE
2022-06-03 | ICU_demand |  |  |  | 283.67 |  |  | Additional 50% Reduction | Afghanistan | AFG |  |  | FALSE
2022-06-03 | infections |  |  |  | 73635.98 |  |  | Additional 50% Reduction | Afghanistan | AFG |  |  | FALSE
2022-06-03 | hospital_incidence |  |  |  | 356.97 |  |  | Additional 50% Reduction | Afghanistan | AFG |  |  | FALSE
2022-06-03 | ICU_incidence |  |  |  | 33.77 |  |  | Additional 50% Reduction | Afghanistan | AFG |  |  | FALSE
2022-06-03 | cumulative_infections |  |  |  | 27820026.3 |  |  | Additional 50% Reduction | Afghanistan | AFG |  |  | FALSE
2022-06-03 | hospital_demand |  |  |  | 3130.35 |  |  | Maintain Status Quo | Afghanistan | AFG |  |  | FALSE
2022-06-03 | ICU_demand |  |  |  | 283.67 |  |  | Maintain Status Quo | Afghanistan | AFG |  |  | FALSE
2022-06-03 | infections |  |  |  | 73635.98 |  |  | Maintain Status Quo | Afghanistan | AFG |  |  | FALSE
2022-06-03 | hospital_incidence |  |  |  | 356.97 |  |  | Maintain Status Quo | Afghanistan | AFG |  |  | FALSE
2022-06-03 | ICU_incidence |  |  |  | 33.77 |  |  | Maintain Status Quo | Afghanistan | AFG |  |  | FALSE
2022-06-03 | cumulative_infections |  |  |  | 27820026.3 |  |  | Maintain Status Quo | Afghanistan | AFG |  |  | FALSE
2022-06-03 | hospital_demand |  |  |  | 3130.35 |  |  | Relax Interventions 50% | Afghanistan | AFG |  |  | FALSE
2022-06-03 | ICU_demand |  |  |  | 283.67 |  |  | Relax Interventions 50% | Afghanistan | AFG |  |  | FALSE
2022-06-03 | infections |  |  |  | 73635.98 |  |  | Relax Interventions 50% | Afghanistan | AFG |  |  | FALSE
2022-06-03 | hospital_incidence |  |  |  | 356.97 |  |  | Relax Interventions 50% | Afghanistan | AFG |  |  | FALSE
2022-06-03 | ICU_incidence |  |  |  | 33.77 |  |  | Relax Interventions 50% | Afghanistan | AFG |  |  | FALSE
2022-06-03 | cumulative_infections |  |  |  | 27820026.3 |  |  | Relax Interventions 50% | Afghanistan | AFG |  |  | FALSE
2022-06-04 | hospital_demand |  |  |  | 3146.51 |  |  | Additional 50% Reduction | Afghanistan | AFG |  |  | FALSE
2022-06-04 | ICU_demand |  |  |  | 284.26 |  |  | Additional 50% Reduction | Afghanistan | AFG |  |  | FALSE
2022-06-04 | infections |  |  |  | 73655.44 |  |  | Additional 50% Reduction | Afghanistan | AFG |  |  | FALSE
2022-06-04 | hospital_incidence |  |  |  | 357.81 |  |  | Additional 50% Reduction | Afghanistan | AFG |  |  | FALSE
2022-06-04 | ICU_incidence |  |  |  | 33.91 |  |  | Additional 50% Reduction | Afghanistan | AFG |  |  | FALSE
2022-06-04 | cumulative_infections |  |  |  | 27893681.7 |  |  | Additional 50% Reduction | Afghanistan | AFG |  |  | FALSE
2022-06-04 | hospital_demand |  |  |  | 3146.51 |  |  | Maintain Status Quo | Afghanistan | AFG |  |  | FALSE
2022-06-04 | ICU_demand |  |  |  | 284.26 |  |  | Maintain Status Quo | Afghanistan | AFG |  |  | FALSE
2022-06-04 | infections |  |  |  | 73655.44 |  |  | Maintain Status Quo | Afghanistan | AFG |  |  | FALSE
2022-06-04 | hospital_incidence |  |  |  | 357.81 |  |  | Maintain Status Quo | Afghanistan | AFG |  |  | FALSE
2022-06-04 | ICU_incidence |  |  |  | 33.91 |  |  | Maintain Status Quo | Afghanistan | AFG |  |  | FALSE
2022-06-04 | cumulative_infections |  |  |  | 27893681.7 |  |  | Maintain Status Quo | Afghanistan | AFG |  |  | FALSE
2022-06-04 | hospital_demand |  |  |  | 3146.51 |  |  | Relax Interventions 50% | Afghanistan | AFG |  |  | FALSE
2022-06-04 | ICU_demand |  |  |  | 284.26 |  |  | Relax Interventions 50% | Afghanistan | AFG |  |  | FALSE
2022-06-04 | infections |  |  |  | 73655.44 |  |  | Relax Interventions 50% | Afghanistan | AFG |  |  | FALSE
2022-06-04 | hospital_incidence |  |  |  | 357.81 |  |  | Relax Interventions 50% | Afghanistan | AFG |  |  | FALSE
2022-06-04 | ICU_incidence |  |  |  | 33.91 |  |  | Relax Interventions 50% | Afghanistan | AFG |  |  | FALSE
2022-06-04 | cumulative_infections |  |  |  | 27893681.7 |  |  | Relax Interventions 50% | Afghanistan | AFG |  |  | FALSE
2022-06-05 | hospital_demand |  |  |  | 3161.46 |  |  | Additional 50% Reduction | Afghanistan | AFG |  |  | FALSE
2022-06-05 | ICU_demand |  |  |  | 284.83 |  |  | Additional 50% Reduction | Afghanistan | AFG |  |  | FALSE
2022-06-05 | infections |  |  |  | 73629.03 |  |  | Additional 50% Reduction | Afghanistan | AFG |  |  | FALSE
2022-06-05 | hospital_incidence |  |  |  | 358.46 |  |  | Additional 50% Reduction | Afghanistan | AFG |  |  | FALSE
2022-06-05 | ICU_incidence |  |  |  | 34.02 |  |  | Additional 50% Reduction | Afghanistan | AFG |  |  | FALSE
2022-06-05 | cumulative_infections |  |  |  | 27967310.8 |  |  | Additional 50% Reduction | Afghanistan | AFG |  |  | FALSE
2022-06-05 | hospital_demand |  |  |  | 3161.46 |  |  | Maintain Status Quo | Afghanistan | AFG |  |  | FALSE
2022-06-05 | ICU_demand |  |  |  | 284.83 |  |  | Maintain Status Quo | Afghanistan | AFG |  |  | FALSE
2022-06-05 | infections |  |  |  | 73629.03 |  |  | Maintain Status Quo | Afghanistan | AFG |  |  | FALSE
2022-06-05 | hospital_incidence |  |  |  | 358.46 |  |  | Maintain Status Quo | Afghanistan | AFG |  |  | FALSE
2022-06-05 | ICU_incidence |  |  |  | 34.02 |  |  | Maintain Status Quo | Afghanistan | AFG |  |  | FALSE
2022-06-05 | cumulative_infections |  |  |  | 27967310.8 |  |  | Maintain Status Quo | Afghanistan | AFG |  |  | FALSE
2022-06-05 | hospital_demand |  |  |  | 3161.46 |  |  | Relax Interventions 50% | Afghanistan | AFG |  |  | FALSE
2022-06-05 | ICU_demand |  |  |  | 284.83 |  |  | Relax Interventions 50% | Afghanistan | AFG |  |  | FALSE
2022-06-05 | infections |  |  |  | 73629.03 |  |  | Relax Interventions 50% | Afghanistan | AFG |  |  | FALSE
2022-06-05 | hospital_incidence |  |  |  | 358.46 |  |  | Relax Interventions 50% | Afghanistan | AFG |  |  | FALSE
2022-06-05 | ICU_incidence |  |  |  | 34.02 |  |  | Relax Interventions 50% | Afghanistan | AFG |  |  | FALSE
2022-06-05 | cumulative_infections |  |  |  | 27967310.8 |  |  | Relax Interventions 50% | Afghanistan | AFG |  |  | FALSE
2022-06-06 | hospital_demand |  |  |  | 3175.09 |  |  | Additional 50% Reduction | Afghanistan | AFG |  |  | FALSE
2022-06-06 | ICU_demand |  |  |  | 285.37 |  |  | Additional 50% Reduction | Afghanistan | AFG |  |  | FALSE
2022-06-06 | infections |  |  |  | 73558.02 |  |  | Additional 50% Reduction | Afghanistan | AFG |  |  | FALSE
2022-06-06 | hospital_incidence |  |  |  | 358.89 |  |  | Additional 50% Reduction | Afghanistan | AFG |  |  | FALSE
2022-06-06 | ICU_incidence |  |  |  | 34.13 |  |  | Additional 50% Reduction | Afghanistan | AFG |  |  | FALSE
2022-06-06 | cumulative_infections |  |  |  | 28040868.8 |  |  | Additional 50% Reduction | Afghanistan | AFG |  |  | FALSE
2022-06-06 | hospital_demand |  |  |  | 3175.09 |  |  | Maintain Status Quo | Afghanistan | AFG |  |  | FALSE
2022-06-06 | ICU_demand |  |  |  | 285.37 |  |  | Maintain Status Quo | Afghanistan | AFG |  |  | FALSE
2022-06-06 | infections |  |  |  | 73558.02 |  |  | Maintain Status Quo | Afghanistan | AFG |  |  | FALSE
2022-06-06 | hospital_incidence |  |  |  | 358.89 |  |  | Maintain Status Quo | Afghanistan | AFG |  |  | FALSE
2022-06-06 | ICU_incidence |  |  |  | 34.13 |  |  | Maintain Status Quo | Afghanistan | AFG |  |  | FALSE
2022-06-06 | cumulative_infections |  |  |  | 28040868.8 |  |  | Maintain Status Quo | Afghanistan | AFG |  |  | FALSE
2022-06-06 | hospital_demand |  |  |  | 3175.09 |  |  | Relax Interventions 50% | Afghanistan | AFG |  |  | FALSE
2022-06-06 | ICU_demand |  |  |  | 285.37 |  |  | Relax Interventions 50% | Afghanistan | AFG |  |  | FALSE
2022-06-06 | infections |  |  |  | 73558.02 |  |  | Relax Interventions 50% | Afghanistan | AFG |  |  | FALSE
2022-06-06 | hospital_incidence |  |  |  | 358.89 |  |  | Relax Interventions 50% | Afghanistan | AFG |  |  | FALSE
2022-06-06 | ICU_incidence |  |  |  | 34.13 |  |  | Relax Interventions 50% | Afghanistan | AFG |  |  | FALSE
2022-06-06 | cumulative_infections |  |  |  | 28040868.8 |  |  | Relax Interventions 50% | Afghanistan | AFG |  |  | FALSE
2022-06-07 | hospital_demand |  |  |  | 3187.34 |  |  | Additional 50% Reduction | Afghanistan | AFG |  |  | FALSE
2022-06-07 | ICU_demand |  |  |  | 285.88 |  |  | Additional 50% Reduction | Afghanistan | AFG |  |  | FALSE
2022-06-07 | infections |  |  |  | 73443.77 |  |  | Additional 50% Reduction | Afghanistan | AFG |  |  | FALSE
2022-06-07 | hospital_incidence |  |  |  | 359.13 |  |  | Additional 50% Reduction | Afghanistan | AFG |  |  | FALSE
2022-06-07 | ICU_incidence |  |  |  | 34.22 |  |  | Additional 50% Reduction | Afghanistan | AFG |  |  | FALSE
2022-06-07 | cumulative_infections |  |  |  | 28114312.6 |  |  | Additional 50% Reduction | Afghanistan | AFG |  |  | FALSE
2022-06-07 | hospital_demand |  |  |  | 3187.34 |  |  | Maintain Status Quo | Afghanistan | AFG |  |  | FALSE
2022-06-07 | ICU_demand |  |  |  | 285.88 |  |  | Maintain Status Quo | Afghanistan | AFG |  |  | FALSE
2022-06-07 | infections |  |  |  | 73443.77 |  |  | Maintain Status Quo | Afghanistan | AFG |  |  | FALSE
2022-06-07 | hospital_incidence |  |  |  | 359.13 |  |  | Maintain Status Quo | Afghanistan | AFG |  |  | FALSE
2022-06-07 | ICU_incidence |  |  |  | 34.22 |  |  | Maintain Status Quo | Afghanistan | AFG |  |  | FALSE
2022-06-07 | cumulative_infections |  |  |  | 28114312.6 |  |  | Maintain Status Quo | Afghanistan | AFG |  |  | FALSE
2022-06-07 | hospital_demand |  |  |  | 3187.34 |  |  | Relax Interventions 50% | Afghanistan | AFG |  |  | FALSE
2022-06-07 | ICU_demand |  |  |  | 285.88 |  |  | Relax Interventions 50% | Afghanistan | AFG |  |  | FALSE
2022-06-07 | infections |  |  |  | 73443.77 |  |  | Relax Interventions 50% | Afghanistan | AFG |  |  | FALSE
2022-06-07 | hospital_incidence |  |  |  | 359.13 |  |  | Relax Interventions 50% | Afghanistan | AFG |  |  | FALSE
2022-06-07 | ICU_incidence |  |  |  | 34.22 |  |  | Relax Interventions 50% | Afghanistan | AFG |  |  | FALSE
2022-06-07 | cumulative_infections |  |  |  | 28114312.6 |  |  | Relax Interventions 50% | Afghanistan | AFG |  |  | FALSE
2022-06-08 | hospital_demand |  |  |  | 3198.12 |  |  | Additional 50% Reduction | Afghanistan | AFG |  |  | FALSE
2022-06-08 | ICU_demand |  |  |  | 286.37 |  |  | Additional 50% Reduction | Afghanistan | AFG |  |  | FALSE
2022-06-08 | infections |  |  |  | 73287.76 |  |  | Additional 50% Reduction | Afghanistan | AFG |  |  | FALSE
2022-06-08 | hospital_incidence |  |  |  | 359.16 |  |  | Additional 50% Reduction | Afghanistan | AFG |  |  | FALSE
2022-06-08 | ICU_incidence |  |  |  | 34.29 |  |  | Additional 50% Reduction | Afghanistan | AFG |  |  | FALSE
2022-06-08 | cumulative_infections |  |  |  | 28187600.3 |  |  | Additional 50% Reduction | Afghanistan | AFG |  |  | FALSE
2022-06-08 | hospital_demand |  |  |  | 3198.12 |  |  | Maintain Status Quo | Afghanistan | AFG |  |  | FALSE
2022-06-08 | ICU_demand |  |  |  | 286.37 |  |  | Maintain Status Quo | Afghanistan | AFG |  |  | FALSE
2022-06-08 | infections |  |  |  | 73287.76 |  |  | Maintain Status Quo | Afghanistan | AFG |  |  | FALSE
2022-06-08 | hospital_incidence |  |  |  | 359.16 |  |  | Maintain Status Quo | Afghanistan | AFG |  |  | FALSE
2022-06-08 | ICU_incidence |  |  |  | 34.29 |  |  | Maintain Status Quo | Afghanistan | AFG |  |  | FALSE
2022-06-08 | cumulative_infections |  |  |  | 28187600.3 |  |  | Maintain Status Quo | Afghanistan | AFG |  |  | FALSE
2022-06-08 | hospital_demand |  |  |  | 3198.12 |  |  | Relax Interventions 50% | Afghanistan | AFG |  |  | FALSE
2022-06-08 | ICU_demand |  |  |  | 286.37 |  |  | Relax Interventions 50% | Afghanistan | AFG |  |  | FALSE
2022-06-08 | infections |  |  |  | 73287.76 |  |  | Relax Interventions 50% | Afghanistan | AFG |  |  | FALSE
2022-06-08 | hospital_incidence |  |  |  | 359.16 |  |  | Relax Interventions 50% | Afghanistan | AFG |  |  | FALSE
2022-06-08 | ICU_incidence |  |  |  | 34.29 |  |  | Relax Interventions 50% | Afghanistan | AFG |  |  | FALSE
2022-06-08 | cumulative_infections |  |  |  | 28187600.3 |  |  | Relax Interventions 50% | Afghanistan | AFG |  |  | FALSE
2022-06-09 | hospital_demand |  |  |  | 3207.38 |  |  | Additional 50% Reduction | Afghanistan | AFG |  |  | FALSE
2022-06-09 | ICU_demand |  |  |  | 286.83 |  |  | Additional 50% Reduction | Afghanistan | AFG |  |  | FALSE
2022-06-09 | infections |  |  |  | 73091.57 |  |  | Additional 50% Reduction | Afghanistan | AFG |  |  | FALSE
2022-06-09 | hospital_incidence |  |  |  | 358.99 |  |  | Additional 50% Reduction | Afghanistan | AFG |  |  | FALSE
2022-06-09 | ICU_incidence |  |  |  | 34.35 |  |  | Additional 50% Reduction | Afghanistan | AFG |  |  | FALSE
2022-06-09 | cumulative_infections |  |  |  | 28260691.9 |  |  | Additional 50% Reduction | Afghanistan | AFG |  |  | FALSE
2022-06-09 | hospital_demand |  |  |  | 3207.38 |  |  | Maintain Status Quo | Afghanistan | AFG |  |  | FALSE
2022-06-09 | ICU_demand |  |  |  | 286.83 |  |  | Maintain Status Quo | Afghanistan | AFG |  |  | FALSE
2022-06-09 | infections |  |  |  | 73091.57 |  |  | Maintain Status Quo | Afghanistan | AFG |  |  | FALSE
2022-06-09 | hospital_incidence |  |  |  | 358.99 |  |  | Maintain Status Quo | Afghanistan | AFG |  |  | FALSE
2022-06-09 | ICU_incidence |  |  |  | 34.35 |  |  | Maintain Status Quo | Afghanistan | AFG |  |  | FALSE
2022-06-09 | cumulative_infections |  |  |  | 28260691.9 |  |  | Maintain Status Quo | Afghanistan | AFG |  |  | FALSE
2022-06-09 | hospital_demand |  |  |  | 3207.38 |  |  | Relax Interventions 50% | Afghanistan | AFG |  |  | FALSE
2022-06-09 | ICU_demand |  |  |  | 286.83 |  |  | Relax Interventions 50% | Afghanistan | AFG |  |  | FALSE
2022-06-09 | infections |  |  |  | 73091.57 |  |  | Relax Interventions 50% | Afghanistan | AFG |  |  | FALSE
2022-06-09 | hospital_incidence |  |  |  | 358.99 |  |  | Relax Interventions 50% | Afghanistan | AFG |  |  | FALSE
2022-06-09 | ICU_incidence |  |  |  | 34.35 |  |  | Relax Interventions 50% | Afghanistan | AFG |  |  | FALSE
2022-06-09 | cumulative_infections |  |  |  | 28260691.9 |  |  | Relax Interventions 50% | Afghanistan | AFG |  |  | FALSE
2022-06-10 | hospital_demand |  |  |  | 3215.06 |  |  | Additional 50% Reduction | Afghanistan | AFG |  |  | FALSE
2022-06-10 | ICU_demand |  |  |  | 287.27 |  |  | Additional 50% Reduction | Afghanistan | AFG |  |  | FALSE
2022-06-10 | infections |  |  |  | 71143.81 |  |  | Additional 50% Reduction | Afghanistan | AFG |  |  | FALSE
2022-06-10 | hospital_incidence |  |  |  | 358.51 |  |  | Additional 50% Reduction | Afghanistan | AFG |  |  | FALSE
2022-06-10 | ICU_incidence |  |  |  | 34.39 |  |  | Additional 50% Reduction | Afghanistan | AFG |  |  | FALSE
2022-06-10 | cumulative_infections |  |  |  | 28331835.7 |  |  | Additional 50% Reduction | Afghanistan | AFG |  |  | FALSE
2022-06-10 | hospital_demand |  |  |  | 3215.06 |  |  | Maintain Status Quo | Afghanistan | AFG |  |  | FALSE
2022-06-10 | ICU_demand |  |  |  | 287.27 |  |  | Maintain Status Quo | Afghanistan | AFG |  |  | FALSE
2022-06-10 | infections |  |  |  | 71143.81 |  |  | Maintain Status Quo | Afghanistan | AFG |  |  | FALSE
2022-06-10 | hospital_incidence |  |  |  | 358.51 |  |  | Maintain Status Quo | Afghanistan | AFG |  |  | FALSE
2022-06-10 | ICU_incidence |  |  |  | 34.39 |  |  | Maintain Status Quo | Afghanistan | AFG |  |  | FALSE
2022-06-10 | cumulative_infections |  |  |  | 28331835.7 |  |  | Maintain Status Quo | Afghanistan | AFG |  |  | FALSE
2022-06-10 | hospital_demand |  |  |  | 3215.06 |  |  | Relax Interventions 50% | Afghanistan | AFG |  |  | FALSE
2022-06-10 | ICU_demand |  |  |  | 287.27 |  |  | Relax Interventions 50% | Afghanistan | AFG |  |  | FALSE
2022-06-10 | infections |  |  |  | 71143.81 |  |  | Relax Interventions 50% | Afghanistan | AFG |  |  | FALSE
2022-06-10 | hospital_incidence |  |  |  | 358.51 |  |  | Relax Interventions 50% | Afghanistan | AFG |  |  | FALSE
2022-06-10 | ICU_incidence |  |  |  | 34.39 |  |  | Relax Interventions 50% | Afghanistan | AFG |  |  | FALSE
2022-06-10 | cumulative_infections |  |  |  | 28331835.7 |  |  | Relax Interventions 50% | Afghanistan | AFG |  |  | FALSE
2022-06-11 | hospital_demand |  |  |  | 3220.57 |  |  | Additional 50% Reduction | Afghanistan | AFG |  |  | FALSE
2022-06-11 | ICU_demand |  |  |  | 287.64 |  |  | Additional 50% Reduction | Afghanistan | AFG |  |  | FALSE
2022-06-11 | infections |  |  |  | 67372.4 |  |  | Additional 50% Reduction | Afghanistan | AFG |  |  | FALSE
2022-06-11 | hospital_incidence |  |  |  | 356.65 |  |  | Additional 50% Reduction | Afghanistan | AFG |  |  | FALSE
2022-06-11 | ICU_incidence |  |  |  | 34.31 |  |  | Additional 50% Reduction | Afghanistan | AFG |  |  | FALSE
2022-06-11 | cumulative_infections |  |  |  | 28399208.1 |  |  | Additional 50% Reduction | Afghanistan | AFG |  |  | FALSE
2022-06-11 | hospital_demand |  |  |  | 3220.57 |  |  | Maintain Status Quo | Afghanistan | AFG |  |  | FALSE
2022-06-11 | ICU_demand |  |  |  | 287.64 |  |  | Maintain Status Quo | Afghanistan | AFG |  |  | FALSE
2022-06-11 | infections |  |  |  | 67372.4 |  |  | Maintain Status Quo | Afghanistan | AFG |  |  | FALSE
2022-06-11 | hospital_incidence |  |  |  | 356.65 |  |  | Maintain Status Quo | Afghanistan | AFG |  |  | FALSE
2022-06-11 | ICU_incidence |  |  |  | 34.31 |  |  | Maintain Status Quo | Afghanistan | AFG |  |  | FALSE
2022-06-11 | cumulative_infections |  |  |  | 28399208.1 |  |  | Maintain Status Quo | Afghanistan | AFG |  |  | FALSE
2022-06-11 | hospital_demand |  |  |  | 3220.57 |  |  | Relax Interventions 50% | Afghanistan | AFG |  |  | FALSE
2022-06-11 | ICU_demand |  |  |  | 287.64 |  |  | Relax Interventions 50% | Afghanistan | AFG |  |  | FALSE
2022-06-11 | infections |  |  |  | 67372.4 |  |  | Relax Interventions 50% | Afghanistan | AFG |  |  | FALSE
2022-06-11 | hospital_incidence |  |  |  | 356.65 |  |  | Relax Interventions 50% | Afghanistan | AFG |  |  | FALSE
2022-06-11 | ICU_incidence |  |  |  | 34.31 |  |  | Relax Interventions 50% | Afghanistan | AFG |  |  | FALSE
2022-06-11 | cumulative_infections |  |  |  | 28399208.1 |  |  | Relax Interventions 50% | Afghanistan | AFG |  |  | FALSE
2022-06-12 | hospital_demand |  |  |  | 3222.05 |  |  | Additional 50% Reduction | Afghanistan | AFG |  |  | FALSE
2022-06-12 | ICU_demand |  |  |  | 287.83 |  |  | Additional 50% Reduction | Afghanistan | AFG |  |  | FALSE
2022-06-12 | infections |  |  |  | 63188.28 |  |  | Additional 50% Reduction | Afghanistan | AFG |  |  | FALSE
2022-06-12 | hospital_incidence |  |  |  | 352.18 |  |  | Additional 50% Reduction | Afghanistan | AFG |  |  | FALSE
2022-06-12 | ICU_incidence |  |  |  | 34.01 |  |  | Additional 50% Reduction | Afghanistan | AFG |  |  | FALSE
2022-06-12 | cumulative_infections |  |  |  | 28462396.4 |  |  | Additional 50% Reduction | Afghanistan | AFG |  |  | FALSE
2022-06-12 | hospital_demand |  |  |  | 3222.05 |  |  | Maintain Status Quo | Afghanistan | AFG |  |  | FALSE
2022-06-12 | ICU_demand |  |  |  | 287.83 |  |  | Maintain Status Quo | Afghanistan | AFG |  |  | FALSE
2022-06-12 | infections |  |  |  | 63188.28 |  |  | Maintain Status Quo | Afghanistan | AFG |  |  | FALSE
2022-06-12 | hospital_incidence |  |  |  | 352.18 |  |  | Maintain Status Quo | Afghanistan | AFG |  |  | FALSE
2022-06-12 | ICU_incidence |  |  |  | 34.01 |  |  | Maintain Status Quo | Afghanistan | AFG |  |  | FALSE
2022-06-12 | cumulative_infections |  |  |  | 28462396.4 |  |  | Maintain Status Quo | Afghanistan | AFG |  |  | FALSE
2022-06-12 | hospital_demand |  |  |  | 3222.05 |  |  | Relax Interventions 50% | Afghanistan | AFG |  |  | FALSE
2022-06-12 | ICU_demand |  |  |  | 287.83 |  |  | Relax Interventions 50% | Afghanistan | AFG |  |  | FALSE
2022-06-12 | infections |  |  |  | 63188.28 |  |  | Relax Interventions 50% | Afghanistan | AFG |  |  | FALSE
2022-06-12 | hospital_incidence |  |  |  | 352.18 |  |  | Relax Interventions 50% | Afghanistan | AFG |  |  | FALSE
2022-06-12 | ICU_incidence |  |  |  | 34.01 |  |  | Relax Interventions 50% | Afghanistan | AFG |  |  | FALSE
2022-06-12 | cumulative_infections |  |  |  | 28462396.4 |  |  | Relax Interventions 50% | Afghanistan | AFG |  |  | FALSE
2022-06-13 | hospital_demand |  |  |  | 3216.88 |  |  | Additional 50% Reduction | Afghanistan | AFG |  |  | FALSE
2022-06-13 | ICU_demand |  |  |  | 287.74 |  |  | Additional 50% Reduction | Afghanistan | AFG |  |  | FALSE
2022-06-13 | infections |  |  |  | 59161.41 |  |  | Additional 50% Reduction | Afghanistan | AFG |  |  | FALSE
2022-06-13 | hospital_incidence |  |  |  | 344.65 |  |  | Additional 50% Reduction | Afghanistan | AFG |  |  | FALSE
2022-06-13 | ICU_incidence |  |  |  | 33.44 |  |  | Additional 50% Reduction | Afghanistan | AFG |  |  | FALSE
2022-06-13 | cumulative_infections |  |  |  | 28521557.8 |  |  | Additional 50% Reduction | Afghanistan | AFG |  |  | FALSE
2022-06-13 | hospital_demand |  |  |  | 3216.88 |  |  | Maintain Status Quo | Afghanistan | AFG |  |  | FALSE
2022-06-13 | ICU_demand |  |  |  | 287.74 |  |  | Maintain Status Quo | Afghanistan | AFG |  |  | FALSE
2022-06-13 | infections |  |  |  | 59161.41 |  |  | Maintain Status Quo | Afghanistan | AFG |  |  | FALSE
2022-06-13 | hospital_incidence |  |  |  | 344.65 |  |  | Maintain Status Quo | Afghanistan | AFG |  |  | FALSE
2022-06-13 | ICU_incidence |  |  |  | 33.44 |  |  | Maintain Status Quo | Afghanistan | AFG |  |  | FALSE
2022-06-13 | cumulative_infections |  |  |  | 28521557.8 |  |  | Maintain Status Quo | Afghanistan | AFG |  |  | FALSE
2022-06-13 | hospital_demand |  |  |  | 3216.88 |  |  | Relax Interventions 50% | Afghanistan | AFG |  |  | FALSE
2022-06-13 | ICU_demand |  |  |  | 287.74 |  |  | Relax Interventions 50% | Afghanistan | AFG |  |  | FALSE
2022-06-13 | infections |  |  |  | 59161.41 |  |  | Relax Interventions 50% | Afghanistan | AFG |  |  | FALSE
2022-06-13 | hospital_incidence |  |  |  | 344.65 |  |  | Relax Interventions 50% | Afghanistan | AFG |  |  | FALSE
2022-06-13 | ICU_incidence |  |  |  | 33.44 |  |  | Relax Interventions 50% | Afghanistan | AFG |  |  | FALSE
2022-06-13 | cumulative_infections |  |  |  | 28521557.8 |  |  | Relax Interventions 50% | Afghanistan | AFG |  |  | FALSE
2022-06-14 | hospital_demand |  |  |  | 3202.58 |  |  | Additional 50% Reduction | Afghanistan | AFG |  |  | FALSE
2022-06-14 | ICU_demand |  |  |  | 287.3 |  |  | Additional 50% Reduction | Afghanistan | AFG |  |  | FALSE
2022-06-14 | infections |  |  |  | 55464.28 |  |  | Additional 50% Reduction | Afghanistan | AFG |  |  | FALSE
2022-06-14 | hospital_incidence |  |  |  | 334.37 |  |  | Additional 50% Reduction | Afghanistan | AFG |  |  | FALSE
2022-06-14 | ICU_incidence |  |  |  | 32.63 |  |  | Additional 50% Reduction | Afghanistan | AFG |  |  | FALSE
2022-06-14 | cumulative_infections |  |  |  | 28577022.1 |  |  | Additional 50% Reduction | Afghanistan | AFG |  |  | FALSE
2022-06-14 | hospital_demand |  |  |  | 3202.58 |  |  | Maintain Status Quo | Afghanistan | AFG |  |  | FALSE
2022-06-14 | ICU_demand |  |  |  | 287.3 |  |  | Maintain Status Quo | Afghanistan | AFG |  |  | FALSE
2022-06-14 | infections |  |  |  | 55464.28 |  |  | Maintain Status Quo | Afghanistan | AFG |  |  | FALSE
2022-06-14 | hospital_incidence |  |  |  | 334.37 |  |  | Maintain Status Quo | Afghanistan | AFG |  |  | FALSE
2022-06-14 | ICU_incidence |  |  |  | 32.63 |  |  | Maintain Status Quo | Afghanistan | AFG |  |  | FALSE
2022-06-14 | cumulative_infections |  |  |  | 28577022.1 |  |  | Maintain Status Quo | Afghanistan | AFG |  |  | FALSE
2022-06-14 | hospital_demand |  |  |  | 3202.58 |  |  | Relax Interventions 50% | Afghanistan | AFG |  |  | FALSE
2022-06-14 | ICU_demand |  |  |  | 287.3 |  |  | Relax Interventions 50% | Afghanistan | AFG |  |  | FALSE
2022-06-14 | infections |  |  |  | 55464.28 |  |  | Relax Interventions 50% | Afghanistan | AFG |  |  | FALSE
2022-06-14 | hospital_incidence |  |  |  | 334.37 |  |  | Relax Interventions 50% | Afghanistan | AFG |  |  | FALSE
2022-06-14 | ICU_incidence |  |  |  | 32.63 |  |  | Relax Interventions 50% | Afghanistan | AFG |  |  | FALSE
2022-06-14 | cumulative_infections |  |  |  | 28577022.1 |  |  | Relax Interventions 50% | Afghanistan | AFG |  |  | FALSE
2022-06-15 | hospital_demand |  |  |  | 3177.39 |  |  | Additional 50% Reduction | Afghanistan | AFG |  |  | FALSE
2022-06-15 | ICU_demand |  |  |  | 286.49 |  |  | Additional 50% Reduction | Afghanistan | AFG |  |  | FALSE
2022-06-15 | infections |  |  |  | 52106.79 |  |  | Additional 50% Reduction | Afghanistan | AFG |  |  | FALSE
2022-06-15 | hospital_incidence |  |  |  | 322.03 |  |  | Additional 50% Reduction | Afghanistan | AFG |  |  | FALSE
2022-06-15 | ICU_incidence |  |  |  | 31.63 |  |  | Additional 50% Reduction | Afghanistan | AFG |  |  | FALSE
2022-06-15 | cumulative_infections |  |  |  | 28629128.9 |  |  | Additional 50% Reduction | Afghanistan | AFG |  |  | FALSE
2022-06-15 | hospital_demand |  |  |  | 3177.39 |  |  | Maintain Status Quo | Afghanistan | AFG |  |  | FALSE
2022-06-15 | ICU_demand |  |  |  | 286.49 |  |  | Maintain Status Quo | Afghanistan | AFG |  |  | FALSE
2022-06-15 | infections |  |  |  | 52106.79 |  |  | Maintain Status Quo | Afghanistan | AFG |  |  | FALSE
2022-06-15 | hospital_incidence |  |  |  | 322.03 |  |  | Maintain Status Quo | Afghanistan | AFG |  |  | FALSE
2022-06-15 | ICU_incidence |  |  |  | 31.63 |  |  | Maintain Status Quo | Afghanistan | AFG |  |  | FALSE
2022-06-15 | cumulative_infections |  |  |  | 28629128.9 |  |  | Maintain Status Quo | Afghanistan | AFG |  |  | FALSE
2022-06-15 | hospital_demand |  |  |  | 3177.39 |  |  | Relax Interventions 50% | Afghanistan | AFG |  |  | FALSE
2022-06-15 | ICU_demand |  |  |  | 286.49 |  |  | Relax Interventions 50% | Afghanistan | AFG |  |  | FALSE
2022-06-15 | infections |  |  |  | 52106.79 |  |  | Relax Interventions 50% | Afghanistan | AFG |  |  | FALSE
2022-06-15 | hospital_incidence |  |  |  | 322.03 |  |  | Relax Interventions 50% | Afghanistan | AFG |  |  | FALSE
2022-06-15 | ICU_incidence |  |  |  | 31.63 |  |  | Relax Interventions 50% | Afghanistan | AFG |  |  | FALSE
2022-06-15 | cumulative_infections |  |  |  | 28629128.9 |  |  | Relax Interventions 50% | Afghanistan | AFG |  |  | FALSE
2022-06-16 | hospital_demand |  |  |  | 3140.46 |  |  | Additional 50% Reduction | Afghanistan | AFG |  |  | FALSE
2022-06-16 | ICU_demand |  |  |  | 285.34 |  |  | Additional 50% Reduction | Afghanistan | AFG |  |  | FALSE
2022-06-16 | infections |  |  |  | 49047.19 |  |  | Additional 50% Reduction | Afghanistan | AFG |  |  | FALSE
2022-06-16 | hospital_incidence |  |  |  | 305.67 |  |  | Additional 50% Reduction | Afghanistan | AFG |  |  | FALSE
2022-06-16 | ICU_incidence |  |  |  | 33.22 |  |  | Additional 50% Reduction | Afghanistan | AFG |  |  | FALSE
2022-06-16 | cumulative_infections |  |  |  | 28678176.1 |  |  | Additional 50% Reduction | Afghanistan | AFG |  |  | FALSE
2022-06-16 | hospital_demand |  |  |  | 3140.46 |  |  | Maintain Status Quo | Afghanistan | AFG |  |  | FALSE
2022-06-16 | ICU_demand |  |  |  | 285.34 |  |  | Maintain Status Quo | Afghanistan | AFG |  |  | FALSE
2022-06-16 | infections |  |  |  | 49047.19 |  |  | Maintain Status Quo | Afghanistan | AFG |  |  | FALSE
2022-06-16 | hospital_incidence |  |  |  | 305.67 |  |  | Maintain Status Quo | Afghanistan | AFG |  |  | FALSE
2022-06-16 | ICU_incidence |  |  |  | 33.22 |  |  | Maintain Status Quo | Afghanistan | AFG |  |  | FALSE
2022-06-16 | cumulative_infections |  |  |  | 28678176.1 |  |  | Maintain Status Quo | Afghanistan | AFG |  |  | FALSE
2022-06-16 | hospital_demand |  |  |  | 3140.46 |  |  | Relax Interventions 50% | Afghanistan | AFG |  |  | FALSE
2022-06-16 | ICU_demand |  |  |  | 285.34 |  |  | Relax Interventions 50% | Afghanistan | AFG |  |  | FALSE
2022-06-16 | infections |  |  |  | 49047.19 |  |  | Relax Interventions 50% | Afghanistan | AFG |  |  | FALSE
2022-06-16 | hospital_incidence |  |  |  | 305.67 |  |  | Relax Interventions 50% | Afghanistan | AFG |  |  | FALSE
2022-06-16 | ICU_incidence |  |  |  | 33.22 |  |  | Relax Interventions 50% | Afghanistan | AFG |  |  | FALSE
2022-06-16 | cumulative_infections |  |  |  | 28678176.1 |  |  | Relax Interventions 50% | Afghanistan | AFG |  |  | FALSE
2022-06-17 | hospital_demand |  |  |  | 3089.42 |  |  | Additional 50% Reduction | Afghanistan | AFG |  |  | FALSE
2022-06-17 | ICU_demand |  |  |  | 286.07 |  |  | Additional 50% Reduction | Afghanistan | AFG |  |  | FALSE
2022-06-17 | infections |  |  |  | 46277.5 |  |  | Additional 50% Reduction | Afghanistan | AFG |  |  | FALSE
2022-06-17 | hospital_incidence |  |  |  | 289.51 |  |  | Additional 50% Reduction | Afghanistan | AFG |  |  | FALSE
2022-06-17 | ICU_incidence |  |  |  | 34.57 |  |  | Additional 50% Reduction | Afghanistan | AFG |  |  | FALSE
2022-06-17 | cumulative_infections |  |  |  | 28724453.6 |  |  | Additional 50% Reduction | Afghanistan | AFG |  |  | FALSE
2022-06-17 | hospital_demand |  |  |  | 3089.42 |  |  | Maintain Status Quo | Afghanistan | AFG |  |  | FALSE
2022-06-17 | ICU_demand |  |  |  | 286.07 |  |  | Maintain Status Quo | Afghanistan | AFG |  |  | FALSE
2022-06-17 | infections |  |  |  | 46277.5 |  |  | Maintain Status Quo | Afghanistan | AFG |  |  | FALSE
2022-06-17 | hospital_incidence |  |  |  | 289.51 |  |  | Maintain Status Quo | Afghanistan | AFG |  |  | FALSE
2022-06-17 | ICU_incidence |  |  |  | 34.57 |  |  | Maintain Status Quo | Afghanistan | AFG |  |  | FALSE
2022-06-17 | cumulative_infections |  |  |  | 28724453.6 |  |  | Maintain Status Quo | Afghanistan | AFG |  |  | FALSE
2022-06-17 | hospital_demand |  |  |  | 3089.42 |  |  | Relax Interventions 50% | Afghanistan | AFG |  |  | FALSE
2022-06-17 | ICU_demand |  |  |  | 286.07 |  |  | Relax Interventions 50% | Afghanistan | AFG |  |  | FALSE
2022-06-17 | infections |  |  |  | 46277.5 |  |  | Relax Interventions 50% | Afghanistan | AFG |  |  | FALSE
2022-06-17 | hospital_incidence |  |  |  | 289.51 |  |  | Relax Interventions 50% | Afghanistan | AFG |  |  | FALSE
2022-06-17 | ICU_incidence |  |  |  | 34.57 |  |  | Relax Interventions 50% | Afghanistan | AFG |  |  | FALSE
2022-06-17 | cumulative_infections |  |  |  | 28724453.6 |  |  | Relax Interventions 50% | Afghanistan | AFG |  |  | FALSE
2022-06-18 | hospital_demand |  |  |  | 3026.31 |  |  | Additional 50% Reduction | Afghanistan | AFG |  |  | FALSE
2022-06-18 | ICU_demand |  |  |  | 287.66 |  |  | Additional 50% Reduction | Afghanistan | AFG |  |  | FALSE
2022-06-18 | infections |  |  |  | 43898.95 |  |  | Additional 50% Reduction | Afghanistan | AFG |  |  | FALSE
2022-06-18 | hospital_incidence |  |  |  | 274.63 |  |  | Additional 50% Reduction | Afghanistan | AFG |  |  | FALSE
2022-06-18 | ICU_incidence |  |  |  | 35.82 |  |  | Additional 50% Reduction | Afghanistan | AFG |  |  | FALSE
2022-06-18 | cumulative_infections |  |  |  | 28768352.5 |  |  | Additional 50% Reduction | Afghanistan | AFG |  |  | FALSE
2022-06-18 | hospital_demand |  |  |  | 3026.31 |  |  | Maintain Status Quo | Afghanistan | AFG |  |  | FALSE
2022-06-18 | ICU_demand |  |  |  | 287.66 |  |  | Maintain Status Quo | Afghanistan | AFG |  |  | FALSE
2022-06-18 | infections |  |  |  | 43898.95 |  |  | Maintain Status Quo | Afghanistan | AFG |  |  | FALSE
2022-06-18 | hospital_incidence |  |  |  | 274.63 |  |  | Maintain Status Quo | Afghanistan | AFG |  |  | FALSE
2022-06-18 | ICU_incidence |  |  |  | 35.82 |  |  | Maintain Status Quo | Afghanistan | AFG |  |  | FALSE
2022-06-18 | cumulative_infections |  |  |  | 28768352.5 |  |  | Maintain Status Quo | Afghanistan | AFG |  |  | FALSE
2022-06-18 | hospital_demand |  |  |  | 3026.31 |  |  | Relax Interventions 50% | Afghanistan | AFG |  |  | FALSE
2022-06-18 | ICU_demand |  |  |  | 287.66 |  |  | Relax Interventions 50% | Afghanistan | AFG |  |  | FALSE
2022-06-18 | infections |  |  |  | 43898.95 |  |  | Relax Interventions 50% | Afghanistan | AFG |  |  | FALSE
2022-06-18 | hospital_incidence |  |  |  | 274.63 |  |  | Relax Interventions 50% | Afghanistan | AFG |  |  | FALSE
2022-06-18 | ICU_incidence |  |  |  | 35.82 |  |  | Relax Interventions 50% | Afghanistan | AFG |  |  | FALSE
2022-06-18 | cumulative_infections |  |  |  | 28768352.5 |  |  | Relax Interventions 50% | Afghanistan | AFG |  |  | FALSE
2022-06-19 | hospital_demand |  |  |  | 2953.93 |  |  | Additional 50% Reduction | Afghanistan | AFG |  |  | FALSE
2022-06-19 | ICU_demand |  |  |  | 289.71 |  |  | Additional 50% Reduction | Afghanistan | AFG |  |  | FALSE
2022-06-19 | infections |  |  |  | 41938.81 |  |  | Additional 50% Reduction | Afghanistan | AFG |  |  | FALSE
2022-06-19 | hospital_incidence |  |  |  | 261.5 |  |  | Additional 50% Reduction | Afghanistan | AFG |  |  | FALSE
2022-06-19 | ICU_incidence |  |  |  | 37.05 |  |  | Additional 50% Reduction | Afghanistan | AFG |  |  | FALSE
2022-06-19 | cumulative_infections |  |  |  | 28810291.3 |  |  | Additional 50% Reduction | Afghanistan | AFG |  |  | FALSE
2022-06-19 | hospital_demand |  |  |  | 2953.93 |  |  | Maintain Status Quo | Afghanistan | AFG |  |  | FALSE
2022-06-19 | ICU_demand |  |  |  | 289.71 |  |  | Maintain Status Quo | Afghanistan | AFG |  |  | FALSE
2022-06-19 | infections |  |  |  | 41938.81 |  |  | Maintain Status Quo | Afghanistan | AFG |  |  | FALSE
2022-06-19 | hospital_incidence |  |  |  | 261.5 |  |  | Maintain Status Quo | Afghanistan | AFG |  |  | FALSE
2022-06-19 | ICU_incidence |  |  |  | 37.05 |  |  | Maintain Status Quo | Afghanistan | AFG |  |  | FALSE
2022-06-19 | cumulative_infections |  |  |  | 28810291.3 |  |  | Maintain Status Quo | Afghanistan | AFG |  |  | FALSE
2022-06-19 | hospital_demand |  |  |  | 2953.93 |  |  | Relax Interventions 50% | Afghanistan | AFG |  |  | FALSE
2022-06-19 | ICU_demand |  |  |  | 289.71 |  |  | Relax Interventions 50% | Afghanistan | AFG |  |  | FALSE
2022-06-19 | infections |  |  |  | 41938.81 |  |  | Relax Interventions 50% | Afghanistan | AFG |  |  | FALSE
2022-06-19 | hospital_incidence |  |  |  | 261.5 |  |  | Relax Interventions 50% | Afghanistan | AFG |  |  | FALSE
2022-06-19 | ICU_incidence |  |  |  | 37.05 |  |  | Relax Interventions 50% | Afghanistan | AFG |  |  | FALSE
2022-06-19 | cumulative_infections |  |  |  | 28810291.3 |  |  | Relax Interventions 50% | Afghanistan | AFG |  |  | FALSE
2022-06-20 | hospital_demand |  |  |  | 2875.32 |  |  | Additional 50% Reduction | Afghanistan | AFG |  |  | FALSE
2022-06-20 | ICU_demand |  |  |  | 292.13 |  |  | Additional 50% Reduction | Afghanistan | AFG |  |  | FALSE
2022-06-20 | infections |  |  |  | 40359.38 |  |  | Additional 50% Reduction | Afghanistan | AFG |  |  | FALSE
2022-06-20 | hospital_incidence |  |  |  | 250.33 |  |  | Additional 50% Reduction | Afghanistan | AFG |  |  | FALSE
2022-06-20 | ICU_incidence |  |  |  | 38.33 |  |  | Additional 50% Reduction | Afghanistan | AFG |  |  | FALSE
2022-06-20 | cumulative_infections |  |  |  | 28850650.7 |  |  | Additional 50% Reduction | Afghanistan | AFG |  |  | FALSE
2022-06-20 | hospital_demand |  |  |  | 2875.32 |  |  | Maintain Status Quo | Afghanistan | AFG |  |  | FALSE
2022-06-20 | ICU_demand |  |  |  | 292.13 |  |  | Maintain Status Quo | Afghanistan | AFG |  |  | FALSE
2022-06-20 | infections |  |  |  | 40359.38 |  |  | Maintain Status Quo | Afghanistan | AFG |  |  | FALSE
2022-06-20 | hospital_incidence |  |  |  | 250.33 |  |  | Maintain Status Quo | Afghanistan | AFG |  |  | FALSE
2022-06-20 | ICU_incidence |  |  |  | 38.33 |  |  | Maintain Status Quo | Afghanistan | AFG |  |  | FALSE
2022-06-20 | cumulative_infections |  |  |  | 28850650.7 |  |  | Maintain Status Quo | Afghanistan | AFG |  |  | FALSE
2022-06-20 | hospital_demand |  |  |  | 2875.32 |  |  | Relax Interventions 50% | Afghanistan | AFG |  |  | FALSE
2022-06-20 | ICU_demand |  |  |  | 292.13 |  |  | Relax Interventions 50% | Afghanistan | AFG |  |  | FALSE
2022-06-20 | infections |  |  |  | 40359.38 |  |  | Relax Interventions 50% | Afghanistan | AFG |  |  | FALSE
2022-06-20 | hospital_incidence |  |  |  | 250.33 |  |  | Relax Interventions 50% | Afghanistan | AFG |  |  | FALSE
2022-06-20 | ICU_incidence |  |  |  | 38.33 |  |  | Relax Interventions 50% | Afghanistan | AFG |  |  | FALSE
2022-06-20 | cumulative_infections |  |  |  | 28850650.7 |  |  | Relax Interventions 50% | Afghanistan | AFG |  |  | FALSE
2022-06-21 | hospital_demand |  |  |  | 2793.5 |  |  | Additional 50% Reduction | Afghanistan | AFG |  |  | FALSE
2022-06-21 | ICU_demand |  |  |  | 294.83 |  |  | Additional 50% Reduction | Afghanistan | AFG |  |  | FALSE
2022-06-21 | infections |  |  |  | 39101.26 |  |  | Additional 50% Reduction | Afghanistan | AFG |  |  | FALSE
2022-06-21 | hospital_incidence |  |  |  | 241.2 |  |  | Additional 50% Reduction | Afghanistan | AFG |  |  | FALSE
2022-06-21 | ICU_incidence |  |  |  | 39.73 |  |  | Additional 50% Reduction | Afghanistan | AFG |  |  | FALSE
2022-06-21 | cumulative_infections |  |  |  | 28889752 |  |  | Additional 50% Reduction | Afghanistan | AFG |  |  | FALSE
2022-06-21 | hospital_demand |  |  |  | 2793.5 |  |  | Maintain Status Quo | Afghanistan | AFG |  |  | FALSE
2022-06-21 | ICU_demand |  |  |  | 294.83 |  |  | Maintain Status Quo | Afghanistan | AFG |  |  | FALSE
2022-06-21 | infections |  |  |  | 39101.26 |  |  | Maintain Status Quo | Afghanistan | AFG |  |  | FALSE
2022-06-21 | hospital_incidence |  |  |  | 241.2 |  |  | Maintain Status Quo | Afghanistan | AFG |  |  | FALSE
2022-06-21 | ICU_incidence |  |  |  | 39.73 |  |  | Maintain Status Quo | Afghanistan | AFG |  |  | FALSE
2022-06-21 | cumulative_infections |  |  |  | 28889752 |  |  | Maintain Status Quo | Afghanistan | AFG |  |  | FALSE
2022-06-21 | hospital_demand |  |  |  | 2793.5 |  |  | Relax Interventions 50% | Afghanistan | AFG |  |  | FALSE
2022-06-21 | ICU_demand |  |  |  | 294.83 |  |  | Relax Interventions 50% | Afghanistan | AFG |  |  | FALSE
2022-06-21 | infections |  |  |  | 39101.26 |  |  | Relax Interventions 50% | Afghanistan | AFG |  |  | FALSE
2022-06-21 | hospital_incidence |  |  |  | 241.2 |  |  | Relax Interventions 50% | Afghanistan | AFG |  |  | FALSE
2022-06-21 | ICU_incidence |  |  |  | 39.73 |  |  | Relax Interventions 50% | Afghanistan | AFG |  |  | FALSE
2022-06-21 | cumulative_infections |  |  |  | 28889752 |  |  | Relax Interventions 50% | Afghanistan | AFG |  |  | FALSE
2022-06-22 | hospital_demand |  |  |  | 2711.24 |  |  | Additional 50% Reduction | Afghanistan | AFG |  |  | FALSE
2022-06-22 | ICU_demand |  |  |  | 297.81 |  |  | Additional 50% Reduction | Afghanistan | AFG |  |  | FALSE
2022-06-22 | infections |  |  |  | 38105.9 |  |  | Additional 50% Reduction | Afghanistan | AFG |  |  | FALSE
2022-06-22 | hospital_incidence |  |  |  | 234.08 |  |  | Additional 50% Reduction | Afghanistan | AFG |  |  | FALSE
2022-06-22 | ICU_incidence |  |  |  | 41.29 |  |  | Additional 50% Reduction | Afghanistan | AFG |  |  | FALSE
2022-06-22 | cumulative_infections |  |  |  | 28927857.9 |  |  | Additional 50% Reduction | Afghanistan | AFG |  |  | FALSE
2022-06-22 | hospital_demand |  |  |  | 2711.24 |  |  | Maintain Status Quo | Afghanistan | AFG |  |  | FALSE
2022-06-22 | ICU_demand |  |  |  | 297.81 |  |  | Maintain Status Quo | Afghanistan | AFG |  |  | FALSE
2022-06-22 | infections |  |  |  | 38105.9 |  |  | Maintain Status Quo | Afghanistan | AFG |  |  | FALSE
2022-06-22 | hospital_incidence |  |  |  | 234.08 |  |  | Maintain Status Quo | Afghanistan | AFG |  |  | FALSE
2022-06-22 | ICU_incidence |  |  |  | 41.29 |  |  | Maintain Status Quo | Afghanistan | AFG |  |  | FALSE
2022-06-22 | cumulative_infections |  |  |  | 28927857.9 |  |  | Maintain Status Quo | Afghanistan | AFG |  |  | FALSE
2022-06-22 | hospital_demand |  |  |  | 2711.24 |  |  | Relax Interventions 50% | Afghanistan | AFG |  |  | FALSE
2022-06-22 | ICU_demand |  |  |  | 297.81 |  |  | Relax Interventions 50% | Afghanistan | AFG |  |  | FALSE
2022-06-22 | infections |  |  |  | 38105.9 |  |  | Relax Interventions 50% | Afghanistan | AFG |  |  | FALSE
2022-06-22 | hospital_incidence |  |  |  | 234.08 |  |  | Relax Interventions 50% | Afghanistan | AFG |  |  | FALSE
2022-06-22 | ICU_incidence |  |  |  | 41.29 |  |  | Relax Interventions 50% | Afghanistan | AFG |  |  | FALSE
2022-06-22 | cumulative_infections |  |  |  | 28927857.9 |  |  | Relax Interventions 50% | Afghanistan | AFG |  |  | FALSE
2022-06-23 | hospital_demand |  |  |  | 2631.03 |  |  | Additional 50% Reduction | Afghanistan | AFG |  |  | FALSE
2022-06-23 | ICU_demand |  |  |  | 301.08 |  |  | Additional 50% Reduction | Afghanistan | AFG |  |  | FALSE
2022-06-23 | infections |  |  |  | 37324.45 |  |  | Additional 50% Reduction | Afghanistan | AFG |  |  | FALSE
2022-06-23 | hospital_incidence |  |  |  | 228.85 |  |  | Additional 50% Reduction | Afghanistan | AFG |  |  | FALSE
2022-06-23 | ICU_incidence |  |  |  | 43.05 |  |  | Additional 50% Reduction | Afghanistan | AFG |  |  | FALSE
2022-06-23 | cumulative_infections |  |  |  | 28965182.3 |  |  | Additional 50% Reduction | Afghanistan | AFG |  |  | FALSE
2022-06-23 | hospital_demand |  |  |  | 2631.03 |  |  | Maintain Status Quo | Afghanistan | AFG |  |  | FALSE
2022-06-23 | ICU_demand |  |  |  | 301.08 |  |  | Maintain Status Quo | Afghanistan | AFG |  |  | FALSE
2022-06-23 | infections |  |  |  | 37324.45 |  |  | Maintain Status Quo | Afghanistan | AFG |  |  | FALSE
2022-06-23 | hospital_incidence |  |  |  | 228.85 |  |  | Maintain Status Quo | Afghanistan | AFG |  |  | FALSE
2022-06-23 | ICU_incidence |  |  |  | 43.05 |  |  | Maintain Status Quo | Afghanistan | AFG |  |  | FALSE
2022-06-23 | cumulative_infections |  |  |  | 28965182.3 |  |  | Maintain Status Quo | Afghanistan | AFG |  |  | FALSE
2022-06-23 | hospital_demand |  |  |  | 2631.03 |  |  | Relax Interventions 50% | Afghanistan | AFG |  |  | FALSE
2022-06-23 | ICU_demand |  |  |  | 301.08 |  |  | Relax Interventions 50% | Afghanistan | AFG |  |  | FALSE
2022-06-23 | infections |  |  |  | 37324.45 |  |  | Relax Interventions 50% | Afghanistan | AFG |  |  | FALSE
2022-06-23 | hospital_incidence |  |  |  | 228.85 |  |  | Relax Interventions 50% | Afghanistan | AFG |  |  | FALSE
2022-06-23 | ICU_incidence |  |  |  | 43.05 |  |  | Relax Interventions 50% | Afghanistan | AFG |  |  | FALSE
2022-06-23 | cumulative_infections |  |  |  | 28965182.3 |  |  | Relax Interventions 50% | Afghanistan | AFG |  |  | FALSE
2022-06-24 | hospital_demand |  |  |  | 2554.91 |  |  | Additional 50% Reduction | Afghanistan | AFG |  |  | FALSE
2022-06-24 | ICU_demand |  |  |  | 304.64 |  |  | Additional 50% Reduction | Afghanistan | AFG |  |  | FALSE
2022-06-24 | infections |  |  |  | 36344.53 |  |  | Additional 50% Reduction | Afghanistan | AFG |  |  | FALSE
2022-06-24 | hospital_incidence |  |  |  | 225.31 |  |  | Additional 50% Reduction | Afghanistan | AFG |  |  | FALSE
2022-06-24 | ICU_incidence |  |  |  | 45.03 |  |  | Additional 50% Reduction | Afghanistan | AFG |  |  | FALSE
2022-06-24 | cumulative_infections |  |  |  | 29001526.8 |  |  | Additional 50% Reduction | Afghanistan | AFG |  |  | FALSE
2022-06-24 | hospital_demand |  |  |  | 2554.91 |  |  | Maintain Status Quo | Afghanistan | AFG |  |  | FALSE
2022-06-24 | ICU_demand |  |  |  | 304.64 |  |  | Maintain Status Quo | Afghanistan | AFG |  |  | FALSE
2022-06-24 | infections |  |  |  | 36344.53 |  |  | Maintain Status Quo | Afghanistan | AFG |  |  | FALSE
2022-06-24 | hospital_incidence |  |  |  | 225.31 |  |  | Maintain Status Quo | Afghanistan | AFG |  |  | FALSE
2022-06-24 | ICU_incidence |  |  |  | 45.03 |  |  | Maintain Status Quo | Afghanistan | AFG |  |  | FALSE
2022-06-24 | cumulative_infections |  |  |  | 29001526.8 |  |  | Maintain Status Quo | Afghanistan | AFG |  |  | FALSE
2022-06-24 | hospital_demand |  |  |  | 2554.91 |  |  | Relax Interventions 50% | Afghanistan | AFG |  |  | FALSE
2022-06-24 | ICU_demand |  |  |  | 304.64 |  |  | Relax Interventions 50% | Afghanistan | AFG |  |  | FALSE
2022-06-24 | infections |  |  |  | 36344.53 |  |  | Relax Interventions 50% | Afghanistan | AFG |  |  | FALSE
2022-06-24 | hospital_incidence |  |  |  | 225.31 |  |  | Relax Interventions 50% | Afghanistan | AFG |  |  | FALSE
2022-06-24 | ICU_incidence |  |  |  | 45.03 |  |  | Relax Interventions 50% | Afghanistan | AFG |  |  | FALSE
2022-06-24 | cumulative_infections |  |  |  | 29001526.8 |  |  | Relax Interventions 50% | Afghanistan | AFG |  |  | FALSE
2022-06-25 | hospital_demand |  |  |  | 2484.34 |  |  | Additional 50% Reduction | Afghanistan | AFG |  |  | FALSE
2022-06-25 | ICU_demand |  |  |  | 308.44 |  |  | Additional 50% Reduction | Afghanistan | AFG |  |  | FALSE
2022-06-25 | infections |  |  |  | 35112.82 |  |  | Additional 50% Reduction | Afghanistan | AFG |  |  | FALSE
2022-06-25 | hospital_incidence |  |  |  | 222.95 |  |  | Additional 50% Reduction | Afghanistan | AFG |  |  | FALSE
2022-06-25 | ICU_incidence |  |  |  | 47.18 |  |  | Additional 50% Reduction | Afghanistan | AFG |  |  | FALSE
2022-06-25 | cumulative_infections |  |  |  | 29036639.7 |  |  | Additional 50% Reduction | Afghanistan | AFG |  |  | FALSE
2022-06-25 | hospital_demand |  |  |  | 2484.34 |  |  | Maintain Status Quo | Afghanistan | AFG |  |  | FALSE
2022-06-25 | ICU_demand |  |  |  | 308.44 |  |  | Maintain Status Quo | Afghanistan | AFG |  |  | FALSE
2022-06-25 | infections |  |  |  | 35112.82 |  |  | Maintain Status Quo | Afghanistan | AFG |  |  | FALSE
2022-06-25 | hospital_incidence |  |  |  | 222.95 |  |  | Maintain Status Quo | Afghanistan | AFG |  |  | FALSE
2022-06-25 | ICU_incidence |  |  |  | 47.18 |  |  | Maintain Status Quo | Afghanistan | AFG |  |  | FALSE
2022-06-25 | cumulative_infections |  |  |  | 29036639.7 |  |  | Maintain Status Quo | Afghanistan | AFG |  |  | FALSE
2022-06-25 | hospital_demand |  |  |  | 2484.34 |  |  | Relax Interventions 50% | Afghanistan | AFG |  |  | FALSE
2022-06-25 | ICU_demand |  |  |  | 308.44 |  |  | Relax Interventions 50% | Afghanistan | AFG |  |  | FALSE
2022-06-25 | infections |  |  |  | 35112.82 |  |  | Relax Interventions 50% | Afghanistan | AFG |  |  | FALSE
2022-06-25 | hospital_incidence |  |  |  | 222.95 |  |  | Relax Interventions 50% | Afghanistan | AFG |  |  | FALSE
2022-06-25 | ICU_incidence |  |  |  | 47.18 |  |  | Relax Interventions 50% | Afghanistan | AFG |  |  | FALSE
2022-06-25 | cumulative_infections |  |  |  | 29036639.7 |  |  | Relax Interventions 50% | Afghanistan | AFG |  |  | FALSE
2022-06-26 | hospital_demand |  |  |  | 2419.95 |  |  | Additional 50% Reduction | Afghanistan | AFG |  |  | FALSE
2022-06-26 | ICU_demand |  |  |  | 312.32 |  |  | Additional 50% Reduction | Afghanistan | AFG |  |  | FALSE
2022-06-26 | infections |  |  |  | 33904.34 |  |  | Additional 50% Reduction | Afghanistan | AFG |  |  | FALSE
2022-06-26 | hospital_incidence |  |  |  | 221.15 |  |  | Additional 50% Reduction | Afghanistan | AFG |  |  | FALSE
2022-06-26 | ICU_incidence |  |  |  | 49.42 |  |  | Additional 50% Reduction | Afghanistan | AFG |  |  | FALSE
2022-06-26 | cumulative_infections |  |  |  | 29070544 |  |  | Additional 50% Reduction | Afghanistan | AFG |  |  | FALSE
2022-06-26 | hospital_demand |  |  |  | 2419.95 |  |  | Maintain Status Quo | Afghanistan | AFG |  |  | FALSE
2022-06-26 | ICU_demand |  |  |  | 312.32 |  |  | Maintain Status Quo | Afghanistan | AFG |  |  | FALSE
2022-06-26 | infections |  |  |  | 33904.34 |  |  | Maintain Status Quo | Afghanistan | AFG |  |  | FALSE
2022-06-26 | hospital_incidence |  |  |  | 221.15 |  |  | Maintain Status Quo | Afghanistan | AFG |  |  | FALSE
2022-06-26 | ICU_incidence |  |  |  | 49.42 |  |  | Maintain Status Quo | Afghanistan | AFG |  |  | FALSE
2022-06-26 | cumulative_infections |  |  |  | 29070544 |  |  | Maintain Status Quo | Afghanistan | AFG |  |  | FALSE
2022-06-26 | hospital_demand |  |  |  | 2419.95 |  |  | Relax Interventions 50% | Afghanistan | AFG |  |  | FALSE
2022-06-26 | ICU_demand |  |  |  | 312.32 |  |  | Relax Interventions 50% | Afghanistan | AFG |  |  | FALSE
2022-06-26 | infections |  |  |  | 33904.34 |  |  | Relax Interventions 50% | Afghanistan | AFG |  |  | FALSE
2022-06-26 | hospital_incidence |  |  |  | 221.15 |  |  | Relax Interventions 50% | Afghanistan | AFG |  |  | FALSE
2022-06-26 | ICU_incidence |  |  |  | 49.42 |  |  | Relax Interventions 50% | Afghanistan | AFG |  |  | FALSE
2022-06-26 | cumulative_infections |  |  |  | 29070544 |  |  | Relax Interventions 50% | Afghanistan | AFG |  |  | FALSE
2022-06-27 | hospital_demand |  |  |  | 2361.7 |  |  | Additional 50% Reduction | Afghanistan | AFG |  |  | FALSE
2022-06-27 | ICU_demand |  |  |  | 316.02 |  |  | Additional 50% Reduction | Afghanistan | AFG |  |  | FALSE
2022-06-27 | infections |  |  |  | 32816.79 |  |  | Additional 50% Reduction | Afghanistan | AFG |  |  | FALSE
2022-06-27 | hospital_incidence |  |  |  | 219.54 |  |  | Additional 50% Reduction | Afghanistan | AFG |  |  | FALSE
2022-06-27 | ICU_incidence |  |  |  | 51.69 |  |  | Additional 50% Reduction | Afghanistan | AFG |  |  | FALSE
2022-06-27 | cumulative_infections |  |  |  | 29103360.8 |  |  | Additional 50% Reduction | Afghanistan | AFG |  |  | FALSE
2022-06-27 | hospital_demand |  |  |  | 2361.7 |  |  | Maintain Status Quo | Afghanistan | AFG |  |  | FALSE
2022-06-27 | ICU_demand |  |  |  | 316.02 |  |  | Maintain Status Quo | Afghanistan | AFG |  |  | FALSE
2022-06-27 | infections |  |  |  | 32816.79 |  |  | Maintain Status Quo | Afghanistan | AFG |  |  | FALSE
2022-06-27 | hospital_incidence |  |  |  | 219.54 |  |  | Maintain Status Quo | Afghanistan | AFG |  |  | FALSE
2022-06-27 | ICU_incidence |  |  |  | 51.69 |  |  | Maintain Status Quo | Afghanistan | AFG |  |  | FALSE
2022-06-27 | cumulative_infections |  |  |  | 29103360.8 |  |  | Maintain Status Quo | Afghanistan | AFG |  |  | FALSE
2022-06-27 | hospital_demand |  |  |  | 2361.7 |  |  | Relax Interventions 50% | Afghanistan | AFG |  |  | FALSE
2022-06-27 | ICU_demand |  |  |  | 316.02 |  |  | Relax Interventions 50% | Afghanistan | AFG |  |  | FALSE
2022-06-27 | infections |  |  |  | 32816.79 |  |  | Relax Interventions 50% | Afghanistan | AFG |  |  | FALSE
2022-06-27 | hospital_incidence |  |  |  | 219.54 |  |  | Relax Interventions 50% | Afghanistan | AFG |  |  | FALSE
2022-06-27 | ICU_incidence |  |  |  | 51.69 |  |  | Relax Interventions 50% | Afghanistan | AFG |  |  | FALSE
2022-06-27 | cumulative_infections |  |  |  | 29103360.8 |  |  | Relax Interventions 50% | Afghanistan | AFG |  |  | FALSE
2022-06-28 | hospital_demand |  |  |  | 2309.2 |  |  | Additional 50% Reduction | Afghanistan | AFG |  |  | FALSE
2022-06-28 | ICU_demand |  |  |  | 319.48 |  |  | Additional 50% Reduction | Afghanistan | AFG |  |  | FALSE
2022-06-28 | infections |  |  |  | 31866.35 |  |  | Additional 50% Reduction | Afghanistan | AFG |  |  | FALSE
2022-06-28 | hospital_incidence |  |  |  | 217.96 |  |  | Additional 50% Reduction | Afghanistan | AFG |  |  | FALSE
2022-06-28 | ICU_incidence |  |  |  | 53.98 |  |  | Additional 50% Reduction | Afghanistan | AFG |  |  | FALSE
2022-06-28 | cumulative_infections |  |  |  | 29135227.1 |  |  | Additional 50% Reduction | Afghanistan | AFG |  |  | FALSE
2022-06-28 | hospital_demand |  |  |  | 2309.2 |  |  | Maintain Status Quo | Afghanistan | AFG |  |  | FALSE
2022-06-28 | ICU_demand |  |  |  | 319.48 |  |  | Maintain Status Quo | Afghanistan | AFG |  |  | FALSE
2022-06-28 | infections |  |  |  | 31866.35 |  |  | Maintain Status Quo | Afghanistan | AFG |  |  | FALSE
2022-06-28 | hospital_incidence |  |  |  | 217.96 |  |  | Maintain Status Quo | Afghanistan | AFG |  |  | FALSE
2022-06-28 | ICU_incidence |  |  |  | 53.98 |  |  | Maintain Status Quo | Afghanistan | AFG |  |  | FALSE
2022-06-28 | cumulative_infections |  |  |  | 29135227.1 |  |  | Maintain Status Quo | Afghanistan | AFG |  |  | FALSE
2022-06-28 | hospital_demand |  |  |  | 2309.2 |  |  | Relax Interventions 50% | Afghanistan | AFG |  |  | FALSE
2022-06-28 | ICU_demand |  |  |  | 319.48 |  |  | Relax Interventions 50% | Afghanistan | AFG |  |  | FALSE
2022-06-28 | infections |  |  |  | 31866.35 |  |  | Relax Interventions 50% | Afghanistan | AFG |  |  | FALSE
2022-06-28 | hospital_incidence |  |  |  | 217.96 |  |  | Relax Interventions 50% | Afghanistan | AFG |  |  | FALSE
2022-06-28 | ICU_incidence |  |  |  | 53.98 |  |  | Relax Interventions 50% | Afghanistan | AFG |  |  | FALSE
2022-06-28 | cumulative_infections |  |  |  | 29135227.1 |  |  | Relax Interventions 50% | Afghanistan | AFG |  |  | FALSE
2022-06-29 | hospital_demand |  |  |  | 2261.93 |  |  | Additional 50% Reduction | Afghanistan | AFG |  |  | FALSE
2022-06-29 | ICU_demand |  |  |  | 322.7 |  |  | Additional 50% Reduction | Afghanistan | AFG |  |  | FALSE
2022-06-29 | infections |  |  |  | 31038.57 |  |  | Additional 50% Reduction | Afghanistan | AFG |  |  | FALSE
2022-06-29 | hospital_incidence |  |  |  | 216.41 |  |  | Additional 50% Reduction | Afghanistan | AFG |  |  | FALSE
2022-06-29 | ICU_incidence |  |  |  | 56.28 |  |  | Additional 50% Reduction | Afghanistan | AFG |  |  | FALSE
2022-06-29 | cumulative_infections |  |  |  | 29166265.7 |  |  | Additional 50% Reduction | Afghanistan | AFG |  |  | FALSE
2022-06-29 | hospital_demand |  |  |  | 2261.93 |  |  | Maintain Status Quo | Afghanistan | AFG |  |  | FALSE
2022-06-29 | ICU_demand |  |  |  | 322.7 |  |  | Maintain Status Quo | Afghanistan | AFG |  |  | FALSE
2022-06-29 | infections |  |  |  | 31038.57 |  |  | Maintain Status Quo | Afghanistan | AFG |  |  | FALSE
2022-06-29 | hospital_incidence |  |  |  | 216.41 |  |  | Maintain Status Quo | Afghanistan | AFG |  |  | FALSE
2022-06-29 | ICU_incidence |  |  |  | 56.28 |  |  | Maintain Status Quo | Afghanistan | AFG |  |  | FALSE
2022-06-29 | cumulative_infections |  |  |  | 29166265.7 |  |  | Maintain Status Quo | Afghanistan | AFG |  |  | FALSE
2022-06-29 | hospital_demand |  |  |  | 2261.93 |  |  | Relax Interventions 50% | Afghanistan | AFG |  |  | FALSE
2022-06-29 | ICU_demand |  |  |  | 322.7 |  |  | Relax Interventions 50% | Afghanistan | AFG |  |  | FALSE
2022-06-29 | infections |  |  |  | 31038.57 |  |  | Relax Interventions 50% | Afghanistan | AFG |  |  | FALSE
2022-06-29 | hospital_incidence |  |  |  | 216.41 |  |  | Relax Interventions 50% | Afghanistan | AFG |  |  | FALSE
2022-06-29 | ICU_incidence |  |  |  | 56.28 |  |  | Relax Interventions 50% | Afghanistan | AFG |  |  | FALSE
2022-06-29 | cumulative_infections |  |  |  | 29166265.7 |  |  | Relax Interventions 50% | Afghanistan | AFG |  |  | FALSE
2022-06-30 | hospital_demand |  |  |  | 2219.36 |  |  | Additional 50% Reduction | Afghanistan | AFG |  |  | FALSE
2022-06-30 | ICU_demand |  |  |  | 325.76 |  |  | Additional 50% Reduction | Afghanistan | AFG |  |  | FALSE
2022-06-30 | infections |  |  |  | 30312.01 |  |  | Additional 50% Reduction | Afghanistan | AFG |  |  | FALSE
2022-06-30 | hospital_incidence |  |  |  | 214.92 |  |  | Additional 50% Reduction | Afghanistan | AFG |  |  | FALSE
2022-06-30 | ICU_incidence |  |  |  | 58.59 |  |  | Additional 50% Reduction | Afghanistan | AFG |  |  | FALSE
2022-06-30 | cumulative_infections |  |  |  | 29196577.7 |  |  | Additional 50% Reduction | Afghanistan | AFG |  |  | FALSE
2022-06-30 | hospital_demand |  |  |  | 2219.36 |  |  | Maintain Status Quo | Afghanistan | AFG |  |  | FALSE
2022-06-30 | ICU_demand |  |  |  | 325.76 |  |  | Maintain Status Quo | Afghanistan | AFG |  |  | FALSE
2022-06-30 | infections |  |  |  | 30312.01 |  |  | Maintain Status Quo | Afghanistan | AFG |  |  | FALSE
2022-06-30 | hospital_incidence |  |  |  | 214.92 |  |  | Maintain Status Quo | Afghanistan | AFG |  |  | FALSE
2022-06-30 | ICU_incidence |  |  |  | 58.59 |  |  | Maintain Status Quo | Afghanistan | AFG |  |  | FALSE
2022-06-30 | cumulative_infections |  |  |  | 29196577.7 |  |  | Maintain Status Quo | Afghanistan | AFG |  |  | FALSE
2022-06-30 | hospital_demand |  |  |  | 2219.36 |  |  | Relax Interventions 50% | Afghanistan | AFG |  |  | FALSE
2022-06-30 | ICU_demand |  |  |  | 325.76 |  |  | Relax Interventions 50% | Afghanistan | AFG |  |  | FALSE
2022-06-30 | infections |  |  |  | 30312.01 |  |  | Relax Interventions 50% | Afghanistan | AFG |  |  | FALSE
2022-06-30 | hospital_incidence |  |  |  | 214.92 |  |  | Relax Interventions 50% | Afghanistan | AFG |  |  | FALSE
2022-06-30 | ICU_incidence |  |  |  | 58.59 |  |  | Relax Interventions 50% | Afghanistan | AFG |  |  | FALSE
2022-06-30 | cumulative_infections |  |  |  | 29196577.7 |  |  | Relax Interventions 50% | Afghanistan | AFG |  |  | FALSE
2022-07-01 | hospital_demand |  |  |  | 2181.04 |  |  | Additional 50% Reduction | Afghanistan | AFG |  |  | FALSE
2022-07-01 | ICU_demand |  |  |  | 328.75 |  |  | Additional 50% Reduction | Afghanistan | AFG |  |  | FALSE
2022-07-01 | infections |  |  |  | 29667.33 |  |  | Additional 50% Reduction | Afghanistan | AFG |  |  | FALSE
2022-07-01 | hospital_incidence |  |  |  | 213.53 |  |  | Additional 50% Reduction | Afghanistan | AFG |  |  | FALSE
2022-07-01 | ICU_incidence |  |  |  | 60.94 |  |  | Additional 50% Reduction | Afghanistan | AFG |  |  | FALSE
2022-07-01 | cumulative_infections |  |  |  | 29226245.1 |  |  | Additional 50% Reduction | Afghanistan | AFG |  |  | FALSE
2022-07-01 | hospital_demand |  |  |  | 2181.04 |  |  | Maintain Status Quo | Afghanistan | AFG |  |  | FALSE
2022-07-01 | ICU_demand |  |  |  | 328.75 |  |  | Maintain Status Quo | Afghanistan | AFG |  |  | FALSE
2022-07-01 | infections |  |  |  | 29667.33 |  |  | Maintain Status Quo | Afghanistan | AFG |  |  | FALSE
2022-07-01 | hospital_incidence |  |  |  | 213.53 |  |  | Maintain Status Quo | Afghanistan | AFG |  |  | FALSE
2022-07-01 | ICU_incidence |  |  |  | 60.94 |  |  | Maintain Status Quo | Afghanistan | AFG |  |  | FALSE
2022-07-01 | cumulative_infections |  |  |  | 29226245.1 |  |  | Maintain Status Quo | Afghanistan | AFG |  |  | FALSE
2022-07-01 | hospital_demand |  |  |  | 2181.04 |  |  | Relax Interventions 50% | Afghanistan | AFG |  |  | FALSE
2022-07-01 | ICU_demand |  |  |  | 328.75 |  |  | Relax Interventions 50% | Afghanistan | AFG |  |  | FALSE
2022-07-01 | infections |  |  |  | 29667.33 |  |  | Relax Interventions 50% | Afghanistan | AFG |  |  | FALSE
2022-07-01 | hospital_incidence |  |  |  | 213.53 |  |  | Relax Interventions 50% | Afghanistan | AFG |  |  | FALSE
2022-07-01 | ICU_incidence |  |  |  | 60.94 |  |  | Relax Interventions 50% | Afghanistan | AFG |  |  | FALSE
2022-07-01 | cumulative_infections |  |  |  | 29226245.1 |  |  | Relax Interventions 50% | Afghanistan | AFG |  |  | FALSE
2022-07-02 | hospital_demand |  |  |  | 2146.57 |  |  | Additional 50% Reduction | Afghanistan | AFG |  |  | FALSE
2022-07-02 | ICU_demand |  |  |  | 331.74 |  |  | Additional 50% Reduction | Afghanistan | AFG |  |  | FALSE
2022-07-02 | infections |  |  |  | 29089.51 |  |  | Additional 50% Reduction | Afghanistan | AFG |  |  | FALSE
2022-07-02 | hospital_incidence |  |  |  | 212.28 |  |  | Additional 50% Reduction | Afghanistan | AFG |  |  | FALSE
2022-07-02 | ICU_incidence |  |  |  | 63.33 |  |  | Additional 50% Reduction | Afghanistan | AFG |  |  | FALSE
2022-07-02 | cumulative_infections |  |  |  | 29255334.6 |  |  | Additional 50% Reduction | Afghanistan | AFG |  |  | FALSE
2022-07-02 | hospital_demand |  |  |  | 2146.57 |  |  | Maintain Status Quo | Afghanistan | AFG |  |  | FALSE
2022-07-02 | ICU_demand |  |  |  | 331.74 |  |  | Maintain Status Quo | Afghanistan | AFG |  |  | FALSE
2022-07-02 | infections |  |  |  | 29089.51 |  |  | Maintain Status Quo | Afghanistan | AFG |  |  | FALSE
2022-07-02 | hospital_incidence |  |  |  | 212.28 |  |  | Maintain Status Quo | Afghanistan | AFG |  |  | FALSE
2022-07-02 | ICU_incidence |  |  |  | 63.33 |  |  | Maintain Status Quo | Afghanistan | AFG |  |  | FALSE
2022-07-02 | cumulative_infections |  |  |  | 29255334.6 |  |  | Maintain Status Quo | Afghanistan | AFG |  |  | FALSE
2022-07-02 | hospital_demand |  |  |  | 2146.57 |  |  | Relax Interventions 50% | Afghanistan | AFG |  |  | FALSE
2022-07-02 | ICU_demand |  |  |  | 331.74 |  |  | Relax Interventions 50% | Afghanistan | AFG |  |  | FALSE
2022-07-02 | infections |  |  |  | 29089.51 |  |  | Relax Interventions 50% | Afghanistan | AFG |  |  | FALSE
2022-07-02 | hospital_incidence |  |  |  | 212.28 |  |  | Relax Interventions 50% | Afghanistan | AFG |  |  | FALSE
2022-07-02 | ICU_incidence |  |  |  | 63.33 |  |  | Relax Interventions 50% | Afghanistan | AFG |  |  | FALSE
2022-07-02 | cumulative_infections |  |  |  | 29255334.6 |  |  | Relax Interventions 50% | Afghanistan | AFG |  |  | FALSE
2022-07-03 | hospital_demand |  |  |  | 2115.59 |  |  | Additional 50% Reduction | Afghanistan | AFG |  |  | FALSE
2022-07-03 | ICU_demand |  |  |  | 334.79 |  |  | Additional 50% Reduction | Afghanistan | AFG |  |  | FALSE
2022-07-03 | infections |  |  |  | 28567.53 |  |  | Additional 50% Reduction | Afghanistan | AFG |  |  | FALSE
2022-07-03 | hospital_incidence |  |  |  | 211.16 |  |  | Additional 50% Reduction | Afghanistan | AFG |  |  | FALSE
2022-07-03 | ICU_incidence |  |  |  | 65.77 |  |  | Additional 50% Reduction | Afghanistan | AFG |  |  | FALSE
2022-07-03 | cumulative_infections |  |  |  | 29283902.1 |  |  | Additional 50% Reduction | Afghanistan | AFG |  |  | FALSE
2022-07-03 | hospital_demand |  |  |  | 2115.59 |  |  | Maintain Status Quo | Afghanistan | AFG |  |  | FALSE
2022-07-03 | ICU_demand |  |  |  | 334.79 |  |  | Maintain Status Quo | Afghanistan | AFG |  |  | FALSE
2022-07-03 | infections |  |  |  | 28567.53 |  |  | Maintain Status Quo | Afghanistan | AFG |  |  | FALSE
2022-07-03 | hospital_incidence |  |  |  | 211.16 |  |  | Maintain Status Quo | Afghanistan | AFG |  |  | FALSE
2022-07-03 | ICU_incidence |  |  |  | 65.77 |  |  | Maintain Status Quo | Afghanistan | AFG |  |  | FALSE
2022-07-03 | cumulative_infections |  |  |  | 29283902.1 |  |  | Maintain Status Quo | Afghanistan | AFG |  |  | FALSE
2022-07-03 | hospital_demand |  |  |  | 2115.59 |  |  | Relax Interventions 50% | Afghanistan | AFG |  |  | FALSE
2022-07-03 | ICU_demand |  |  |  | 334.79 |  |  | Relax Interventions 50% | Afghanistan | AFG |  |  | FALSE
2022-07-03 | infections |  |  |  | 28567.53 |  |  | Relax Interventions 50% | Afghanistan | AFG |  |  | FALSE
2022-07-03 | hospital_incidence |  |  |  | 211.16 |  |  | Relax Interventions 50% | Afghanistan | AFG |  |  | FALSE
2022-07-03 | ICU_incidence |  |  |  | 65.77 |  |  | Relax Interventions 50% | Afghanistan | AFG |  |  | FALSE
2022-07-03 | cumulative_infections |  |  |  | 29283902.1 |  |  | Relax Interventions 50% | Afghanistan | AFG |  |  | FALSE
2022-07-04 | hospital_demand |  |  |  | 2087.81 |  |  | Additional 50% Reduction | Afghanistan | AFG |  |  | FALSE
2022-07-04 | ICU_demand |  |  |  | 337.9 |  |  | Additional 50% Reduction | Afghanistan | AFG |  |  | FALSE
2022-07-04 | infections |  |  |  | 28093.31 |  |  | Additional 50% Reduction | Afghanistan | AFG |  |  | FALSE
2022-07-04 | hospital_incidence |  |  |  | 210.18 |  |  | Additional 50% Reduction | Afghanistan | AFG |  |  | FALSE
2022-07-04 | ICU_incidence |  |  |  | 68.26 |  |  | Additional 50% Reduction | Afghanistan | AFG |  |  | FALSE
2022-07-04 | cumulative_infections |  |  |  | 29311995.4 |  |  | Additional 50% Reduction | Afghanistan | AFG |  |  | FALSE
2022-07-04 | hospital_demand |  |  |  | 2087.81 |  |  | Maintain Status Quo | Afghanistan | AFG |  |  | FALSE
2022-07-04 | ICU_demand |  |  |  | 337.9 |  |  | Maintain Status Quo | Afghanistan | AFG |  |  | FALSE
2022-07-04 | infections |  |  |  | 28093.31 |  |  | Maintain Status Quo | Afghanistan | AFG |  |  | FALSE
2022-07-04 | hospital_incidence |  |  |  | 210.18 |  |  | Maintain Status Quo | Afghanistan | AFG |  |  | FALSE
2022-07-04 | ICU_incidence |  |  |  | 68.26 |  |  | Maintain Status Quo | Afghanistan | AFG |  |  | FALSE
2022-07-04 | cumulative_infections |  |  |  | 29311995.4 |  |  | Maintain Status Quo | Afghanistan | AFG |  |  | FALSE
2022-07-04 | hospital_demand |  |  |  | 2087.81 |  |  | Relax Interventions 50% | Afghanistan | AFG |  |  | FALSE
2022-07-04 | ICU_demand |  |  |  | 337.9 |  |  | Relax Interventions 50% | Afghanistan | AFG |  |  | FALSE
2022-07-04 | infections |  |  |  | 28093.31 |  |  | Relax Interventions 50% | Afghanistan | AFG |  |  | FALSE
2022-07-04 | hospital_incidence |  |  |  | 210.18 |  |  | Relax Interventions 50% | Afghanistan | AFG |  |  | FALSE
2022-07-04 | ICU_incidence |  |  |  | 68.26 |  |  | Relax Interventions 50% | Afghanistan | AFG |  |  | FALSE
2022-07-04 | cumulative_infections |  |  |  | 29311995.4 |  |  | Relax Interventions 50% | Afghanistan | AFG |  |  | FALSE
2022-07-05 | hospital_demand |  |  |  | 2062.93 |  |  | Additional 50% Reduction | Afghanistan | AFG |  |  | FALSE
2022-07-05 | ICU_demand |  |  |  | 341.08 |  |  | Additional 50% Reduction | Afghanistan | AFG |  |  | FALSE
2022-07-05 | infections |  |  |  | 27660.8 |  |  | Additional 50% Reduction | Afghanistan | AFG |  |  | FALSE
2022-07-05 | hospital_incidence |  |  |  | 209.33 |  |  | Additional 50% Reduction | Afghanistan | AFG |  |  | FALSE
2022-07-05 | ICU_incidence |  |  |  | 70.81 |  |  | Additional 50% Reduction | Afghanistan | AFG |  |  | FALSE
2022-07-05 | cumulative_infections |  |  |  | 29339656.2 |  |  | Additional 50% Reduction | Afghanistan | AFG |  |  | FALSE
2022-07-05 | hospital_demand |  |  |  | 2062.93 |  |  | Maintain Status Quo | Afghanistan | AFG |  |  | FALSE
2022-07-05 | ICU_demand |  |  |  | 341.08 |  |  | Maintain Status Quo | Afghanistan | AFG |  |  | FALSE
2022-07-05 | infections |  |  |  | 27660.8 |  |  | Maintain Status Quo | Afghanistan | AFG |  |  | FALSE
2022-07-05 | hospital_incidence |  |  |  | 209.33 |  |  | Maintain Status Quo | Afghanistan | AFG |  |  | FALSE
2022-07-05 | ICU_incidence |  |  |  | 70.81 |  |  | Maintain Status Quo | Afghanistan | AFG |  |  | FALSE
2022-07-05 | cumulative_infections |  |  |  | 29339656.2 |  |  | Maintain Status Quo | Afghanistan | AFG |  |  | FALSE
2022-07-05 | hospital_demand |  |  |  | 2062.93 |  |  | Relax Interventions 50% | Afghanistan | AFG |  |  | FALSE
2022-07-05 | ICU_demand |  |  |  | 341.08 |  |  | Relax Interventions 50% | Afghanistan | AFG |  |  | FALSE
2022-07-05 | infections |  |  |  | 27660.8 |  |  | Relax Interventions 50% | Afghanistan | AFG |  |  | FALSE
2022-07-05 | hospital_incidence |  |  |  | 209.33 |  |  | Relax Interventions 50% | Afghanistan | AFG |  |  | FALSE
2022-07-05 | ICU_incidence |  |  |  | 70.81 |  |  | Relax Interventions 50% | Afghanistan | AFG |  |  | FALSE
2022-07-05 | cumulative_infections |  |  |  | 29339656.2 |  |  | Relax Interventions 50% | Afghanistan | AFG |  |  | FALSE
2022-07-06 | hospital_demand |  |  |  | 2040.71 |  |  | Additional 50% Reduction | Afghanistan | AFG |  |  | FALSE
2022-07-06 | ICU_demand |  |  |  | 344.33 |  |  | Additional 50% Reduction | Afghanistan | AFG |  |  | FALSE
2022-07-06 | infections |  |  |  | 27265.25 |  |  | Additional 50% Reduction | Afghanistan | AFG |  |  | FALSE
2022-07-06 | hospital_incidence |  |  |  | 208.6 |  |  | Additional 50% Reduction | Afghanistan | AFG |  |  | FALSE
2022-07-06 | ICU_incidence |  |  |  | 73.41 |  |  | Additional 50% Reduction | Afghanistan | AFG |  |  | FALSE
2022-07-06 | cumulative_infections |  |  |  | 29366921.4 |  |  | Additional 50% Reduction | Afghanistan | AFG |  |  | FALSE
2022-07-06 | hospital_demand |  |  |  | 2040.71 |  |  | Maintain Status Quo | Afghanistan | AFG |  |  | FALSE
2022-07-06 | ICU_demand |  |  |  | 344.33 |  |  | Maintain Status Quo | Afghanistan | AFG |  |  | FALSE
2022-07-06 | infections |  |  |  | 27265.25 |  |  | Maintain Status Quo | Afghanistan | AFG |  |  | FALSE
2022-07-06 | hospital_incidence |  |  |  | 208.6 |  |  | Maintain Status Quo | Afghanistan | AFG |  |  | FALSE
2022-07-06 | ICU_incidence |  |  |  | 73.41 |  |  | Maintain Status Quo | Afghanistan | AFG |  |  | FALSE
2022-07-06 | cumulative_infections |  |  |  | 29366921.4 |  |  | Maintain Status Quo | Afghanistan | AFG |  |  | FALSE
2022-07-06 | hospital_demand |  |  |  | 2040.71 |  |  | Relax Interventions 50% | Afghanistan | AFG |  |  | FALSE
2022-07-06 | ICU_demand |  |  |  | 344.33 |  |  | Relax Interventions 50% | Afghanistan | AFG |  |  | FALSE
2022-07-06 | infections |  |  |  | 27265.25 |  |  | Relax Interventions 50% | Afghanistan | AFG |  |  | FALSE
2022-07-06 | hospital_incidence |  |  |  | 208.6 |  |  | Relax Interventions 50% | Afghanistan | AFG |  |  | FALSE
2022-07-06 | ICU_incidence |  |  |  | 73.41 |  |  | Relax Interventions 50% | Afghanistan | AFG |  |  | FALSE
2022-07-06 | cumulative_infections |  |  |  | 29366921.4 |  |  | Relax Interventions 50% | Afghanistan | AFG |  |  | FALSE
2022-07-07 | hospital_demand |  |  |  | 2020.9 |  |  | Additional 50% Reduction | Afghanistan | AFG |  |  | FALSE
2022-07-07 | ICU_demand |  |  |  | 347.66 |  |  | Additional 50% Reduction | Afghanistan | AFG |  |  | FALSE
2022-07-07 | infections |  |  |  | 26898.42 |  |  | Additional 50% Reduction | Afghanistan | AFG |  |  | FALSE
2022-07-07 | hospital_incidence |  |  |  | 210.18 |  |  | Additional 50% Reduction | Afghanistan | AFG |  |  | FALSE
2022-07-07 | ICU_incidence |  |  |  | 73.85 |  |  | Additional 50% Reduction | Afghanistan | AFG |  |  | FALSE
2022-07-07 | cumulative_infections |  |  |  | 29393819.9 |  |  | Additional 50% Reduction | Afghanistan | AFG |  |  | FALSE
2022-07-07 | hospital_demand |  |  |  | 2020.9 |  |  | Maintain Status Quo | Afghanistan | AFG |  |  | FALSE
2022-07-07 | ICU_demand |  |  |  | 347.66 |  |  | Maintain Status Quo | Afghanistan | AFG |  |  | FALSE
2022-07-07 | infections |  |  |  | 26898.42 |  |  | Maintain Status Quo | Afghanistan | AFG |  |  | FALSE
2022-07-07 | hospital_incidence |  |  |  | 210.18 |  |  | Maintain Status Quo | Afghanistan | AFG |  |  | FALSE
2022-07-07 | ICU_incidence |  |  |  | 73.85 |  |  | Maintain Status Quo | Afghanistan | AFG |  |  | FALSE
2022-07-07 | cumulative_infections |  |  |  | 29393819.9 |  |  | Maintain Status Quo | Afghanistan | AFG |  |  | FALSE
2022-07-07 | hospital_demand |  |  |  | 2020.9 |  |  | Relax Interventions 50% | Afghanistan | AFG |  |  | FALSE
2022-07-07 | ICU_demand |  |  |  | 347.66 |  |  | Relax Interventions 50% | Afghanistan | AFG |  |  | FALSE
2022-07-07 | infections |  |  |  | 26898.42 |  |  | Relax Interventions 50% | Afghanistan | AFG |  |  | FALSE
2022-07-07 | hospital_incidence |  |  |  | 210.18 |  |  | Relax Interventions 50% | Afghanistan | AFG |  |  | FALSE
2022-07-07 | ICU_incidence |  |  |  | 73.85 |  |  | Relax Interventions 50% | Afghanistan | AFG |  |  | FALSE
2022-07-07 | cumulative_infections |  |  |  | 29393819.9 |  |  | Relax Interventions 50% | Afghanistan | AFG |  |  | FALSE
2022-07-08 | hospital_demand |  |  |  | 2005.35 |  |  | Additional 50% Reduction | Afghanistan | AFG |  |  | FALSE
2022-07-08 | ICU_demand |  |  |  | 349.37 |  |  | Additional 50% Reduction | Afghanistan | AFG |  |  | FALSE
2022-07-08 | infections |  |  |  | 26542.29 |  |  | Additional 50% Reduction | Afghanistan | AFG |  |  | FALSE
2022-07-08 | hospital_incidence |  |  |  | 211.54 |  |  | Additional 50% Reduction | Afghanistan | AFG |  |  | FALSE
2022-07-08 | ICU_incidence |  |  |  | 74.2 |  |  | Additional 50% Reduction | Afghanistan | AFG |  |  | FALSE
2022-07-08 | cumulative_infections |  |  |  | 29420362.2 |  |  | Additional 50% Reduction | Afghanistan | AFG |  |  | FALSE
2022-07-08 | hospital_demand |  |  |  | 2005.35 |  |  | Maintain Status Quo | Afghanistan | AFG |  |  | FALSE
2022-07-08 | ICU_demand |  |  |  | 349.37 |  |  | Maintain Status Quo | Afghanistan | AFG |  |  | FALSE
2022-07-08 | infections |  |  |  | 26542.29 |  |  | Maintain Status Quo | Afghanistan | AFG |  |  | FALSE
2022-07-08 | hospital_incidence |  |  |  | 211.54 |  |  | Maintain Status Quo | Afghanistan | AFG |  |  | FALSE
2022-07-08 | ICU_incidence |  |  |  | 74.2 |  |  | Maintain Status Quo | Afghanistan | AFG |  |  | FALSE
2022-07-08 | cumulative_infections |  |  |  | 29420362.2 |  |  | Maintain Status Quo | Afghanistan | AFG |  |  | FALSE
2022-07-08 | hospital_demand |  |  |  | 2005.35 |  |  | Relax Interventions 50% | Afghanistan | AFG |  |  | FALSE
2022-07-08 | ICU_demand |  |  |  | 349.37 |  |  | Relax Interventions 50% | Afghanistan | AFG |  |  | FALSE
2022-07-08 | infections |  |  |  | 26542.29 |  |  | Relax Interventions 50% | Afghanistan | AFG |  |  | FALSE
2022-07-08 | hospital_incidence |  |  |  | 211.54 |  |  | Relax Interventions 50% | Afghanistan | AFG |  |  | FALSE
2022-07-08 | ICU_incidence |  |  |  | 74.2 |  |  | Relax Interventions 50% | Afghanistan | AFG |  |  | FALSE
2022-07-08 | cumulative_infections |  |  |  | 29420362.2 |  |  | Relax Interventions 50% | Afghanistan | AFG |  |  | FALSE
2022-07-09 | hospital_demand |  |  |  | 1993.28 |  |  | Additional 50% Reduction | Afghanistan | AFG |  |  | FALSE
2022-07-09 | ICU_demand |  |  |  | 350.42 |  |  | Additional 50% Reduction | Afghanistan | AFG |  |  | FALSE
2022-07-09 | infections |  |  |  | 26188.72 |  |  | Additional 50% Reduction | Afghanistan | AFG |  |  | FALSE
2022-07-09 | hospital_incidence |  |  |  | 212.34 |  |  | Additional 50% Reduction | Afghanistan | AFG |  |  | FALSE
2022-07-09 | ICU_incidence |  |  |  | 74.35 |  |  | Additional 50% Reduction | Afghanistan | AFG |  |  | FALSE
2022-07-09 | cumulative_infections |  |  |  | 29446550.9 |  |  | Additional 50% Reduction | Afghanistan | AFG |  |  | FALSE
2022-07-09 | hospital_demand |  |  |  | 1993.28 |  |  | Maintain Status Quo | Afghanistan | AFG |  |  | FALSE
2022-07-09 | ICU_demand |  |  |  | 350.42 |  |  | Maintain Status Quo | Afghanistan | AFG |  |  | FALSE
2022-07-09 | infections |  |  |  | 26188.72 |  |  | Maintain Status Quo | Afghanistan | AFG |  |  | FALSE
2022-07-09 | hospital_incidence |  |  |  | 212.34 |  |  | Maintain Status Quo | Afghanistan | AFG |  |  | FALSE
2022-07-09 | ICU_incidence |  |  |  | 74.35 |  |  | Maintain Status Quo | Afghanistan | AFG |  |  | FALSE
2022-07-09 | cumulative_infections |  |  |  | 29446550.9 |  |  | Maintain Status Quo | Afghanistan | AFG |  |  | FALSE
2022-07-09 | hospital_demand |  |  |  | 1993.28 |  |  | Relax Interventions 50% | Afghanistan | AFG |  |  | FALSE
2022-07-09 | ICU_demand |  |  |  | 350.42 |  |  | Relax Interventions 50% | Afghanistan | AFG |  |  | FALSE
2022-07-09 | infections |  |  |  | 26188.72 |  |  | Relax Interventions 50% | Afghanistan | AFG |  |  | FALSE
2022-07-09 | hospital_incidence |  |  |  | 212.34 |  |  | Relax Interventions 50% | Afghanistan | AFG |  |  | FALSE
2022-07-09 | ICU_incidence |  |  |  | 74.35 |  |  | Relax Interventions 50% | Afghanistan | AFG |  |  | FALSE
2022-07-09 | cumulative_infections |  |  |  | 29446550.9 |  |  | Relax Interventions 50% | Afghanistan | AFG |  |  | FALSE
2022-07-10 | hospital_demand |  |  |  | 1983.69 |  |  | Additional 50% Reduction | Afghanistan | AFG |  |  | FALSE
2022-07-10 | ICU_demand |  |  |  | 351.08 |  |  | Additional 50% Reduction | Afghanistan | AFG |  |  | FALSE
2022-07-10 | infections |  |  |  | 25836.39 |  |  | Additional 50% Reduction | Afghanistan | AFG |  |  | FALSE
2022-07-10 | hospital_incidence |  |  |  | 212.48 |  |  | Additional 50% Reduction | Afghanistan | AFG |  |  | FALSE
2022-07-10 | ICU_incidence |  |  |  | 74.26 |  |  | Additional 50% Reduction | Afghanistan | AFG |  |  | FALSE
2022-07-10 | cumulative_infections |  |  |  | 29472387.3 |  |  | Additional 50% Reduction | Afghanistan | AFG |  |  | FALSE
2022-07-10 | hospital_demand |  |  |  | 1983.69 |  |  | Maintain Status Quo | Afghanistan | AFG |  |  | FALSE
2022-07-10 | ICU_demand |  |  |  | 351.08 |  |  | Maintain Status Quo | Afghanistan | AFG |  |  | FALSE
2022-07-10 | infections |  |  |  | 25836.39 |  |  | Maintain Status Quo | Afghanistan | AFG |  |  | FALSE
2022-07-10 | hospital_incidence |  |  |  | 212.48 |  |  | Maintain Status Quo | Afghanistan | AFG |  |  | FALSE
2022-07-10 | ICU_incidence |  |  |  | 74.26 |  |  | Maintain Status Quo | Afghanistan | AFG |  |  | FALSE
2022-07-10 | cumulative_infections |  |  |  | 29472387.3 |  |  | Maintain Status Quo | Afghanistan | AFG |  |  | FALSE
2022-07-10 | hospital_demand |  |  |  | 1983.69 |  |  | Relax Interventions 50% | Afghanistan | AFG |  |  | FALSE
2022-07-10 | ICU_demand |  |  |  | 351.08 |  |  | Relax Interventions 50% | Afghanistan | AFG |  |  | FALSE
2022-07-10 | infections |  |  |  | 25836.39 |  |  | Relax Interventions 50% | Afghanistan | AFG |  |  | FALSE
2022-07-10 | hospital_incidence |  |  |  | 212.48 |  |  | Relax Interventions 50% | Afghanistan | AFG |  |  | FALSE
2022-07-10 | ICU_incidence |  |  |  | 74.26 |  |  | Relax Interventions 50% | Afghanistan | AFG |  |  | FALSE
2022-07-10 | cumulative_infections |  |  |  | 29472387.3 |  |  | Relax Interventions 50% | Afghanistan | AFG |  |  | FALSE
2022-07-11 | hospital_demand |  |  |  | 1975.59 |  |  | Additional 50% Reduction | Afghanistan | AFG |  |  | FALSE
2022-07-11 | ICU_demand |  |  |  | 351.42 |  |  | Additional 50% Reduction | Afghanistan | AFG |  |  | FALSE
2022-07-11 | infections |  |  |  | 25486.09 |  |  | Additional 50% Reduction | Afghanistan | AFG |  |  | FALSE
2022-07-11 | hospital_incidence |  |  |  | 212.01 |  |  | Additional 50% Reduction | Afghanistan | AFG |  |  | FALSE
2022-07-11 | ICU_incidence |  |  |  | 73.97 |  |  | Additional 50% Reduction | Afghanistan | AFG |  |  | FALSE
2022-07-11 | cumulative_infections |  |  |  | 29497873.4 |  |  | Additional 50% Reduction | Afghanistan | AFG |  |  | FALSE
2022-07-11 | hospital_demand |  |  |  | 1975.59 |  |  | Maintain Status Quo | Afghanistan | AFG |  |  | FALSE
2022-07-11 | ICU_demand |  |  |  | 351.42 |  |  | Maintain Status Quo | Afghanistan | AFG |  |  | FALSE
2022-07-11 | infections |  |  |  | 25486.09 |  |  | Maintain Status Quo | Afghanistan | AFG |  |  | FALSE
2022-07-11 | hospital_incidence |  |  |  | 212.01 |  |  | Maintain Status Quo | Afghanistan | AFG |  |  | FALSE
2022-07-11 | ICU_incidence |  |  |  | 73.97 |  |  | Maintain Status Quo | Afghanistan | AFG |  |  | FALSE
2022-07-11 | cumulative_infections |  |  |  | 29497873.4 |  |  | Maintain Status Quo | Afghanistan | AFG |  |  | FALSE
2022-07-11 | hospital_demand |  |  |  | 1975.59 |  |  | Relax Interventions 50% | Afghanistan | AFG |  |  | FALSE
2022-07-11 | ICU_demand |  |  |  | 351.42 |  |  | Relax Interventions 50% | Afghanistan | AFG |  |  | FALSE
2022-07-11 | infections |  |  |  | 25486.09 |  |  | Relax Interventions 50% | Afghanistan | AFG |  |  | FALSE
2022-07-11 | hospital_incidence |  |  |  | 212.01 |  |  | Relax Interventions 50% | Afghanistan | AFG |  |  | FALSE
2022-07-11 | ICU_incidence |  |  |  | 73.97 |  |  | Relax Interventions 50% | Afghanistan | AFG |  |  | FALSE
2022-07-11 | cumulative_infections |  |  |  | 29497873.4 |  |  | Relax Interventions 50% | Afghanistan | AFG |  |  | FALSE
2022-07-12 | hospital_demand |  |  |  | 1968.14 |  |  | Additional 50% Reduction | Afghanistan | AFG |  |  | FALSE
2022-07-12 | ICU_demand |  |  |  | 351.47 |  |  | Additional 50% Reduction | Afghanistan | AFG |  |  | FALSE
2022-07-12 | infections |  |  |  | 25138.85 |  |  | Additional 50% Reduction | Afghanistan | AFG |  |  | FALSE
2022-07-12 | hospital_incidence |  |  |  | 211.01 |  |  | Additional 50% Reduction | Afghanistan | AFG |  |  | FALSE
2022-07-12 | ICU_incidence |  |  |  | 73.49 |  |  | Additional 50% Reduction | Afghanistan | AFG |  |  | FALSE
2022-07-12 | cumulative_infections |  |  |  | 29523012.2 |  |  | Additional 50% Reduction | Afghanistan | AFG |  |  | FALSE
2022-07-12 | hospital_demand |  |  |  | 1968.14 |  |  | Maintain Status Quo | Afghanistan | AFG |  |  | FALSE
2022-07-12 | ICU_demand |  |  |  | 351.47 |  |  | Maintain Status Quo | Afghanistan | AFG |  |  | FALSE
2022-07-12 | infections |  |  |  | 25138.85 |  |  | Maintain Status Quo | Afghanistan | AFG |  |  | FALSE
2022-07-12 | hospital_incidence |  |  |  | 211.01 |  |  | Maintain Status Quo | Afghanistan | AFG |  |  | FALSE
2022-07-12 | ICU_incidence |  |  |  | 73.49 |  |  | Maintain Status Quo | Afghanistan | AFG |  |  | FALSE
2022-07-12 | cumulative_infections |  |  |  | 29523012.2 |  |  | Maintain Status Quo | Afghanistan | AFG |  |  | FALSE
2022-07-12 | hospital_demand |  |  |  | 1968.14 |  |  | Relax Interventions 50% | Afghanistan | AFG |  |  | FALSE
2022-07-12 | ICU_demand |  |  |  | 351.47 |  |  | Relax Interventions 50% | Afghanistan | AFG |  |  | FALSE
2022-07-12 | infections |  |  |  | 25138.85 |  |  | Relax Interventions 50% | Afghanistan | AFG |  |  | FALSE
2022-07-12 | hospital_incidence |  |  |  | 211.01 |  |  | Relax Interventions 50% | Afghanistan | AFG |  |  | FALSE
2022-07-12 | ICU_incidence |  |  |  | 73.49 |  |  | Relax Interventions 50% | Afghanistan | AFG |  |  | FALSE
2022-07-12 | cumulative_infections |  |  |  | 29523012.2 |  |  | Relax Interventions 50% | Afghanistan | AFG |  |  | FALSE
2022-07-13 | hospital_demand |  |  |  | 1960.67 |  |  | Additional 50% Reduction | Afghanistan | AFG |  |  | FALSE
2022-07-13 | ICU_demand |  |  |  | 351.25 |  |  | Additional 50% Reduction | Afghanistan | AFG |  |  | FALSE
2022-07-13 | infections |  |  |  | 24795.35 |  |  | Additional 50% Reduction | Afghanistan | AFG |  |  | FALSE
2022-07-13 | hospital_incidence |  |  |  | 209.59 |  |  | Additional 50% Reduction | Afghanistan | AFG |  |  | FALSE
2022-07-13 | ICU_incidence |  |  |  | 72.86 |  |  | Additional 50% Reduction | Afghanistan | AFG |  |  | FALSE
2022-07-13 | cumulative_infections |  |  |  | 29547807.6 |  |  | Additional 50% Reduction | Afghanistan | AFG |  |  | FALSE
2022-07-13 | hospital_demand |  |  |  | 1960.67 |  |  | Maintain Status Quo | Afghanistan | AFG |  |  | FALSE
2022-07-13 | ICU_demand |  |  |  | 351.25 |  |  | Maintain Status Quo | Afghanistan | AFG |  |  | FALSE
2022-07-13 | infections |  |  |  | 24795.35 |  |  | Maintain Status Quo | Afghanistan | AFG |  |  | FALSE
2022-07-13 | hospital_incidence |  |  |  | 209.59 |  |  | Maintain Status Quo | Afghanistan | AFG |  |  | FALSE
2022-07-13 | ICU_incidence |  |  |  | 72.86 |  |  | Maintain Status Quo | Afghanistan | AFG |  |  | FALSE
2022-07-13 | cumulative_infections |  |  |  | 29547807.6 |  |  | Maintain Status Quo | Afghanistan | AFG |  |  | FALSE
2022-07-13 | hospital_demand |  |  |  | 1960.67 |  |  | Relax Interventions 50% | Afghanistan | AFG |  |  | FALSE
2022-07-13 | ICU_demand |  |  |  | 351.25 |  |  | Relax Interventions 50% | Afghanistan | AFG |  |  | FALSE
2022-07-13 | infections |  |  |  | 24795.35 |  |  | Relax Interventions 50% | Afghanistan | AFG |  |  | FALSE
2022-07-13 | hospital_incidence |  |  |  | 209.59 |  |  | Relax Interventions 50% | Afghanistan | AFG |  |  | FALSE
2022-07-13 | ICU_incidence |  |  |  | 72.86 |  |  | Relax Interventions 50% | Afghanistan | AFG |  |  | FALSE
2022-07-13 | cumulative_infections |  |  |  | 29547807.6 |  |  | Relax Interventions 50% | Afghanistan | AFG |  |  | FALSE
2022-07-14 | hospital_demand |  |  |  | 1952.66 |  |  | Additional 50% Reduction | Afghanistan | AFG |  |  | FALSE
2022-07-14 | ICU_demand |  |  |  | 350.82 |  |  | Additional 50% Reduction | Afghanistan | AFG |  |  | FALSE
2022-07-14 | infections |  |  |  | 24455.95 |  |  | Additional 50% Reduction | Afghanistan | AFG |  |  | FALSE
2022-07-14 | hospital_incidence |  |  |  | 207.84 |  |  | Additional 50% Reduction | Afghanistan | AFG |  |  | FALSE
2022-07-14 | ICU_incidence |  |  |  | 72.12 |  |  | Additional 50% Reduction | Afghanistan | AFG |  |  | FALSE
2022-07-14 | cumulative_infections |  |  |  | 29572263.5 |  |  | Additional 50% Reduction | Afghanistan | AFG |  |  | FALSE
2022-07-14 | hospital_demand |  |  |  | 1952.66 |  |  | Maintain Status Quo | Afghanistan | AFG |  |  | FALSE
2022-07-14 | ICU_demand |  |  |  | 350.82 |  |  | Maintain Status Quo | Afghanistan | AFG |  |  | FALSE
2022-07-14 | infections |  |  |  | 24455.95 |  |  | Maintain Status Quo | Afghanistan | AFG |  |  | FALSE
2022-07-14 | hospital_incidence |  |  |  | 207.84 |  |  | Maintain Status Quo | Afghanistan | AFG |  |  | FALSE
2022-07-14 | ICU_incidence |  |  |  | 72.12 |  |  | Maintain Status Quo | Afghanistan | AFG |  |  | FALSE
2022-07-14 | cumulative_infections |  |  |  | 29572263.5 |  |  | Maintain Status Quo | Afghanistan | AFG |  |  | FALSE
2022-07-14 | hospital_demand |  |  |  | 1952.66 |  |  | Relax Interventions 50% | Afghanistan | AFG |  |  | FALSE
2022-07-14 | ICU_demand |  |  |  | 350.82 |  |  | Relax Interventions 50% | Afghanistan | AFG |  |  | FALSE
2022-07-14 | infections |  |  |  | 24455.95 |  |  | Relax Interventions 50% | Afghanistan | AFG |  |  | FALSE
2022-07-14 | hospital_incidence |  |  |  | 207.84 |  |  | Relax Interventions 50% | Afghanistan | AFG |  |  | FALSE
2022-07-14 | ICU_incidence |  |  |  | 72.12 |  |  | Relax Interventions 50% | Afghanistan | AFG |  |  | FALSE
2022-07-14 | cumulative_infections |  |  |  | 29572263.5 |  |  | Relax Interventions 50% | Afghanistan | AFG |  |  | FALSE
2022-07-15 | hospital_demand |  |  |  | 1943.77 |  |  | Additional 50% Reduction | Afghanistan | AFG |  |  | FALSE
2022-07-15 | ICU_demand |  |  |  | 350.21 |  |  | Additional 50% Reduction | Afghanistan | AFG |  |  | FALSE
2022-07-15 | infections |  |  |  | 24120.74 |  |  | Additional 50% Reduction | Afghanistan | AFG |  |  | FALSE
2022-07-15 | hospital_incidence |  |  |  | 205.83 |  |  | Additional 50% Reduction | Afghanistan | AFG |  |  | FALSE
2022-07-15 | ICU_incidence |  |  |  | 71.3 |  |  | Additional 50% Reduction | Afghanistan | AFG |  |  | FALSE
2022-07-15 | cumulative_infections |  |  |  | 29596384.2 |  |  | Additional 50% Reduction | Afghanistan | AFG |  |  | FALSE
2022-07-15 | hospital_demand |  |  |  | 1943.77 |  |  | Maintain Status Quo | Afghanistan | AFG |  |  | FALSE
2022-07-15 | ICU_demand |  |  |  | 350.21 |  |  | Maintain Status Quo | Afghanistan | AFG |  |  | FALSE
2022-07-15 | infections |  |  |  | 24120.74 |  |  | Maintain Status Quo | Afghanistan | AFG |  |  | FALSE
2022-07-15 | hospital_incidence |  |  |  | 205.83 |  |  | Maintain Status Quo | Afghanistan | AFG |  |  | FALSE
2022-07-15 | ICU_incidence |  |  |  | 71.3 |  |  | Maintain Status Quo | Afghanistan | AFG |  |  | FALSE
2022-07-15 | cumulative_infections |  |  |  | 29596384.2 |  |  | Maintain Status Quo | Afghanistan | AFG |  |  | FALSE
2022-07-15 | hospital_demand |  |  |  | 1943.77 |  |  | Relax Interventions 50% | Afghanistan | AFG |  |  | FALSE
2022-07-15 | ICU_demand |  |  |  | 350.21 |  |  | Relax Interventions 50% | Afghanistan | AFG |  |  | FALSE
2022-07-15 | infections |  |  |  | 24120.74 |  |  | Relax Interventions 50% | Afghanistan | AFG |  |  | FALSE
2022-07-15 | hospital_incidence |  |  |  | 205.83 |  |  | Relax Interventions 50% | Afghanistan | AFG |  |  | FALSE
2022-07-15 | ICU_incidence |  |  |  | 71.3 |  |  | Relax Interventions 50% | Afghanistan | AFG |  |  | FALSE
2022-07-15 | cumulative_infections |  |  |  | 29596384.2 |  |  | Relax Interventions 50% | Afghanistan | AFG |  |  | FALSE
2022-07-16 | hospital_demand |  |  |  | 1933.78 |  |  | Additional 50% Reduction | Afghanistan | AFG |  |  | FALSE
2022-07-16 | ICU_demand |  |  |  | 349.45 |  |  | Additional 50% Reduction | Afghanistan | AFG |  |  | FALSE
2022-07-16 | infections |  |  |  | 23789.71 |  |  | Additional 50% Reduction | Afghanistan | AFG |  |  | FALSE
2022-07-16 | hospital_incidence |  |  |  | 203.64 |  |  | Additional 50% Reduction | Afghanistan | AFG |  |  | FALSE
2022-07-16 | ICU_incidence |  |  |  | 70.42 |  |  | Additional 50% Reduction | Afghanistan | AFG |  |  | FALSE
2022-07-16 | cumulative_infections |  |  |  | 29620174 |  |  | Additional 50% Reduction | Afghanistan | AFG |  |  | FALSE
2022-07-16 | hospital_demand |  |  |  | 1933.78 |  |  | Maintain Status Quo | Afghanistan | AFG |  |  | FALSE
2022-07-16 | ICU_demand |  |  |  | 349.45 |  |  | Maintain Status Quo | Afghanistan | AFG |  |  | FALSE
2022-07-16 | infections |  |  |  | 23789.71 |  |  | Maintain Status Quo | Afghanistan | AFG |  |  | FALSE
2022-07-16 | hospital_incidence |  |  |  | 203.64 |  |  | Maintain Status Quo | Afghanistan | AFG |  |  | FALSE
2022-07-16 | ICU_incidence |  |  |  | 70.42 |  |  | Maintain Status Quo | Afghanistan | AFG |  |  | FALSE
2022-07-16 | cumulative_infections |  |  |  | 29620174 |  |  | Maintain Status Quo | Afghanistan | AFG |  |  | FALSE
2022-07-16 | hospital_demand |  |  |  | 1933.78 |  |  | Relax Interventions 50% | Afghanistan | AFG |  |  | FALSE
2022-07-16 | ICU_demand |  |  |  | 349.45 |  |  | Relax Interventions 50% | Afghanistan | AFG |  |  | FALSE
2022-07-16 | infections |  |  |  | 23789.71 |  |  | Relax Interventions 50% | Afghanistan | AFG |  |  | FALSE
2022-07-16 | hospital_incidence |  |  |  | 203.64 |  |  | Relax Interventions 50% | Afghanistan | AFG |  |  | FALSE
2022-07-16 | ICU_incidence |  |  |  | 70.42 |  |  | Relax Interventions 50% | Afghanistan | AFG |  |  | FALSE
2022-07-16 | cumulative_infections |  |  |  | 29620174 |  |  | Relax Interventions 50% | Afghanistan | AFG |  |  | FALSE
2022-07-17 | hospital_demand |  |  |  | 1922.56 |  |  | Additional 50% Reduction | Afghanistan | AFG |  |  | FALSE
2022-07-17 | ICU_demand |  |  |  | 348.57 |  |  | Additional 50% Reduction | Afghanistan | AFG |  |  | FALSE
2022-07-17 | infections |  |  |  | 23462.81 |  |  | Additional 50% Reduction | Afghanistan | AFG |  |  | FALSE
2022-07-17 | hospital_incidence |  |  |  | 201.31 |  |  | Additional 50% Reduction | Afghanistan | AFG |  |  | FALSE
2022-07-17 | ICU_incidence |  |  |  | 69.5 |  |  | Additional 50% Reduction | Afghanistan | AFG |  |  | FALSE
2022-07-17 | cumulative_infections |  |  |  | 29643636.8 |  |  | Additional 50% Reduction | Afghanistan | AFG |  |  | FALSE
2022-07-17 | hospital_demand |  |  |  | 1922.56 |  |  | Maintain Status Quo | Afghanistan | AFG |  |  | FALSE
2022-07-17 | ICU_demand |  |  |  | 348.57 |  |  | Maintain Status Quo | Afghanistan | AFG |  |  | FALSE
2022-07-17 | infections |  |  |  | 23462.81 |  |  | Maintain Status Quo | Afghanistan | AFG |  |  | FALSE
2022-07-17 | hospital_incidence |  |  |  | 201.31 |  |  | Maintain Status Quo | Afghanistan | AFG |  |  | FALSE
2022-07-17 | ICU_incidence |  |  |  | 69.5 |  |  | Maintain Status Quo | Afghanistan | AFG |  |  | FALSE
2022-07-17 | cumulative_infections |  |  |  | 29643636.8 |  |  | Maintain Status Quo | Afghanistan | AFG |  |  | FALSE
2022-07-17 | hospital_demand |  |  |  | 1922.56 |  |  | Relax Interventions 50% | Afghanistan | AFG |  |  | FALSE
2022-07-17 | ICU_demand |  |  |  | 348.57 |  |  | Relax Interventions 50% | Afghanistan | AFG |  |  | FALSE
2022-07-17 | infections |  |  |  | 23462.81 |  |  | Relax Interventions 50% | Afghanistan | AFG |  |  | FALSE
2022-07-17 | hospital_incidence |  |  |  | 201.31 |  |  | Relax Interventions 50% | Afghanistan | AFG |  |  | FALSE
2022-07-17 | ICU_incidence |  |  |  | 69.5 |  |  | Relax Interventions 50% | Afghanistan | AFG |  |  | FALSE
2022-07-17 | cumulative_infections |  |  |  | 29643636.8 |  |  | Relax Interventions 50% | Afghanistan | AFG |  |  | FALSE
2022-07-18 | hospital_demand |  |  |  | 1910.07 |  |  | Additional 50% Reduction | Afghanistan | AFG |  |  | FALSE
2022-07-18 | ICU_demand |  |  |  | 347.59 |  |  | Additional 50% Reduction | Afghanistan | AFG |  |  | FALSE
2022-07-18 | infections |  |  |  | 22361.57 |  |  | Additional 50% Reduction | Afghanistan | AFG |  |  | FALSE
2022-07-18 | hospital_incidence |  |  |  | 198.8 |  |  | Additional 50% Reduction | Afghanistan | AFG |  |  | FALSE
2022-07-18 | ICU_incidence |  |  |  | 68.52 |  |  | Additional 50% Reduction | Afghanistan | AFG |  |  | FALSE
2022-07-18 | cumulative_infections |  |  |  | 29665998.3 |  |  | Additional 50% Reduction | Afghanistan | AFG |  |  | FALSE
2022-07-18 | hospital_demand |  |  |  | 1910.09 |  |  | Maintain Status Quo | Afghanistan | AFG |  |  | FALSE
2022-07-18 | ICU_demand |  |  |  | 347.6 |  |  | Maintain Status Quo | Afghanistan | AFG |  |  | FALSE
2022-07-18 | infections |  |  |  | 23139.94 |  |  | Maintain Status Quo | Afghanistan | AFG |  |  | FALSE
2022-07-18 | hospital_incidence |  |  |  | 198.9 |  |  | Maintain Status Quo | Afghanistan | AFG |  |  | FALSE
2022-07-18 | ICU_incidence |  |  |  | 68.55 |  |  | Maintain Status Quo | Afghanistan | AFG |  |  | FALSE
2022-07-18 | cumulative_infections |  |  |  | 29666776.7 |  |  | Maintain Status Quo | Afghanistan | AFG |  |  | FALSE
2022-07-18 | hospital_demand |  |  |  | 1910.11 |  |  | Relax Interventions 50% | Afghanistan | AFG |  |  | FALSE
2022-07-18 | ICU_demand |  |  |  | 347.61 |  |  | Relax Interventions 50% | Afghanistan | AFG |  |  | FALSE
2022-07-18 | infections |  |  |  | 23919.05 |  |  | Relax Interventions 50% | Afghanistan | AFG |  |  | FALSE
2022-07-18 | hospital_incidence |  |  |  | 199 |  |  | Relax Interventions 50% | Afghanistan | AFG |  |  | FALSE
2022-07-18 | ICU_incidence |  |  |  | 68.58 |  |  | Relax Interventions 50% | Afghanistan | AFG |  |  | FALSE
2022-07-18 | cumulative_infections |  |  |  | 29667555.8 |  |  | Relax Interventions 50% | Afghanistan | AFG |  |  | FALSE
2022-07-19 | hospital_demand |  |  |  | 1895.9 |  |  | Additional 50% Reduction | Afghanistan | AFG |  |  | FALSE
2022-07-19 | ICU_demand |  |  |  | 346.42 |  |  | Additional 50% Reduction | Afghanistan | AFG |  |  | FALSE
2022-07-19 | infections |  |  |  | 20456.99 |  |  | Additional 50% Reduction | Afghanistan | AFG |  |  | FALSE
2022-07-19 | hospital_incidence |  |  |  | 195.33 |  |  | Additional 50% Reduction | Afghanistan | AFG |  |  | FALSE
2022-07-19 | ICU_incidence |  |  |  | 67.21 |  |  | Additional 50% Reduction | Afghanistan | AFG |  |  | FALSE
2022-07-19 | cumulative_infections |  |  |  | 29686455.3 |  |  | Additional 50% Reduction | Afghanistan | AFG |  |  | FALSE
2022-07-19 | hospital_demand |  |  |  | 1896.4 |  |  | Maintain Status Quo | Afghanistan | AFG |  |  | FALSE
2022-07-19 | ICU_demand |  |  |  | 346.56 |  |  | Maintain Status Quo | Afghanistan | AFG |  |  | FALSE
2022-07-19 | infections |  |  |  | 22821.04 |  |  | Maintain Status Quo | Afghanistan | AFG |  |  | FALSE
2022-07-19 | hospital_incidence |  |  |  | 196.43 |  |  | Maintain Status Quo | Afghanistan | AFG |  |  | FALSE
2022-07-19 | ICU_incidence |  |  |  | 67.59 |  |  | Maintain Status Quo | Afghanistan | AFG |  |  | FALSE
2022-07-19 | cumulative_infections |  |  |  | 29689597.7 |  |  | Maintain Status Quo | Afghanistan | AFG |  |  | FALSE
2022-07-19 | hospital_demand |  |  |  | 1896.89 |  |  | Relax Interventions 50% | Afghanistan | AFG |  |  | FALSE
2022-07-19 | ICU_demand |  |  |  | 346.7 |  |  | Relax Interventions 50% | Afghanistan | AFG |  |  | FALSE
2022-07-19 | infections |  |  |  | 25205.2 |  |  | Relax Interventions 50% | Afghanistan | AFG |  |  | FALSE
2022-07-19 | hospital_incidence |  |  |  | 197.54 |  |  | Relax Interventions 50% | Afghanistan | AFG |  |  | FALSE
2022-07-19 | ICU_incidence |  |  |  | 67.96 |  |  | Relax Interventions 50% | Afghanistan | AFG |  |  | FALSE
2022-07-19 | cumulative_infections |  |  |  | 29692761 |  |  | Relax Interventions 50% | Afghanistan | AFG |  |  | FALSE
2022-07-20 | hospital_demand |  |  |  | 1878.7 |  |  | Additional 50% Reduction | Afghanistan | AFG |  |  | FALSE
2022-07-20 | ICU_demand |  |  |  | 344.77 |  |  | Additional 50% Reduction | Afghanistan | AFG |  |  | FALSE
2022-07-20 | infections |  |  |  | 18401.03 |  |  | Additional 50% Reduction | Afghanistan | AFG |  |  | FALSE
2022-07-20 | hospital_incidence |  |  |  | 189.94 |  |  | Additional 50% Reduction | Afghanistan | AFG |  |  | FALSE
2022-07-20 | ICU_incidence |  |  |  | 65.26 |  |  | Additional 50% Reduction | Afghanistan | AFG |  |  | FALSE
2022-07-20 | cumulative_infections |  |  |  | 29704856.4 |  |  | Additional 50% Reduction | Afghanistan | AFG |  |  | FALSE
2022-07-20 | hospital_demand |  |  |  | 1881.53 |  |  | Maintain Status Quo | Afghanistan | AFG |  |  | FALSE
2022-07-20 | ICU_demand |  |  |  | 345.47 |  |  | Maintain Status Quo | Afghanistan | AFG |  |  | FALSE
2022-07-20 | infections |  |  |  | 22506.05 |  |  | Maintain Status Quo | Afghanistan | AFG |  |  | FALSE
2022-07-20 | hospital_incidence |  |  |  | 193.93 |  |  | Maintain Status Quo | Afghanistan | AFG |  |  | FALSE
2022-07-20 | ICU_incidence |  |  |  | 66.62 |  |  | Maintain Status Quo | Afghanistan | AFG |  |  | FALSE
2022-07-20 | cumulative_infections |  |  |  | 29712103.8 |  |  | Maintain Status Quo | Afghanistan | AFG |  |  | FALSE
2022-07-20 | hospital_demand |  |  |  | 1884.38 |  |  | Relax Interventions 50% | Afghanistan | AFG |  |  | FALSE
2022-07-20 | ICU_demand |  |  |  | 346.17 |  |  | Relax Interventions 50% | Afghanistan | AFG |  |  | FALSE
2022-07-20 | infections |  |  |  | 26722.1 |  |  | Relax Interventions 50% | Afghanistan | AFG |  |  | FALSE
2022-07-20 | hospital_incidence |  |  |  | 197.95 |  |  | Relax Interventions 50% | Afghanistan | AFG |  |  | FALSE
2022-07-20 | ICU_incidence |  |  |  | 67.98 |  |  | Relax Interventions 50% | Afghanistan | AFG |  |  | FALSE
2022-07-20 | cumulative_infections |  |  |  | 29719483.1 |  |  | Relax Interventions 50% | Afghanistan | AFG |  |  | FALSE
2022-07-21 | hospital_demand |  |  |  | 1856.57 |  |  | Additional 50% Reduction | Afghanistan | AFG |  |  | FALSE
2022-07-21 | ICU_demand |  |  |  | 342.4 |  |  | Additional 50% Reduction | Afghanistan | AFG |  |  | FALSE
2022-07-21 | infections |  |  |  | 16462.75 |  |  | Additional 50% Reduction | Afghanistan | AFG |  |  | FALSE
2022-07-21 | hospital_incidence |  |  |  | 182.34 |  |  | Additional 50% Reduction | Afghanistan | AFG |  |  | FALSE
2022-07-21 | ICU_incidence |  |  |  | 62.57 |  |  | Additional 50% Reduction | Afghanistan | AFG |  |  | FALSE
2022-07-21 | cumulative_infections |  |  |  | 29721319.1 |  |  | Additional 50% Reduction | Afghanistan | AFG |  |  | FALSE
2022-07-21 | hospital_demand |  |  |  | 1865.6 |  |  | Maintain Status Quo | Afghanistan | AFG |  |  | FALSE
2022-07-21 | ICU_demand |  |  |  | 344.33 |  |  | Maintain Status Quo | Afghanistan | AFG |  |  | FALSE
2022-07-21 | infections |  |  |  | 22194.92 |  |  | Maintain Status Quo | Afghanistan | AFG |  |  | FALSE
2022-07-21 | hospital_incidence |  |  |  | 191.4 |  |  | Maintain Status Quo | Afghanistan | AFG |  |  | FALSE
2022-07-21 | ICU_incidence |  |  |  | 65.64 |  |  | Maintain Status Quo | Afghanistan | AFG |  |  | FALSE
2022-07-21 | cumulative_infections |  |  |  | 29734298.7 |  |  | Maintain Status Quo | Afghanistan | AFG |  |  | FALSE
2022-07-21 | hospital_demand |  |  |  | 1874.74 |  |  | Relax Interventions 50% | Afghanistan | AFG |  |  | FALSE
2022-07-21 | ICU_demand |  |  |  | 346.29 |  |  | Relax Interventions 50% | Afghanistan | AFG |  |  | FALSE
2022-07-21 | infections |  |  |  | 28263.44 |  |  | Relax Interventions 50% | Afghanistan | AFG |  |  | FALSE
2022-07-21 | hospital_incidence |  |  |  | 200.65 |  |  | Relax Interventions 50% | Afghanistan | AFG |  |  | FALSE
2022-07-21 | ICU_incidence |  |  |  | 68.78 |  |  | Relax Interventions 50% | Afghanistan | AFG |  |  | FALSE
2022-07-21 | cumulative_infections |  |  |  | 29747746.6 |  |  | Relax Interventions 50% | Afghanistan | AFG |  |  | FALSE
2022-07-22 | hospital_demand |  |  |  | 1827.73 |  |  | Additional 50% Reduction | Afghanistan | AFG |  |  | FALSE
2022-07-22 | ICU_demand |  |  |  | 339.25 |  |  | Additional 50% Reduction | Afghanistan | AFG |  |  | FALSE
2022-07-22 | infections |  |  |  | 14726.26 |  |  | Additional 50% Reduction | Afghanistan | AFG |  |  | FALSE
2022-07-22 | hospital_incidence |  |  |  | 172.8 |  |  | Additional 50% Reduction | Afghanistan | AFG |  |  | FALSE
2022-07-22 | ICU_incidence |  |  |  | 59.22 |  |  | Additional 50% Reduction | Afghanistan | AFG |  |  | FALSE
2022-07-22 | cumulative_infections |  |  |  | 29736045.4 |  |  | Additional 50% Reduction | Afghanistan | AFG |  |  | FALSE
2022-07-22 | hospital_demand |  |  |  | 1848.71 |  |  | Maintain Status Quo | Afghanistan | AFG |  |  | FALSE
2022-07-22 | ICU_demand |  |  |  | 343.17 |  |  | Maintain Status Quo | Afghanistan | AFG |  |  | FALSE
2022-07-22 | infections |  |  |  | 21887.61 |  |  | Maintain Status Quo | Afghanistan | AFG |  |  | FALSE
2022-07-22 | hospital_incidence |  |  |  | 188.88 |  |  | Maintain Status Quo | Afghanistan | AFG |  |  | FALSE
2022-07-22 | ICU_incidence |  |  |  | 64.67 |  |  | Maintain Status Quo | Afghanistan | AFG |  |  | FALSE
2022-07-22 | cumulative_infections |  |  |  | 29756186.3 |  |  | Maintain Status Quo | Afghanistan | AFG |  |  | FALSE
2022-07-22 | hospital_demand |  |  |  | 1870.14 |  |  | Relax Interventions 50% | Afghanistan | AFG |  |  | FALSE
2022-07-22 | ICU_demand |  |  |  | 347.2 |  |  | Relax Interventions 50% | Afghanistan | AFG |  |  | FALSE
2022-07-22 | infections |  |  |  | 29792.06 |  |  | Relax Interventions 50% | Afghanistan | AFG |  |  | FALSE
2022-07-22 | hospital_incidence |  |  |  | 205.56 |  |  | Relax Interventions 50% | Afghanistan | AFG |  |  | FALSE
2022-07-22 | ICU_incidence |  |  |  | 70.33 |  |  | Relax Interventions 50% | Afghanistan | AFG |  |  | FALSE
2022-07-22 | cumulative_infections |  |  |  | 29777538.6 |  |  | Relax Interventions 50% | Afghanistan | AFG |  |  | FALSE
2022-07-23 | hospital_demand |  |  |  | 1791.01 |  |  | Additional 50% Reduction | Afghanistan | AFG |  |  | FALSE
2022-07-23 | ICU_demand |  |  |  | 335.41 |  |  | Additional 50% Reduction | Afghanistan | AFG |  |  | FALSE
2022-07-23 | infections |  |  |  | 13196.45 |  |  | Additional 50% Reduction | Afghanistan | AFG |  |  | FALSE
2022-07-23 | hospital_incidence |  |  |  | 161.91 |  |  | Additional 50% Reduction | Afghanistan | AFG |  |  | FALSE
2022-07-23 | ICU_incidence |  |  |  | 55.42 |  |  | Additional 50% Reduction | Afghanistan | AFG |  |  | FALSE
2022-07-23 | cumulative_infections |  |  |  | 29749241.8 |  |  | Additional 50% Reduction | Afghanistan | AFG |  |  | FALSE
2022-07-23 | hospital_demand |  |  |  | 1830.96 |  |  | Maintain Status Quo | Afghanistan | AFG |  |  | FALSE
2022-07-23 | ICU_demand |  |  |  | 341.99 |  |  | Maintain Status Quo | Afghanistan | AFG |  |  | FALSE
2022-07-23 | infections |  |  |  | 21584.09 |  |  | Maintain Status Quo | Afghanistan | AFG |  |  | FALSE
2022-07-23 | hospital_incidence |  |  |  | 186.36 |  |  | Maintain Status Quo | Afghanistan | AFG |  |  | FALSE
2022-07-23 | ICU_incidence |  |  |  | 63.71 |  |  | Maintain Status Quo | Afghanistan | AFG |  |  | FALSE
2022-07-23 | cumulative_infections |  |  |  | 29777770.4 |  |  | Maintain Status Quo | Afghanistan | AFG |  |  | FALSE
2022-07-23 | hospital_demand |  |  |  | 1872.36 |  |  | Relax Interventions 50% | Afghanistan | AFG |  |  | FALSE
2022-07-23 | ICU_demand |  |  |  | 348.87 |  |  | Relax Interventions 50% | Afghanistan | AFG |  |  | FALSE
2022-07-23 | infections |  |  |  | 31326.4 |  |  | Relax Interventions 50% | Afghanistan | AFG |  |  | FALSE
2022-07-23 | hospital_incidence |  |  |  | 212.33 |  |  | Relax Interventions 50% | Afghanistan | AFG |  |  | FALSE
2022-07-23 | ICU_incidence |  |  |  | 72.51 |  |  | Relax Interventions 50% | Afghanistan | AFG |  |  | FALSE
2022-07-23 | cumulative_infections |  |  |  | 29808865 |  |  | Relax Interventions 50% | Afghanistan | AFG |  |  | FALSE
2022-07-24 | hospital_demand |  |  |  | 1745.98 |  |  | Additional 50% Reduction | Afghanistan | AFG |  |  | FALSE
2022-07-24 | ICU_demand |  |  |  | 331.05 |  |  | Additional 50% Reduction | Afghanistan | AFG |  |  | FALSE
2022-07-24 | infections |  |  |  | 11850.78 |  |  | Additional 50% Reduction | Afghanistan | AFG |  |  | FALSE
2022-07-24 | hospital_incidence |  |  |  | 150.28 |  |  | Additional 50% Reduction | Afghanistan | AFG |  |  | FALSE
2022-07-24 | ICU_incidence |  |  |  | 51.38 |  |  | Additional 50% Reduction | Afghanistan | AFG |  |  | FALSE
2022-07-24 | cumulative_infections |  |  |  | 29761092.6 |  |  | Additional 50% Reduction | Afghanistan | AFG |  |  | FALSE
2022-07-24 | hospital_demand |  |  |  | 1812.48 |  |  | Maintain Status Quo | Afghanistan | AFG |  |  | FALSE
2022-07-24 | ICU_demand |  |  |  | 340.79 |  |  | Maintain Status Quo | Afghanistan | AFG |  |  | FALSE
2022-07-24 | infections |  |  |  | 21284.33 |  |  | Maintain Status Quo | Afghanistan | AFG |  |  | FALSE
2022-07-24 | hospital_incidence |  |  |  | 183.85 |  |  | Maintain Status Quo | Afghanistan | AFG |  |  | FALSE
2022-07-24 | ICU_incidence |  |  |  | 62.75 |  |  | Maintain Status Quo | Afghanistan | AFG |  |  | FALSE
2022-07-24 | cumulative_infections |  |  |  | 29799054.7 |  |  | Maintain Status Quo | Afghanistan | AFG |  |  | FALSE
2022-07-24 | hospital_demand |  |  |  | 1882.64 |  |  | Relax Interventions 50% | Afghanistan | AFG |  |  | FALSE
2022-07-24 | ICU_demand |  |  |  | 351.24 |  |  | Relax Interventions 50% | Afghanistan | AFG |  |  | FALSE
2022-07-24 | infections |  |  |  | 32893.33 |  |  | Relax Interventions 50% | Afghanistan | AFG |  |  | FALSE
2022-07-24 | hospital_incidence |  |  |  | 220.61 |  |  | Relax Interventions 50% | Afghanistan | AFG |  |  | FALSE
2022-07-24 | ICU_incidence |  |  |  | 75.2 |  |  | Relax Interventions 50% | Afghanistan | AFG |  |  | FALSE
2022-07-24 | cumulative_infections |  |  |  | 29841758.3 |  |  | Relax Interventions 50% | Afghanistan | AFG |  |  | FALSE
2022-07-25 | hospital_demand |  |  |  | 1692.91 |  |  | Additional 50% Reduction | Afghanistan | AFG |  |  | FALSE
2022-07-25 | ICU_demand |  |  |  | 326.39 |  |  | Additional 50% Reduction | Afghanistan | AFG |  |  | FALSE
2022-07-25 | infections |  |  |  | 10661.64 |  |  | Additional 50% Reduction | Afghanistan | AFG |  |  | FALSE
2022-07-25 | hospital_incidence |  |  |  | 138.44 |  |  | Additional 50% Reduction | Afghanistan | AFG |  |  | FALSE
2022-07-25 | ICU_incidence |  |  |  | 47.28 |  |  | Additional 50% Reduction | Afghanistan | AFG |  |  | FALSE
2022-07-25 | cumulative_infections |  |  |  | 29771754.2 |  |  | Additional 50% Reduction | Afghanistan | AFG |  |  | FALSE
2022-07-25 | hospital_demand |  |  |  | 1793.38 |  |  | Maintain Status Quo | Afghanistan | AFG |  |  | FALSE
2022-07-25 | ICU_demand |  |  |  | 339.59 |  |  | Maintain Status Quo | Afghanistan | AFG |  |  | FALSE
2022-07-25 | infections |  |  |  | 20988.3 |  |  | Maintain Status Quo | Afghanistan | AFG |  |  | FALSE
2022-07-25 | hospital_incidence |  |  |  | 181.35 |  |  | Maintain Status Quo | Afghanistan | AFG |  |  | FALSE
2022-07-25 | ICU_incidence |  |  |  | 61.8 |  |  | Maintain Status Quo | Afghanistan | AFG |  |  | FALSE
2022-07-25 | cumulative_infections |  |  |  | 29820043 |  |  | Maintain Status Quo | Afghanistan | AFG |  |  | FALSE
2022-07-25 | hospital_demand |  |  |  | 1901.71 |  |  | Relax Interventions 50% | Afghanistan | AFG |  |  | FALSE
2022-07-25 | ICU_demand |  |  |  | 354.19 |  |  | Relax Interventions 50% | Afghanistan | AFG |  |  | FALSE
2022-07-25 | infections |  |  |  | 34513.49 |  |  | Relax Interventions 50% | Afghanistan | AFG |  |  | FALSE
2022-07-25 | hospital_incidence |  |  |  | 230.07 |  |  | Relax Interventions 50% | Afghanistan | AFG |  |  | FALSE
2022-07-25 | ICU_incidence |  |  |  | 78.28 |  |  | Relax Interventions 50% | Afghanistan | AFG |  |  | FALSE
2022-07-25 | cumulative_infections |  |  |  | 29876271.8 |  |  | Relax Interventions 50% | Afghanistan | AFG |  |  | FALSE
2022-07-26 | hospital_demand |  |  |  | 1632.61 |  |  | Additional 50% Reduction | Afghanistan | AFG |  |  | FALSE
2022-07-26 | ICU_demand |  |  |  | 321.58 |  |  | Additional 50% Reduction | Afghanistan | AFG |  |  | FALSE
2022-07-26 | infections |  |  |  | 9604.5 |  |  | Additional 50% Reduction | Afghanistan | AFG |  |  | FALSE
2022-07-26 | hospital_incidence |  |  |  | 126.82 |  |  | Additional 50% Reduction | Afghanistan | AFG |  |  | FALSE
2022-07-26 | ICU_incidence |  |  |  | 43.26 |  |  | Additional 50% Reduction | Afghanistan | AFG |  |  | FALSE
2022-07-26 | cumulative_infections |  |  |  | 29781358.7 |  |  | Additional 50% Reduction | Afghanistan | AFG |  |  | FALSE
2022-07-26 | hospital_demand |  |  |  | 1773.77 |  |  | Maintain Status Quo | Afghanistan | AFG |  |  | FALSE
2022-07-26 | ICU_demand |  |  |  | 338.39 |  |  | Maintain Status Quo | Afghanistan | AFG |  |  | FALSE
2022-07-26 | infections |  |  |  | 20695.97 |  |  | Maintain Status Quo | Afghanistan | AFG |  |  | FALSE
2022-07-26 | hospital_incidence |  |  |  | 178.88 |  |  | Maintain Status Quo | Afghanistan | AFG |  |  | FALSE
2022-07-26 | ICU_incidence |  |  |  | 60.87 |  |  | Maintain Status Quo | Afghanistan | AFG |  |  | FALSE
2022-07-26 | cumulative_infections |  |  |  | 29840739 |  |  | Maintain Status Quo | Afghanistan | AFG |  |  | FALSE
2022-07-26 | hospital_demand |  |  |  | 1929.91 |  |  | Relax Interventions 50% | Afghanistan | AFG |  |  | FALSE
2022-07-26 | ICU_demand |  |  |  | 357.63 |  |  | Relax Interventions 50% | Afghanistan | AFG |  |  | FALSE
2022-07-26 | infections |  |  |  | 36199.77 |  |  | Relax Interventions 50% | Afghanistan | AFG |  |  | FALSE
2022-07-26 | hospital_incidence |  |  |  | 240.5 |  |  | Relax Interventions 50% | Afghanistan | AFG |  |  | FALSE
2022-07-26 | ICU_incidence |  |  |  | 81.69 |  |  | Relax Interventions 50% | Afghanistan | AFG |  |  | FALSE
2022-07-26 | cumulative_infections |  |  |  | 29912471.6 |  |  | Relax Interventions 50% | Afghanistan | AFG |  |  | FALSE
2022-07-27 | hospital_demand |  |  |  | 1566.21 |  |  | Additional 50% Reduction | Afghanistan | AFG |  |  | FALSE
2022-07-27 | ICU_demand |  |  |  | 316.78 |  |  | Additional 50% Reduction | Afghanistan | AFG |  |  | FALSE
2022-07-27 | infections |  |  |  | 8659.72 |  |  | Additional 50% Reduction | Afghanistan | AFG |  |  | FALSE
2022-07-27 | hospital_incidence |  |  |  | 115.69 |  |  | Additional 50% Reduction | Afghanistan | AFG |  |  | FALSE
2022-07-27 | ICU_incidence |  |  |  | 39.42 |  |  | Additional 50% Reduction | Afghanistan | AFG |  |  | FALSE
2022-07-27 | cumulative_infections |  |  |  | 29790018.5 |  |  | Additional 50% Reduction | Afghanistan | AFG |  |  | FALSE
2022-07-27 | hospital_demand |  |  |  | 1753.74 |  |  | Maintain Status Quo | Afghanistan | AFG |  |  | FALSE
2022-07-27 | ICU_demand |  |  |  | 337.19 |  |  | Maintain Status Quo | Afghanistan | AFG |  |  | FALSE
2022-07-27 | infections |  |  |  | 20407.32 |  |  | Maintain Status Quo | Afghanistan | AFG |  |  | FALSE
2022-07-27 | hospital_incidence |  |  |  | 176.43 |  |  | Maintain Status Quo | Afghanistan | AFG |  |  | FALSE
2022-07-27 | ICU_incidence |  |  |  | 59.94 |  |  | Maintain Status Quo | Afghanistan | AFG |  |  | FALSE
2022-07-27 | cumulative_infections |  |  |  | 29861146.3 |  |  | Maintain Status Quo | Afghanistan | AFG |  |  | FALSE
2022-07-27 | hospital_demand |  |  |  | 1967.27 |  |  | Relax Interventions 50% | Afghanistan | AFG |  |  | FALSE
2022-07-27 | ICU_demand |  |  |  | 361.51 |  |  | Relax Interventions 50% | Afghanistan | AFG |  |  | FALSE
2022-07-27 | infections |  |  |  | 37959.53 |  |  | Relax Interventions 50% | Afghanistan | AFG |  |  | FALSE
2022-07-27 | hospital_incidence |  |  |  | 251.74 |  |  | Relax Interventions 50% | Afghanistan | AFG |  |  | FALSE
2022-07-27 | ICU_incidence |  |  |  | 85.36 |  |  | Relax Interventions 50% | Afghanistan | AFG |  |  | FALSE
2022-07-27 | cumulative_infections |  |  |  | 29950431.1 |  |  | Relax Interventions 50% | Afghanistan | AFG |  |  | FALSE
2022-07-28 | hospital_demand |  |  |  | 1495.05 |  |  | Additional 50% Reduction | Afghanistan | AFG |  |  | FALSE
2022-07-28 | ICU_demand |  |  |  | 312.09 |  |  | Additional 50% Reduction | Afghanistan | AFG |  |  | FALSE
2022-07-28 | infections |  |  |  | 7812.05 |  |  | Additional 50% Reduction | Afghanistan | AFG |  |  | FALSE
2022-07-28 | hospital_incidence |  |  |  | 105.21 |  |  | Additional 50% Reduction | Afghanistan | AFG |  |  | FALSE
2022-07-28 | ICU_incidence |  |  |  | 35.8 |  |  | Additional 50% Reduction | Afghanistan | AFG |  |  | FALSE
2022-07-28 | cumulative_infections |  |  |  | 29797830.5 |  |  | Additional 50% Reduction | Afghanistan | AFG |  |  | FALSE
2022-07-28 | hospital_demand |  |  |  | 1733.38 |  |  | Maintain Status Quo | Afghanistan | AFG |  |  | FALSE
2022-07-28 | ICU_demand |  |  |  | 335.99 |  |  | Maintain Status Quo | Afghanistan | AFG |  |  | FALSE
2022-07-28 | infections |  |  |  | 20122.33 |  |  | Maintain Status Quo | Afghanistan | AFG |  |  | FALSE
2022-07-28 | hospital_incidence |  |  |  | 174.01 |  |  | Maintain Status Quo | Afghanistan | AFG |  |  | FALSE
2022-07-28 | ICU_incidence |  |  |  | 59.03 |  |  | Maintain Status Quo | Afghanistan | AFG |  |  | FALSE
2022-07-28 | cumulative_infections |  |  |  | 29881268.7 |  |  | Maintain Status Quo | Afghanistan | AFG |  |  | FALSE
2022-07-28 | hospital_demand |  |  |  | 2013.66 |  |  | Relax Interventions 50% | Afghanistan | AFG |  |  | FALSE
2022-07-28 | ICU_demand |  |  |  | 365.76 |  |  | Relax Interventions 50% | Afghanistan | AFG |  |  | FALSE
2022-07-28 | infections |  |  |  | 39797.03 |  |  | Relax Interventions 50% | Afghanistan | AFG |  |  | FALSE
2022-07-28 | hospital_incidence |  |  |  | 263.7 |  |  | Relax Interventions 50% | Afghanistan | AFG |  |  | FALSE
2022-07-28 | ICU_incidence |  |  |  | 89.27 |  |  | Relax Interventions 50% | Afghanistan | AFG |  |  | FALSE
2022-07-28 | cumulative_infections |  |  |  | 29990228.2 |  |  | Relax Interventions 50% | Afghanistan | AFG |  |  | FALSE
2022-07-29 | hospital_demand |  |  |  | 1420.5 |  |  | Additional 50% Reduction | Afghanistan | AFG |  |  | FALSE
2022-07-29 | ICU_demand |  |  |  | 307.51 |  |  | Additional 50% Reduction | Afghanistan | AFG |  |  | FALSE
2022-07-29 | infections |  |  |  | 7049.54 |  |  | Additional 50% Reduction | Afghanistan | AFG |  |  | FALSE
2022-07-29 | hospital_incidence |  |  |  | 95.47 |  |  | Additional 50% Reduction | Afghanistan | AFG |  |  | FALSE
2022-07-29 | ICU_incidence |  |  |  | 32.45 |  |  | Additional 50% Reduction | Afghanistan | AFG |  |  | FALSE
2022-07-29 | cumulative_infections |  |  |  | 29804880 |  |  | Additional 50% Reduction | Afghanistan | AFG |  |  | FALSE
2022-07-29 | hospital_demand |  |  |  | 1712.77 |  |  | Maintain Status Quo | Afghanistan | AFG |  |  | FALSE
2022-07-29 | ICU_demand |  |  |  | 334.8 |  |  | Maintain Status Quo | Afghanistan | AFG |  |  | FALSE
2022-07-29 | infections |  |  |  | 19840.96 |  |  | Maintain Status Quo | Afghanistan | AFG |  |  | FALSE
2022-07-29 | hospital_incidence |  |  |  | 171.61 |  |  | Maintain Status Quo | Afghanistan | AFG |  |  | FALSE
2022-07-29 | ICU_incidence |  |  |  | 58.13 |  |  | Maintain Status Quo | Afghanistan | AFG |  |  | FALSE
2022-07-29 | cumulative_infections |  |  |  | 29901109.6 |  |  | Maintain Status Quo | Afghanistan | AFG |  |  | FALSE
2022-07-29 | hospital_demand |  |  |  | 2068.83 |  |  | Relax Interventions 50% | Afghanistan | AFG |  |  | FALSE
2022-07-29 | ICU_demand |  |  |  | 370.36 |  |  | Relax Interventions 50% | Afghanistan | AFG |  |  | FALSE
2022-07-29 | infections |  |  |  | 41715.06 |  |  | Relax Interventions 50% | Afghanistan | AFG |  |  | FALSE
2022-07-29 | hospital_incidence |  |  |  | 276.33 |  |  | Relax Interventions 50% | Afghanistan | AFG |  |  | FALSE
2022-07-29 | ICU_incidence |  |  |  | 93.39 |  |  | Relax Interventions 50% | Afghanistan | AFG |  |  | FALSE
2022-07-29 | cumulative_infections |  |  |  | 30031943.2 |  |  | Relax Interventions 50% | Afghanistan | AFG |  |  | FALSE
2022-07-30 | hospital_demand |  |  |  | 1343.87 |  |  | Additional 50% Reduction | Afghanistan | AFG |  |  | FALSE
2022-07-30 | ICU_demand |  |  |  | 302.97 |  |  | Additional 50% Reduction | Afghanistan | AFG |  |  | FALSE
2022-07-30 | infections |  |  |  | 6362.57 |  |  | Additional 50% Reduction | Afghanistan | AFG |  |  | FALSE
2022-07-30 | hospital_incidence |  |  |  | 86.5 |  |  | Additional 50% Reduction | Afghanistan | AFG |  |  | FALSE
2022-07-30 | ICU_incidence |  |  |  | 29.37 |  |  | Additional 50% Reduction | Afghanistan | AFG |  |  | FALSE
2022-07-30 | cumulative_infections |  |  |  | 29811242.6 |  |  | Additional 50% Reduction | Afghanistan | AFG |  |  | FALSE
2022-07-30 | hospital_demand |  |  |  | 1691.99 |  |  | Maintain Status Quo | Afghanistan | AFG |  |  | FALSE
2022-07-30 | ICU_demand |  |  |  | 333.62 |  |  | Maintain Status Quo | Afghanistan | AFG |  |  | FALSE
2022-07-30 | infections |  |  |  | 19563.19 |  |  | Maintain Status Quo | Afghanistan | AFG |  |  | FALSE
2022-07-30 | hospital_incidence |  |  |  | 169.24 |  |  | Maintain Status Quo | Afghanistan | AFG |  |  | FALSE
2022-07-30 | ICU_incidence |  |  |  | 57.24 |  |  | Maintain Status Quo | Afghanistan | AFG |  |  | FALSE
2022-07-30 | cumulative_infections |  |  |  | 29920672.8 |  |  | Maintain Status Quo | Afghanistan | AFG |  |  | FALSE
2022-07-30 | hospital_demand |  |  |  | 2132.5 |  |  | Relax Interventions 50% | Afghanistan | AFG |  |  | FALSE
2022-07-30 | ICU_demand |  |  |  | 375.29 |  |  | Relax Interventions 50% | Afghanistan | AFG |  |  | FALSE
2022-07-30 | infections |  |  |  | 43715.79 |  |  | Relax Interventions 50% | Afghanistan | AFG |  |  | FALSE
2022-07-30 | hospital_incidence |  |  |  | 289.61 |  |  | Relax Interventions 50% | Afghanistan | AFG |  |  | FALSE
2022-07-30 | ICU_incidence |  |  |  | 97.73 |  |  | Relax Interventions 50% | Afghanistan | AFG |  |  | FALSE
2022-07-30 | cumulative_infections |  |  |  | 30075659 |  |  | Relax Interventions 50% | Afghanistan | AFG |  |  | FALSE
2022-07-31 | hospital_demand |  |  |  | 1266.37 |  |  | Additional 50% Reduction | Afghanistan | AFG |  |  | FALSE
2022-07-31 | ICU_demand |  |  |  | 298.29 |  |  | Additional 50% Reduction | Afghanistan | AFG |  |  | FALSE
2022-07-31 | infections |  |  |  | 5743.13 |  |  | Additional 50% Reduction | Afghanistan | AFG |  |  | FALSE
2022-07-31 | hospital_incidence |  |  |  | 78.28 |  |  | Additional 50% Reduction | Afghanistan | AFG |  |  | FALSE
2022-07-31 | ICU_incidence |  |  |  | 26.55 |  |  | Additional 50% Reduction | Afghanistan | AFG |  |  | FALSE
2022-07-31 | cumulative_infections |  |  |  | 29816985.7 |  |  | Additional 50% Reduction | Afghanistan | AFG |  |  | FALSE
2022-07-31 | hospital_demand |  |  |  | 1671.09 |  |  | Maintain Status Quo | Afghanistan | AFG |  |  | FALSE
2022-07-31 | ICU_demand |  |  |  | 332.45 |  |  | Maintain Status Quo | Afghanistan | AFG |  |  | FALSE
2022-07-31 | infections |  |  |  | 19289.01 |  |  | Maintain Status Quo | Afghanistan | AFG |  |  | FALSE
2022-07-31 | hospital_incidence |  |  |  | 166.89 |  |  | Maintain Status Quo | Afghanistan | AFG |  |  | FALSE
2022-07-31 | ICU_incidence |  |  |  | 56.36 |  |  | Maintain Status Quo | Afghanistan | AFG |  |  | FALSE
2022-07-31 | cumulative_infections |  |  |  | 29939961.8 |  |  | Maintain Status Quo | Afghanistan | AFG |  |  | FALSE
2022-07-31 | hospital_demand |  |  |  | 2204.34 |  |  | Relax Interventions 50% | Afghanistan | AFG |  |  | FALSE
2022-07-31 | ICU_demand |  |  |  | 380.51 |  |  | Relax Interventions 50% | Afghanistan | AFG |  |  | FALSE
2022-07-31 | infections |  |  |  | 45801.15 |  |  | Relax Interventions 50% | Afghanistan | AFG |  |  | FALSE
2022-07-31 | hospital_incidence |  |  |  | 303.52 |  |  | Relax Interventions 50% | Afghanistan | AFG |  |  | FALSE
2022-07-31 | ICU_incidence |  |  |  | 102.26 |  |  | Relax Interventions 50% | Afghanistan | AFG |  |  | FALSE
2022-07-31 | cumulative_infections |  |  |  | 30121460.2 |  |  | Relax Interventions 50% | Afghanistan | AFG |  |  | FALSE
2022-08-01 | hospital_demand |  |  |  | 1189.06 |  |  | Additional 50% Reduction | Afghanistan | AFG |  |  | FALSE
2022-08-01 | ICU_demand |  |  |  | 293.2 |  |  | Additional 50% Reduction | Afghanistan | AFG |  |  | FALSE
2022-08-01 | infections |  |  |  | 5184.32 |  |  | Additional 50% Reduction | Afghanistan | AFG |  |  | FALSE
2022-08-01 | hospital_incidence |  |  |  | 70.8 |  |  | Additional 50% Reduction | Afghanistan | AFG |  |  | FALSE
2022-08-01 | ICU_incidence |  |  |  | 23.98 |  |  | Additional 50% Reduction | Afghanistan | AFG |  |  | FALSE
2022-08-01 | cumulative_infections |  |  |  | 29822170.1 |  |  | Additional 50% Reduction | Afghanistan | AFG |  |  | FALSE
2022-08-01 | hospital_demand |  |  |  | 1650.13 |  |  | Maintain Status Quo | Afghanistan | AFG |  |  | FALSE
2022-08-01 | ICU_demand |  |  |  | 331.3 |  |  | Maintain Status Quo | Afghanistan | AFG |  |  | FALSE
2022-08-01 | infections |  |  |  | 19018.38 |  |  | Maintain Status Quo | Afghanistan | AFG |  |  | FALSE
2022-08-01 | hospital_incidence |  |  |  | 164.57 |  |  | Maintain Status Quo | Afghanistan | AFG |  |  | FALSE
2022-08-01 | ICU_incidence |  |  |  | 55.5 |  |  | Maintain Status Quo | Afghanistan | AFG |  |  | FALSE
2022-08-01 | cumulative_infections |  |  |  | 29958980.2 |  |  | Maintain Status Quo | Afghanistan | AFG |  |  | FALSE
2022-08-01 | hospital_demand |  |  |  | 2284.07 |  |  | Relax Interventions 50% | Afghanistan | AFG |  |  | FALSE
2022-08-01 | ICU_demand |  |  |  | 386.04 |  |  | Relax Interventions 50% | Afghanistan | AFG |  |  | FALSE
2022-08-01 | infections |  |  |  | 47972.97 |  |  | Relax Interventions 50% | Afghanistan | AFG |  |  | FALSE
2022-08-01 | hospital_incidence |  |  |  | 318.06 |  |  | Relax Interventions 50% | Afghanistan | AFG |  |  | FALSE
2022-08-01 | ICU_incidence |  |  |  | 107.01 |  |  | Relax Interventions 50% | Afghanistan | AFG |  |  | FALSE
2022-08-01 | cumulative_infections |  |  |  | 30169433.1 |  |  | Relax Interventions 50% | Afghanistan | AFG |  |  | FALSE
2022-08-02 | hospital_demand |  |  |  | 1112.84 |  |  | Additional 50% Reduction | Afghanistan | AFG |  |  | FALSE
2022-08-02 | ICU_demand |  |  |  | 287.58 |  |  | Additional 50% Reduction | Afghanistan | AFG |  |  | FALSE
2022-08-02 | infections |  |  |  | 4680.12 |  |  | Additional 50% Reduction | Afghanistan | AFG |  |  | FALSE
2022-08-02 | hospital_incidence |  |  |  | 64 |  |  | Additional 50% Reduction | Afghanistan | AFG |  |  | FALSE
2022-08-02 | ICU_incidence |  |  |  | 21.65 |  |  | Additional 50% Reduction | Afghanistan | AFG |  |  | FALSE
2022-08-02 | cumulative_infections |  |  |  | 29826850.2 |  |  | Additional 50% Reduction | Afghanistan | AFG |  |  | FALSE
2022-08-02 | hospital_demand |  |  |  | 1629.17 |  |  | Maintain Status Quo | Afghanistan | AFG |  |  | FALSE
2022-08-02 | ICU_demand |  |  |  | 330.16 |  |  | Maintain Status Quo | Afghanistan | AFG |  |  | FALSE
2022-08-02 | infections |  |  |  | 18751.27 |  |  | Maintain Status Quo | Afghanistan | AFG |  |  | FALSE
2022-08-02 | hospital_incidence |  |  |  | 162.29 |  |  | Maintain Status Quo | Afghanistan | AFG |  |  | FALSE
2022-08-02 | ICU_incidence |  |  |  | 54.65 |  |  | Maintain Status Quo | Afghanistan | AFG |  |  | FALSE
2022-08-02 | cumulative_infections |  |  |  | 29977731.5 |  |  | Maintain Status Quo | Afghanistan | AFG |  |  | FALSE
2022-08-02 | hospital_demand |  |  |  | 2371.4 |  |  | Relax Interventions 50% | Afghanistan | AFG |  |  | FALSE
2022-08-02 | ICU_demand |  |  |  | 391.86 |  |  | Relax Interventions 50% | Afghanistan | AFG |  |  | FALSE
2022-08-02 | infections |  |  |  | 50232.95 |  |  | Relax Interventions 50% | Afghanistan | AFG |  |  | FALSE
2022-08-02 | hospital_incidence |  |  |  | 333.24 |  |  | Relax Interventions 50% | Afghanistan | AFG |  |  | FALSE
2022-08-02 | ICU_incidence |  |  |  | 111.95 |  |  | Relax Interventions 50% | Afghanistan | AFG |  |  | FALSE
2022-08-02 | cumulative_infections |  |  |  | 30219666.1 |  |  | Relax Interventions 50% | Afghanistan | AFG |  |  | FALSE
2022-08-03 | hospital_demand |  |  |  | 1038.44 |  |  | Additional 50% Reduction | Afghanistan | AFG |  |  | FALSE
2022-08-03 | ICU_demand |  |  |  | 281.43 |  |  | Additional 50% Reduction | Afghanistan | AFG |  |  | FALSE
2022-08-03 | infections |  |  |  | 4225.15 |  |  | Additional 50% Reduction | Afghanistan | AFG |  |  | FALSE
2022-08-03 | hospital_incidence |  |  |  | 57.83 |  |  | Additional 50% Reduction | Afghanistan | AFG |  |  | FALSE
2022-08-03 | ICU_incidence |  |  |  | 19.54 |  |  | Additional 50% Reduction | Afghanistan | AFG |  |  | FALSE
2022-08-03 | cumulative_infections |  |  |  | 29831075.3 |  |  | Additional 50% Reduction | Afghanistan | AFG |  |  | FALSE
2022-08-03 | hospital_demand |  |  |  | 1608.23 |  |  | Maintain Status Quo | Afghanistan | AFG |  |  | FALSE
2022-08-03 | ICU_demand |  |  |  | 329.03 |  |  | Maintain Status Quo | Afghanistan | AFG |  |  | FALSE
2022-08-03 | infections |  |  |  | 18487.67 |  |  | Maintain Status Quo | Afghanistan | AFG |  |  | FALSE
2022-08-03 | hospital_incidence |  |  |  | 160.02 |  |  | Maintain Status Quo | Afghanistan | AFG |  |  | FALSE
2022-08-03 | ICU_incidence |  |  |  | 53.81 |  |  | Maintain Status Quo | Afghanistan | AFG |  |  | FALSE
2022-08-03 | cumulative_infections |  |  |  | 29996219.1 |  |  | Maintain Status Quo | Afghanistan | AFG |  |  | FALSE
2022-08-03 | hospital_demand |  |  |  | 2466.09 |  |  | Relax Interventions 50% | Afghanistan | AFG |  |  | FALSE
2022-08-03 | ICU_demand |  |  |  | 397.98 |  |  | Relax Interventions 50% | Afghanistan | AFG |  |  | FALSE
2022-08-03 | infections |  |  |  | 52582.63 |  |  | Relax Interventions 50% | Afghanistan | AFG |  |  | FALSE
2022-08-03 | hospital_incidence |  |  |  | 349.07 |  |  | Relax Interventions 50% | Afghanistan | AFG |  |  | FALSE
2022-08-03 | ICU_incidence |  |  |  | 117.1 |  |  | Relax Interventions 50% | Afghanistan | AFG |  |  | FALSE
2022-08-03 | cumulative_infections |  |  |  | 30272248.7 |  |  | Relax Interventions 50% | Afghanistan | AFG |  |  | FALSE
2022-08-04 | hospital_demand |  |  |  | 966.45 |  |  | Additional 50% Reduction | Afghanistan | AFG |  |  | FALSE
2022-08-04 | ICU_demand |  |  |  | 274.72 |  |  | Additional 50% Reduction | Afghanistan | AFG |  |  | FALSE
2022-08-04 | infections |  |  |  | 3814.59 |  |  | Additional 50% Reduction | Afghanistan | AFG |  |  | FALSE
2022-08-04 | hospital_incidence |  |  |  | 52.24 |  |  | Additional 50% Reduction | Afghanistan | AFG |  |  | FALSE
2022-08-04 | ICU_incidence |  |  |  | 17.63 |  |  | Additional 50% Reduction | Afghanistan | AFG |  |  | FALSE
2022-08-04 | cumulative_infections |  |  |  | 29834889.9 |  |  | Additional 50% Reduction | Afghanistan | AFG |  |  | FALSE
2022-08-04 | hospital_demand |  |  |  | 1587.36 |  |  | Maintain Status Quo | Afghanistan | AFG |  |  | FALSE
2022-08-04 | ICU_demand |  |  |  | 327.91 |  |  | Maintain Status Quo | Afghanistan | AFG |  |  | FALSE
2022-08-04 | infections |  |  |  | 18227.54 |  |  | Maintain Status Quo | Afghanistan | AFG |  |  | FALSE
2022-08-04 | hospital_incidence |  |  |  | 157.79 |  |  | Maintain Status Quo | Afghanistan | AFG |  |  | FALSE
2022-08-04 | ICU_incidence |  |  |  | 52.98 |  |  | Maintain Status Quo | Afghanistan | AFG |  |  | FALSE
2022-08-04 | cumulative_infections |  |  |  | 30014446.7 |  |  | Maintain Status Quo | Afghanistan | AFG |  |  | FALSE
2022-08-04 | hospital_demand |  |  |  | 2567.92 |  |  | Relax Interventions 50% | Afghanistan | AFG |  |  | FALSE
2022-08-04 | ICU_demand |  |  |  | 404.38 |  |  | Relax Interventions 50% | Afghanistan | AFG |  |  | FALSE
2022-08-04 | infections |  |  |  | 55023.34 |  |  | Relax Interventions 50% | Afghanistan | AFG |  |  | FALSE
2022-08-04 | hospital_incidence |  |  |  | 365.55 |  |  | Relax Interventions 50% | Afghanistan | AFG |  |  | FALSE
2022-08-04 | ICU_incidence |  |  |  | 122.47 |  |  | Relax Interventions 50% | Afghanistan | AFG |  |  | FALSE
2022-08-04 | cumulative_infections |  |  |  | 30327272.1 |  |  | Relax Interventions 50% | Afghanistan | AFG |  |  | FALSE
2022-08-05 | hospital_demand |  |  |  | 897.3 |  |  | Additional 50% Reduction | Afghanistan | AFG |  |  | FALSE
2022-08-05 | ICU_demand |  |  |  | 267.43 |  |  | Additional 50% Reduction | Afghanistan | AFG |  |  | FALSE
2022-08-05 | infections |  |  |  | 3444.1 |  |  | Additional 50% Reduction | Afghanistan | AFG |  |  | FALSE
2022-08-05 | hospital_incidence |  |  |  | 47.19 |  |  | Additional 50% Reduction | Afghanistan | AFG |  |  | FALSE
2022-08-05 | ICU_incidence |  |  |  | 15.9 |  |  | Additional 50% Reduction | Afghanistan | AFG |  |  | FALSE
2022-08-05 | cumulative_infections |  |  |  | 29838334 |  |  | Additional 50% Reduction | Afghanistan | AFG |  |  | FALSE
2022-08-05 | hospital_demand |  |  |  | 1566.59 |  |  | Maintain Status Quo | Afghanistan | AFG |  |  | FALSE
2022-08-05 | ICU_demand |  |  |  | 326.81 |  |  | Maintain Status Quo | Afghanistan | AFG |  |  | FALSE
2022-08-05 | infections |  |  |  | 17970.86 |  |  | Maintain Status Quo | Afghanistan | AFG |  |  | FALSE
2022-08-05 | hospital_incidence |  |  |  | 155.59 |  |  | Maintain Status Quo | Afghanistan | AFG |  |  | FALSE
2022-08-05 | ICU_incidence |  |  |  | 52.17 |  |  | Maintain Status Quo | Afghanistan | AFG |  |  | FALSE
2022-08-05 | cumulative_infections |  |  |  | 30032417.5 |  |  | Maintain Status Quo | Afghanistan | AFG |  |  | FALSE
2022-08-05 | hospital_demand |  |  |  | 2676.73 |  |  | Relax Interventions 50% | Afghanistan | AFG |  |  | FALSE
2022-08-05 | ICU_demand |  |  |  | 411.07 |  |  | Relax Interventions 50% | Afghanistan | AFG |  |  | FALSE
2022-08-05 | infections |  |  |  | 57556.14 |  |  | Relax Interventions 50% | Afghanistan | AFG |  |  | FALSE
2022-08-05 | hospital_incidence |  |  |  | 382.69 |  |  | Relax Interventions 50% | Afghanistan | AFG |  |  | FALSE
2022-08-05 | ICU_incidence |  |  |  | 128.05 |  |  | Relax Interventions 50% | Afghanistan | AFG |  |  | FALSE
2022-08-05 | cumulative_infections |  |  |  | 30384828.2 |  |  | Relax Interventions 50% | Afghanistan | AFG |  |  | FALSE
2022-08-06 | hospital_demand |  |  |  | 831.31 |  |  | Additional 50% Reduction | Afghanistan | AFG |  |  | FALSE
2022-08-06 | ICU_demand |  |  |  | 259.53 |  |  | Additional 50% Reduction | Afghanistan | AFG |  |  | FALSE
2022-08-06 | infections |  |  |  | 3109.76 |  |  | Additional 50% Reduction | Afghanistan | AFG |  |  | FALSE
2022-08-06 | hospital_incidence |  |  |  | 42.62 |  |  | Additional 50% Reduction | Afghanistan | AFG |  |  | FALSE
2022-08-06 | ICU_incidence |  |  |  | 14.35 |  |  | Additional 50% Reduction | Afghanistan | AFG |  |  | FALSE
2022-08-06 | cumulative_infections |  |  |  | 29841443.8 |  |  | Additional 50% Reduction | Afghanistan | AFG |  |  | FALSE
2022-08-06 | hospital_demand |  |  |  | 1545.94 |  |  | Maintain Status Quo | Afghanistan | AFG |  |  | FALSE
2022-08-06 | ICU_demand |  |  |  | 325.73 |  |  | Maintain Status Quo | Afghanistan | AFG |  |  | FALSE
2022-08-06 | infections |  |  |  | 17717.6 |  |  | Maintain Status Quo | Afghanistan | AFG |  |  | FALSE
2022-08-06 | hospital_incidence |  |  |  | 153.41 |  |  | Maintain Status Quo | Afghanistan | AFG |  |  | FALSE
2022-08-06 | ICU_incidence |  |  |  | 51.37 |  |  | Maintain Status Quo | Afghanistan | AFG |  |  | FALSE
2022-08-06 | cumulative_infections |  |  |  | 30050135.2 |  |  | Maintain Status Quo | Afghanistan | AFG |  |  | FALSE
2022-08-06 | hospital_demand |  |  |  | 2792.34 |  |  | Relax Interventions 50% | Afghanistan | AFG |  |  | FALSE
2022-08-06 | ICU_demand |  |  |  | 418.05 |  |  | Relax Interventions 50% | Afghanistan | AFG |  |  | FALSE
2022-08-06 | infections |  |  |  | 60181.82 |  |  | Relax Interventions 50% | Afghanistan | AFG |  |  | FALSE
2022-08-06 | hospital_incidence |  |  |  | 400.51 |  |  | Relax Interventions 50% | Afghanistan | AFG |  |  | FALSE
2022-08-06 | ICU_incidence |  |  |  | 133.84 |  |  | Relax Interventions 50% | Afghanistan | AFG |  |  | FALSE
2022-08-06 | cumulative_infections |  |  |  | 30445010 |  |  | Relax Interventions 50% | Afghanistan | AFG |  |  | FALSE
2022-08-07 | hospital_demand |  |  |  | 768.7 |  |  | Additional 50% Reduction | Afghanistan | AFG |  |  | FALSE
2022-08-07 | ICU_demand |  |  |  | 251 |  |  | Additional 50% Reduction | Afghanistan | AFG |  |  | FALSE
2022-08-07 | infections |  |  |  | 2808.04 |  |  | Additional 50% Reduction | Afghanistan | AFG |  |  | FALSE
2022-08-07 | hospital_incidence |  |  |  | 38.49 |  |  | Additional 50% Reduction | Afghanistan | AFG |  |  | FALSE
2022-08-07 | ICU_incidence |  |  |  | 12.94 |  |  | Additional 50% Reduction | Afghanistan | AFG |  |  | FALSE
2022-08-07 | cumulative_infections |  |  |  | 29844251.8 |  |  | Additional 50% Reduction | Afghanistan | AFG |  |  | FALSE
2022-08-07 | hospital_demand |  |  |  | 1525.43 |  |  | Maintain Status Quo | Afghanistan | AFG |  |  | FALSE
2022-08-07 | ICU_demand |  |  |  | 324.66 |  |  | Maintain Status Quo | Afghanistan | AFG |  |  | FALSE
2022-08-07 | infections |  |  |  | 17467.74 |  |  | Maintain Status Quo | Afghanistan | AFG |  |  | FALSE
2022-08-07 | hospital_incidence |  |  |  | 151.26 |  |  | Maintain Status Quo | Afghanistan | AFG |  |  | FALSE
2022-08-07 | ICU_incidence |  |  |  | 50.58 |  |  | Maintain Status Quo | Afghanistan | AFG |  |  | FALSE
2022-08-07 | cumulative_infections |  |  |  | 30067602.9 |  |  | Maintain Status Quo | Afghanistan | AFG |  |  | FALSE
2022-08-07 | hospital_demand |  |  |  | 2914.66 |  |  | Relax Interventions 50% | Afghanistan | AFG |  |  | FALSE
2022-08-07 | ICU_demand |  |  |  | 425.33 |  |  | Relax Interventions 50% | Afghanistan | AFG |  |  | FALSE
2022-08-07 | infections |  |  |  | 62900.78 |  |  | Relax Interventions 50% | Afghanistan | AFG |  |  | FALSE
2022-08-07 | hospital_incidence |  |  |  | 419 |  |  | Relax Interventions 50% | Afghanistan | AFG |  |  | FALSE
2022-08-07 | ICU_incidence |  |  |  | 139.85 |  |  | Relax Interventions 50% | Afghanistan | AFG |  |  | FALSE
2022-08-07 | cumulative_infections |  |  |  | 30507910.8 |  |  | Relax Interventions 50% | Afghanistan | AFG |  |  | FALSE
2022-08-08 | hospital_demand |  |  |  | 709.56 |  |  | Additional 50% Reduction | Afghanistan | AFG |  |  | FALSE
2022-08-08 | ICU_demand |  |  |  | 241.93 |  |  | Additional 50% Reduction | Afghanistan | AFG |  |  | FALSE
2022-08-08 | infections |  |  |  | 2535.75 |  |  | Additional 50% Reduction | Afghanistan | AFG |  |  | FALSE
2022-08-08 | hospital_incidence |  |  |  | 34.76 |  |  | Additional 50% Reduction | Afghanistan | AFG |  |  | FALSE
2022-08-08 | ICU_incidence |  |  |  | 11.67 |  |  | Additional 50% Reduction | Afghanistan | AFG |  |  | FALSE
2022-08-08 | cumulative_infections |  |  |  | 29846787.6 |  |  | Additional 50% Reduction | Afghanistan | AFG |  |  | FALSE
2022-08-08 | hospital_demand |  |  |  | 1505.09 |  |  | Maintain Status Quo | Afghanistan | AFG |  |  | FALSE
2022-08-08 | ICU_demand |  |  |  | 323.6 |  |  | Maintain Status Quo | Afghanistan | AFG |  |  | FALSE
2022-08-08 | infections |  |  |  | 17221.23 |  |  | Maintain Status Quo | Afghanistan | AFG |  |  | FALSE
2022-08-08 | hospital_incidence |  |  |  | 149.14 |  |  | Maintain Status Quo | Afghanistan | AFG |  |  | FALSE
2022-08-08 | ICU_incidence |  |  |  | 49.8 |  |  | Maintain Status Quo | Afghanistan | AFG |  |  | FALSE
2022-08-08 | cumulative_infections |  |  |  | 30084824.1 |  |  | Maintain Status Quo | Afghanistan | AFG |  |  | FALSE
2022-08-08 | hospital_demand |  |  |  | 3043.59 |  |  | Relax Interventions 50% | Afghanistan | AFG |  |  | FALSE
2022-08-08 | ICU_demand |  |  |  | 432.89 |  |  | Relax Interventions 50% | Afghanistan | AFG |  |  | FALSE
2022-08-08 | infections |  |  |  | 65713.06 |  |  | Relax Interventions 50% | Afghanistan | AFG |  |  | FALSE
2022-08-08 | hospital_incidence |  |  |  | 438.18 |  |  | Relax Interventions 50% | Afghanistan | AFG |  |  | FALSE
2022-08-08 | ICU_incidence |  |  |  | 146.09 |  |  | Relax Interventions 50% | Afghanistan | AFG |  |  | FALSE
2022-08-08 | cumulative_infections |  |  |  | 30573623.9 |  |  | Relax Interventions 50% | Afghanistan | AFG |  |  | FALSE
2022-08-09 | hospital_demand |  |  |  | 653.96 |  |  | Additional 50% Reduction | Afghanistan | AFG |  |  | FALSE
2022-08-09 | ICU_demand |  |  |  | 232.41 |  |  | Additional 50% Reduction | Afghanistan | AFG |  |  | FALSE
2022-08-09 | infections |  |  |  | 2290 |  |  | Additional 50% Reduction | Afghanistan | AFG |  |  | FALSE
2022-08-09 | hospital_incidence |  |  |  | 31.39 |  |  | Additional 50% Reduction | Afghanistan | AFG |  |  | FALSE
2022-08-09 | ICU_incidence |  |  |  | 10.53 |  |  | Additional 50% Reduction | Afghanistan | AFG |  |  | FALSE
2022-08-09 | cumulative_infections |  |  |  | 29849077.6 |  |  | Additional 50% Reduction | Afghanistan | AFG |  |  | FALSE
2022-08-09 | hospital_demand |  |  |  | 1484.92 |  |  | Maintain Status Quo | Afghanistan | AFG |  |  | FALSE
2022-08-09 | ICU_demand |  |  |  | 322.57 |  |  | Maintain Status Quo | Afghanistan | AFG |  |  | FALSE
2022-08-09 | infections |  |  |  | 16978.07 |  |  | Maintain Status Quo | Afghanistan | AFG |  |  | FALSE
2022-08-09 | hospital_incidence |  |  |  | 147.05 |  |  | Maintain Status Quo | Afghanistan | AFG |  |  | FALSE
2022-08-09 | ICU_incidence |  |  |  | 49.03 |  |  | Maintain Status Quo | Afghanistan | AFG |  |  | FALSE
2022-08-09 | cumulative_infections |  |  |  | 30101802.2 |  |  | Maintain Status Quo | Afghanistan | AFG |  |  | FALSE
2022-08-09 | hospital_demand |  |  |  | 3179.04 |  |  | Relax Interventions 50% | Afghanistan | AFG |  |  | FALSE
2022-08-09 | ICU_demand |  |  |  | 440.75 |  |  | Relax Interventions 50% | Afghanistan | AFG |  |  | FALSE
2022-08-09 | infections |  |  |  | 68618.26 |  |  | Relax Interventions 50% | Afghanistan | AFG |  |  | FALSE
2022-08-09 | hospital_incidence |  |  |  | 458.04 |  |  | Relax Interventions 50% | Afghanistan | AFG |  |  | FALSE
2022-08-09 | ICU_incidence |  |  |  | 152.55 |  |  | Relax Interventions 50% | Afghanistan | AFG |  |  | FALSE
2022-08-09 | cumulative_infections |  |  |  | 30642242.1 |  |  | Relax Interventions 50% | Afghanistan | AFG |  |  | FALSE
2022-08-10 | hospital_demand |  |  |  | 601.86 |  |  | Additional 50% Reduction | Afghanistan | AFG |  |  | FALSE
2022-08-10 | ICU_demand |  |  |  | 222.51 |  |  | Additional 50% Reduction | Afghanistan | AFG |  |  | FALSE
2022-08-10 | infections |  |  |  | 2068.2 |  |  | Additional 50% Reduction | Afghanistan | AFG |  |  | FALSE
2022-08-10 | hospital_incidence |  |  |  | 28.35 |  |  | Additional 50% Reduction | Afghanistan | AFG |  |  | FALSE
2022-08-10 | ICU_incidence |  |  |  | 9.5 |  |  | Additional 50% Reduction | Afghanistan | AFG |  |  | FALSE
2022-08-10 | cumulative_infections |  |  |  | 29851145.8 |  |  | Additional 50% Reduction | Afghanistan | AFG |  |  | FALSE
2022-08-10 | hospital_demand |  |  |  | 1464.93 |  |  | Maintain Status Quo | Afghanistan | AFG |  |  | FALSE
2022-08-10 | ICU_demand |  |  |  | 321.54 |  |  | Maintain Status Quo | Afghanistan | AFG |  |  | FALSE
2022-08-10 | infections |  |  |  | 16738.21 |  |  | Maintain Status Quo | Afghanistan | AFG |  |  | FALSE
2022-08-10 | hospital_incidence |  |  |  | 144.98 |  |  | Maintain Status Quo | Afghanistan | AFG |  |  | FALSE
2022-08-10 | ICU_incidence |  |  |  | 48.28 |  |  | Maintain Status Quo | Afghanistan | AFG |  |  | FALSE
2022-08-10 | cumulative_infections |  |  |  | 30118540.4 |  |  | Maintain Status Quo | Afghanistan | AFG |  |  | FALSE
2022-08-10 | hospital_demand |  |  |  | 3320.96 |  |  | Relax Interventions 50% | Afghanistan | AFG |  |  | FALSE
2022-08-10 | ICU_demand |  |  |  | 448.91 |  |  | Relax Interventions 50% | Afghanistan | AFG |  |  | FALSE
2022-08-10 | infections |  |  |  | 71615.5 |  |  | Relax Interventions 50% | Afghanistan | AFG |  |  | FALSE
2022-08-10 | hospital_incidence |  |  |  | 478.59 |  |  | Relax Interventions 50% | Afghanistan | AFG |  |  | FALSE
2022-08-10 | ICU_incidence |  |  |  | 159.23 |  |  | Relax Interventions 50% | Afghanistan | AFG |  |  | FALSE
2022-08-10 | cumulative_infections |  |  |  | 30713857.6 |  |  | Relax Interventions 50% | Afghanistan | AFG |  |  | FALSE
2022-08-11 | hospital_demand |  |  |  | 553.21 |  |  | Additional 50% Reduction | Afghanistan | AFG |  |  | FALSE
2022-08-11 | ICU_demand |  |  |  | 212.35 |  |  | Additional 50% Reduction | Afghanistan | AFG |  |  | FALSE
2022-08-11 | infections |  |  |  | 1868 |  |  | Additional 50% Reduction | Afghanistan | AFG |  |  | FALSE
2022-08-11 | hospital_incidence |  |  |  | 25.61 |  |  | Additional 50% Reduction | Afghanistan | AFG |  |  | FALSE
2022-08-11 | ICU_incidence |  |  |  | 8.57 |  |  | Additional 50% Reduction | Afghanistan | AFG |  |  | FALSE
2022-08-11 | cumulative_infections |  |  |  | 29853013.8 |  |  | Additional 50% Reduction | Afghanistan | AFG |  |  | FALSE
2022-08-11 | hospital_demand |  |  |  | 1445.15 |  |  | Maintain Status Quo | Afghanistan | AFG |  |  | FALSE
2022-08-11 | ICU_demand |  |  |  | 320.53 |  |  | Maintain Status Quo | Afghanistan | AFG |  |  | FALSE
2022-08-11 | infections |  |  |  | 16501.63 |  |  | Maintain Status Quo | Afghanistan | AFG |  |  | FALSE
2022-08-11 | hospital_incidence |  |  |  | 142.94 |  |  | Maintain Status Quo | Afghanistan | AFG |  |  | FALSE
2022-08-11 | ICU_incidence |  |  |  | 47.54 |  |  | Maintain Status Quo | Afghanistan | AFG |  |  | FALSE
2022-08-11 | cumulative_infections |  |  |  | 30135042 |  |  | Maintain Status Quo | Afghanistan | AFG |  |  | FALSE
2022-08-11 | hospital_demand |  |  |  | 3469.29 |  |  | Relax Interventions 50% | Afghanistan | AFG |  |  | FALSE
2022-08-11 | ICU_demand |  |  |  | 457.36 |  |  | Relax Interventions 50% | Afghanistan | AFG |  |  | FALSE
2022-08-11 | infections |  |  |  | 74703.39 |  |  | Relax Interventions 50% | Afghanistan | AFG |  |  | FALSE
2022-08-11 | hospital_incidence |  |  |  | 499.82 |  |  | Relax Interventions 50% | Afghanistan | AFG |  |  | FALSE
2022-08-11 | ICU_incidence |  |  |  | 166.14 |  |  | Relax Interventions 50% | Afghanistan | AFG |  |  | FALSE
2022-08-11 | cumulative_infections |  |  |  | 30788561 |  |  | Relax Interventions 50% | Afghanistan | AFG |  |  | FALSE
2022-08-12 | hospital_demand |  |  |  | 507.9 |  |  | Additional 50% Reduction | Afghanistan | AFG |  |  | FALSE
2022-08-12 | ICU_demand |  |  |  | 202.04 |  |  | Additional 50% Reduction | Afghanistan | AFG |  |  | FALSE
2022-08-12 | infections |  |  |  | 1687.29 |  |  | Additional 50% Reduction | Afghanistan | AFG |  |  | FALSE
2022-08-12 | hospital_incidence |  |  |  | 23.13 |  |  | Additional 50% Reduction | Afghanistan | AFG |  |  | FALSE
2022-08-12 | ICU_incidence |  |  |  | 7.73 |  |  | Additional 50% Reduction | Afghanistan | AFG |  |  | FALSE
2022-08-12 | cumulative_infections |  |  |  | 29854701.1 |  |  | Additional 50% Reduction | Afghanistan | AFG |  |  | FALSE
2022-08-12 | hospital_demand |  |  |  | 1425.57 |  |  | Maintain Status Quo | Afghanistan | AFG |  |  | FALSE
2022-08-12 | ICU_demand |  |  |  | 319.53 |  |  | Maintain Status Quo | Afghanistan | AFG |  |  | FALSE
2022-08-12 | infections |  |  |  | 16268.3 |  |  | Maintain Status Quo | Afghanistan | AFG |  |  | FALSE
2022-08-12 | hospital_incidence |  |  |  | 140.93 |  |  | Maintain Status Quo | Afghanistan | AFG |  |  | FALSE
2022-08-12 | ICU_incidence |  |  |  | 46.81 |  |  | Maintain Status Quo | Afghanistan | AFG |  |  | FALSE
2022-08-12 | cumulative_infections |  |  |  | 30151310.3 |  |  | Maintain Status Quo | Afghanistan | AFG |  |  | FALSE
2022-08-12 | hospital_demand |  |  |  | 3623.99 |  |  | Relax Interventions 50% | Afghanistan | AFG |  |  | FALSE
2022-08-12 | ICU_demand |  |  |  | 466.11 |  |  | Relax Interventions 50% | Afghanistan | AFG |  |  | FALSE
2022-08-12 | infections |  |  |  | 77879.96 |  |  | Relax Interventions 50% | Afghanistan | AFG |  |  | FALSE
2022-08-12 | hospital_incidence |  |  |  | 521.73 |  |  | Relax Interventions 50% | Afghanistan | AFG |  |  | FALSE
2022-08-12 | ICU_incidence |  |  |  | 173.27 |  |  | Relax Interventions 50% | Afghanistan | AFG |  |  | FALSE
2022-08-12 | cumulative_infections |  |  |  | 30866441 |  |  | Relax Interventions 50% | Afghanistan | AFG |  |  | FALSE
2022-08-13 | hospital_demand |  |  |  | 465.82 |  |  | Additional 50% Reduction | Afghanistan | AFG |  |  | FALSE
2022-08-13 | ICU_demand |  |  |  | 191.69 |  |  | Additional 50% Reduction | Afghanistan | AFG |  |  | FALSE
2022-08-13 | infections |  |  |  | 1524.17 |  |  | Additional 50% Reduction | Afghanistan | AFG |  |  | FALSE
2022-08-13 | hospital_incidence |  |  |  | 20.89 |  |  | Additional 50% Reduction | Afghanistan | AFG |  |  | FALSE
2022-08-13 | ICU_incidence |  |  |  | 6.97 |  |  | Additional 50% Reduction | Afghanistan | AFG |  |  | FALSE
2022-08-13 | cumulative_infections |  |  |  | 29856225.2 |  |  | Additional 50% Reduction | Afghanistan | AFG |  |  | FALSE
2022-08-13 | hospital_demand |  |  |  | 1406.2 |  |  | Maintain Status Quo | Afghanistan | AFG |  |  | FALSE
2022-08-13 | ICU_demand |  |  |  | 318.54 |  |  | Maintain Status Quo | Afghanistan | AFG |  |  | FALSE
2022-08-13 | infections |  |  |  | 16038.18 |  |  | Maintain Status Quo | Afghanistan | AFG |  |  | FALSE
2022-08-13 | hospital_incidence |  |  |  | 138.95 |  |  | Maintain Status Quo | Afghanistan | AFG |  |  | FALSE
2022-08-13 | ICU_incidence |  |  |  | 46.09 |  |  | Maintain Status Quo | Afghanistan | AFG |  |  | FALSE
2022-08-13 | cumulative_infections |  |  |  | 30167348.5 |  |  | Maintain Status Quo | Afghanistan | AFG |  |  | FALSE
2022-08-13 | hospital_demand |  |  |  | 3785.01 |  |  | Relax Interventions 50% | Afghanistan | AFG |  |  | FALSE
2022-08-13 | ICU_demand |  |  |  | 475.15 |  |  | Relax Interventions 50% | Afghanistan | AFG |  |  | FALSE
2022-08-13 | infections |  |  |  | 81142.65 |  |  | Relax Interventions 50% | Afghanistan | AFG |  |  | FALSE
2022-08-13 | hospital_incidence |  |  |  | 544.31 |  |  | Relax Interventions 50% | Afghanistan | AFG |  |  | FALSE
2022-08-13 | ICU_incidence |  |  |  | 180.63 |  |  | Relax Interventions 50% | Afghanistan | AFG |  |  | FALSE
2022-08-13 | cumulative_infections |  |  |  | 30947583.6 |  |  | Relax Interventions 50% | Afghanistan | AFG |  |  | FALSE
2022-08-14 | hospital_demand |  |  |  | 426.82 |  |  | Additional 50% Reduction | Afghanistan | AFG |  |  | FALSE
2022-08-14 | ICU_demand |  |  |  | 181.41 |  |  | Additional 50% Reduction | Afghanistan | AFG |  |  | FALSE
2022-08-14 | infections |  |  |  | 1376.9 |  |  | Additional 50% Reduction | Afghanistan | AFG |  |  | FALSE
2022-08-14 | hospital_incidence |  |  |  | 18.87 |  |  | Additional 50% Reduction | Afghanistan | AFG |  |  | FALSE
2022-08-14 | ICU_incidence |  |  |  | 6.29 |  |  | Additional 50% Reduction | Afghanistan | AFG |  |  | FALSE
2022-08-14 | cumulative_infections |  |  |  | 29857602.1 |  |  | Additional 50% Reduction | Afghanistan | AFG |  |  | FALSE
2022-08-14 | hospital_demand |  |  |  | 1387.06 |  |  | Maintain Status Quo | Afghanistan | AFG |  |  | FALSE
2022-08-14 | ICU_demand |  |  |  | 317.55 |  |  | Maintain Status Quo | Afghanistan | AFG |  |  | FALSE
2022-08-14 | infections |  |  |  | 15811.26 |  |  | Maintain Status Quo | Afghanistan | AFG |  |  | FALSE
2022-08-14 | hospital_incidence |  |  |  | 136.99 |  |  | Maintain Status Quo | Afghanistan | AFG |  |  | FALSE
2022-08-14 | ICU_incidence |  |  |  | 45.38 |  |  | Maintain Status Quo | Afghanistan | AFG |  |  | FALSE
2022-08-14 | cumulative_infections |  |  |  | 30183159.8 |  |  | Maintain Status Quo | Afghanistan | AFG |  |  | FALSE
2022-08-14 | hospital_demand |  |  |  | 3952.3 |  |  | Relax Interventions 50% | Afghanistan | AFG |  |  | FALSE
2022-08-14 | ICU_demand |  |  |  | 484.48 |  |  | Relax Interventions 50% | Afghanistan | AFG |  |  | FALSE
2022-08-14 | infections |  |  |  | 84488.25 |  |  | Relax Interventions 50% | Afghanistan | AFG |  |  | FALSE
2022-08-14 | hospital_incidence |  |  |  | 567.55 |  |  | Relax Interventions 50% | Afghanistan | AFG |  |  | FALSE
2022-08-14 | ICU_incidence |  |  |  | 188.2 |  |  | Relax Interventions 50% | Afghanistan | AFG |  |  | FALSE
2022-08-14 | cumulative_infections |  |  |  | 31032071.9 |  |  | Relax Interventions 50% | Afghanistan | AFG |  |  | FALSE
2022-08-15 | hospital_demand |  |  |  | 390.76 |  |  | Additional 50% Reduction | Afghanistan | AFG |  |  | FALSE
2022-08-15 | ICU_demand |  |  |  | 171.26 |  |  | Additional 50% Reduction | Afghanistan | AFG |  |  | FALSE
2022-08-15 | infections |  |  |  | 1243.96 |  |  | Additional 50% Reduction | Afghanistan | AFG |  |  | FALSE
2022-08-15 | hospital_incidence |  |  |  | 17.05 |  |  | Additional 50% Reduction | Afghanistan | AFG |  |  | FALSE
2022-08-15 | ICU_incidence |  |  |  | 5.67 |  |  | Additional 50% Reduction | Afghanistan | AFG |  |  | FALSE
2022-08-15 | cumulative_infections |  |  |  | 29858846.1 |  |  | Additional 50% Reduction | Afghanistan | AFG |  |  | FALSE
2022-08-15 | hospital_demand |  |  |  | 1368.13 |  |  | Maintain Status Quo | Afghanistan | AFG |  |  | FALSE
2022-08-15 | ICU_demand |  |  |  | 316.56 |  |  | Maintain Status Quo | Afghanistan | AFG |  |  | FALSE
2022-08-15 | infections |  |  |  | 15587.49 |  |  | Maintain Status Quo | Afghanistan | AFG |  |  | FALSE
2022-08-15 | hospital_incidence |  |  |  | 135.06 |  |  | Maintain Status Quo | Afghanistan | AFG |  |  | FALSE
2022-08-15 | ICU_incidence |  |  |  | 44.68 |  |  | Maintain Status Quo | Afghanistan | AFG |  |  | FALSE
2022-08-15 | cumulative_infections |  |  |  | 30198747.3 |  |  | Maintain Status Quo | Afghanistan | AFG |  |  | FALSE
2022-08-15 | hospital_demand |  |  |  | 4125.8 |  |  | Relax Interventions 50% | Afghanistan | AFG |  |  | FALSE
2022-08-15 | ICU_demand |  |  |  | 494.1 |  |  | Relax Interventions 50% | Afghanistan | AFG |  |  | FALSE
2022-08-15 | infections |  |  |  | 87912.9 |  |  | Relax Interventions 50% | Afghanistan | AFG |  |  | FALSE
2022-08-15 | hospital_incidence |  |  |  | 591.42 |  |  | Relax Interventions 50% | Afghanistan | AFG |  |  | FALSE
2022-08-15 | ICU_incidence |  |  |  | 195.99 |  |  | Relax Interventions 50% | Afghanistan | AFG |  |  | FALSE
2022-08-15 | cumulative_infections |  |  |  | 31119984.8 |  |  | Relax Interventions 50% | Afghanistan | AFG |  |  | FALSE
2022-08-16 | hospital_demand |  |  |  | 357.46 |  |  | Additional 50% Reduction | Afghanistan | AFG |  |  | FALSE
2022-08-16 | ICU_demand |  |  |  | 161.32 |  |  | Additional 50% Reduction | Afghanistan | AFG |  |  | FALSE
2022-08-16 | infections |  |  |  | 1123.92 |  |  | Additional 50% Reduction | Afghanistan | AFG |  |  | FALSE
2022-08-16 | hospital_incidence |  |  |  | 15.4 |  |  | Additional 50% Reduction | Afghanistan | AFG |  |  | FALSE
2022-08-16 | ICU_incidence |  |  |  | 5.12 |  |  | Additional 50% Reduction | Afghanistan | AFG |  |  | FALSE
2022-08-16 | cumulative_infections |  |  |  | 29859970 |  |  | Additional 50% Reduction | Afghanistan | AFG |  |  | FALSE
2022-08-16 | hospital_demand |  |  |  | 1349.43 |  |  | Maintain Status Quo | Afghanistan | AFG |  |  | FALSE
2022-08-16 | ICU_demand |  |  |  | 315.57 |  |  | Maintain Status Quo | Afghanistan | AFG |  |  | FALSE
2022-08-16 | infections |  |  |  | 15366.84 |  |  | Maintain Status Quo | Afghanistan | AFG |  |  | FALSE
2022-08-16 | hospital_incidence |  |  |  | 133.15 |  |  | Maintain Status Quo | Afghanistan | AFG |  |  | FALSE
2022-08-16 | ICU_incidence |  |  |  | 43.99 |  |  | Maintain Status Quo | Afghanistan | AFG |  |  | FALSE
2022-08-16 | cumulative_infections |  |  |  | 30214114.1 |  |  | Maintain Status Quo | Afghanistan | AFG |  |  | FALSE
2022-08-16 | hospital_demand |  |  |  | 4305.42 |  |  | Relax Interventions 50% | Afghanistan | AFG |  |  | FALSE
2022-08-16 | ICU_demand |  |  |  | 504.01 |  |  | Relax Interventions 50% | Afghanistan | AFG |  |  | FALSE
2022-08-16 | infections |  |  |  | 91411.99 |  |  | Relax Interventions 50% | Afghanistan | AFG |  |  | FALSE
2022-08-16 | hospital_incidence |  |  |  | 615.9 |  |  | Relax Interventions 50% | Afghanistan | AFG |  |  | FALSE
2022-08-16 | ICU_incidence |  |  |  | 203.99 |  |  | Relax Interventions 50% | Afghanistan | AFG |  |  | FALSE
2022-08-16 | cumulative_infections |  |  |  | 31211396.8 |  |  | Relax Interventions 50% | Afghanistan | AFG |  |  | FALSE
2022-08-17 | hospital_demand |  |  |  | 326.77 |  |  | Additional 50% Reduction | Afghanistan | AFG |  |  | FALSE
2022-08-17 | ICU_demand |  |  |  | 151.65 |  |  | Additional 50% Reduction | Afghanistan | AFG |  |  | FALSE
2022-08-17 | infections |  |  |  | 1015.54 |  |  | Additional 50% Reduction | Afghanistan | AFG |  |  | FALSE
2022-08-17 | hospital_incidence |  |  |  | 13.91 |  |  | Additional 50% Reduction | Afghanistan | AFG |  |  | FALSE
2022-08-17 | ICU_incidence |  |  |  | 4.62 |  |  | Additional 50% Reduction | Afghanistan | AFG |  |  | FALSE
2022-08-17 | cumulative_infections |  |  |  | 29860985.6 |  |  | Additional 50% Reduction | Afghanistan | AFG |  |  | FALSE
2022-08-17 | hospital_demand |  |  |  | 1330.96 |  |  | Maintain Status Quo | Afghanistan | AFG |  |  | FALSE
2022-08-17 | ICU_demand |  |  |  | 314.57 |  |  | Maintain Status Quo | Afghanistan | AFG |  |  | FALSE
2022-08-17 | infections |  |  |  | 15149.3 |  |  | Maintain Status Quo | Afghanistan | AFG |  |  | FALSE
2022-08-17 | hospital_incidence |  |  |  | 131.28 |  |  | Maintain Status Quo | Afghanistan | AFG |  |  | FALSE
2022-08-17 | ICU_incidence |  |  |  | 43.32 |  |  | Maintain Status Quo | Afghanistan | AFG |  |  | FALSE
2022-08-17 | cumulative_infections |  |  |  | 30229263.4 |  |  | Maintain Status Quo | Afghanistan | AFG |  |  | FALSE
2022-08-17 | hospital_demand |  |  |  | 4491.08 |  |  | Relax Interventions 50% | Afghanistan | AFG |  |  | FALSE
2022-08-17 | ICU_demand |  |  |  | 514.19 |  |  | Relax Interventions 50% | Afghanistan | AFG |  |  | FALSE
2022-08-17 | infections |  |  |  | 94980.21 |  |  | Relax Interventions 50% | Afghanistan | AFG |  |  | FALSE
2022-08-17 | hospital_incidence |  |  |  | 640.97 |  |  | Relax Interventions 50% | Afghanistan | AFG |  |  | FALSE
2022-08-17 | ICU_incidence |  |  |  | 212.19 |  |  | Relax Interventions 50% | Afghanistan | AFG |  |  | FALSE
2022-08-17 | cumulative_infections |  |  |  | 31306377 |  |  | Relax Interventions 50% | Afghanistan | AFG |  |  | FALSE
2022-08-18 | hospital_demand |  |  |  | 298.52 |  |  | Additional 50% Reduction | Afghanistan | AFG |  |  | FALSE
2022-08-18 | ICU_demand |  |  |  | 142.28 |  |  | Additional 50% Reduction | Afghanistan | AFG |  |  | FALSE
2022-08-18 | infections |  |  |  | 917.68 |  |  | Additional 50% Reduction | Afghanistan | AFG |  |  | FALSE
2022-08-18 | hospital_incidence |  |  |  | 12.57 |  |  | Additional 50% Reduction | Afghanistan | AFG |  |  | FALSE
2022-08-18 | ICU_incidence |  |  |  | 4.17 |  |  | Additional 50% Reduction | Afghanistan | AFG |  |  | FALSE
2022-08-18 | cumulative_infections |  |  |  | 29861903.2 |  |  | Additional 50% Reduction | Afghanistan | AFG |  |  | FALSE
2022-08-18 | hospital_demand |  |  |  | 1312.72 |  |  | Maintain Status Quo | Afghanistan | AFG |  |  | FALSE
2022-08-18 | ICU_demand |  |  |  | 313.55 |  |  | Maintain Status Quo | Afghanistan | AFG |  |  | FALSE
2022-08-18 | infections |  |  |  | 14934.82 |  |  | Maintain Status Quo | Afghanistan | AFG |  |  | FALSE
2022-08-18 | hospital_incidence |  |  |  | 129.42 |  |  | Maintain Status Quo | Afghanistan | AFG |  |  | FALSE
2022-08-18 | ICU_incidence |  |  |  | 42.65 |  |  | Maintain Status Quo | Afghanistan | AFG |  |  | FALSE
2022-08-18 | cumulative_infections |  |  |  | 30244198.2 |  |  | Maintain Status Quo | Afghanistan | AFG |  |  | FALSE
2022-08-18 | hospital_demand |  |  |  | 4682.66 |  |  | Relax Interventions 50% | Afghanistan | AFG |  |  | FALSE
2022-08-18 | ICU_demand |  |  |  | 524.64 |  |  | Relax Interventions 50% | Afghanistan | AFG |  |  | FALSE
2022-08-18 | infections |  |  |  | 98611.5 |  |  | Relax Interventions 50% | Afghanistan | AFG |  |  | FALSE
2022-08-18 | hospital_incidence |  |  |  | 666.59 |  |  | Relax Interventions 50% | Afghanistan | AFG |  |  | FALSE
2022-08-18 | ICU_incidence |  |  |  | 220.59 |  |  | Relax Interventions 50% | Afghanistan | AFG |  |  | FALSE
2022-08-18 | cumulative_infections |  |  |  | 31404988.5 |  |  | Relax Interventions 50% | Afghanistan | AFG |  |  | FALSE
2022-08-19 | hospital_demand |  |  |  | 272.56 |  |  | Additional 50% Reduction | Afghanistan | AFG |  |  | FALSE
2022-08-19 | ICU_demand |  |  |  | 133.24 |  |  | Additional 50% Reduction | Afghanistan | AFG |  |  | FALSE
2022-08-19 | infections |  |  |  | 829.31 |  |  | Additional 50% Reduction | Afghanistan | AFG |  |  | FALSE
2022-08-19 | hospital_incidence |  |  |  | 11.36 |  |  | Additional 50% Reduction | Afghanistan | AFG |  |  | FALSE
2022-08-19 | ICU_incidence |  |  |  | 3.76 |  |  | Additional 50% Reduction | Afghanistan | AFG |  |  | FALSE
2022-08-19 | cumulative_infections |  |  |  | 29862732.6 |  |  | Additional 50% Reduction | Afghanistan | AFG |  |  | FALSE
2022-08-19 | hospital_demand |  |  |  | 1294.7 |  |  | Maintain Status Quo | Afghanistan | AFG |  |  | FALSE
2022-08-19 | ICU_demand |  |  |  | 312.51 |  |  | Maintain Status Quo | Afghanistan | AFG |  |  | FALSE
2022-08-19 | infections |  |  |  | 14723.37 |  |  | Maintain Status Quo | Afghanistan | AFG |  |  | FALSE
2022-08-19 | hospital_incidence |  |  |  | 127.59 |  |  | Maintain Status Quo | Afghanistan | AFG |  |  | FALSE
2022-08-19 | ICU_incidence |  |  |  | 42 |  |  | Maintain Status Quo | Afghanistan | AFG |  |  | FALSE
2022-08-19 | cumulative_infections |  |  |  | 30258921.6 |  |  | Maintain Status Quo | Afghanistan | AFG |  |  | FALSE
2022-08-19 | hospital_demand |  |  |  | 4880.02 |  |  | Relax Interventions 50% | Afghanistan | AFG |  |  | FALSE
2022-08-19 | ICU_demand |  |  |  | 535.35 |  |  | Relax Interventions 50% | Afghanistan | AFG |  |  | FALSE
2022-08-19 | infections |  |  |  | 102299.03 |  |  | Relax Interventions 50% | Afghanistan | AFG |  |  | FALSE
2022-08-19 | hospital_incidence |  |  |  | 692.73 |  |  | Relax Interventions 50% | Afghanistan | AFG |  |  | FALSE
2022-08-19 | ICU_incidence |  |  |  | 229.17 |  |  | Relax Interventions 50% | Afghanistan | AFG |  |  | FALSE
2022-08-19 | cumulative_infections |  |  |  | 31507287.5 |  |  | Relax Interventions 50% | Afghanistan | AFG |  |  | FALSE
2022-08-20 | hospital_demand |  |  |  | 248.73 |  |  | Additional 50% Reduction | Afghanistan | AFG |  |  | FALSE
2022-08-20 | ICU_demand |  |  |  | 124.58 |  |  | Additional 50% Reduction | Afghanistan | AFG |  |  | FALSE
2022-08-20 | infections |  |  |  | 749.5 |  |  | Additional 50% Reduction | Afghanistan | AFG |  |  | FALSE
2022-08-20 | hospital_incidence |  |  |  | 10.26 |  |  | Additional 50% Reduction | Afghanistan | AFG |  |  | FALSE
2022-08-20 | ICU_incidence |  |  |  | 3.4 |  |  | Additional 50% Reduction | Afghanistan | AFG |  |  | FALSE
2022-08-20 | cumulative_infections |  |  |  | 29863482.1 |  |  | Additional 50% Reduction | Afghanistan | AFG |  |  | FALSE
2022-08-20 | hospital_demand |  |  |  | 1276.92 |  |  | Maintain Status Quo | Afghanistan | AFG |  |  | FALSE
2022-08-20 | ICU_demand |  |  |  | 311.44 |  |  | Maintain Status Quo | Afghanistan | AFG |  |  | FALSE
2022-08-20 | infections |  |  |  | 14514.93 |  |  | Maintain Status Quo | Afghanistan | AFG |  |  | FALSE
2022-08-20 | hospital_incidence |  |  |  | 125.79 |  |  | Maintain Status Quo | Afghanistan | AFG |  |  | FALSE
2022-08-20 | ICU_incidence |  |  |  | 41.35 |  |  | Maintain Status Quo | Afghanistan | AFG |  |  | FALSE
2022-08-20 | cumulative_infections |  |  |  | 30273436.5 |  |  | Maintain Status Quo | Afghanistan | AFG |  |  | FALSE
2022-08-20 | hospital_demand |  |  |  | 5083 |  |  | Relax Interventions 50% | Afghanistan | AFG |  |  | FALSE
2022-08-20 | ICU_demand |  |  |  | 546.31 |  |  | Relax Interventions 50% | Afghanistan | AFG |  |  | FALSE
2022-08-20 | infections |  |  |  | 106035.24 |  |  | Relax Interventions 50% | Afghanistan | AFG |  |  | FALSE
2022-08-20 | hospital_incidence |  |  |  | 719.34 |  |  | Relax Interventions 50% | Afghanistan | AFG |  |  | FALSE
2022-08-20 | ICU_incidence |  |  |  | 237.93 |  |  | Relax Interventions 50% | Afghanistan | AFG |  |  | FALSE
2022-08-20 | cumulative_infections |  |  |  | 31613322.7 |  |  | Relax Interventions 50% | Afghanistan | AFG |  |  | FALSE
2022-08-21 | hospital_demand |  |  |  | 226.87 |  |  | Additional 50% Reduction | Afghanistan | AFG |  |  | FALSE
2022-08-21 | ICU_demand |  |  |  | 116.29 |  |  | Additional 50% Reduction | Afghanistan | AFG |  |  | FALSE
2022-08-21 | infections |  |  |  | 677.42 |  |  | Additional 50% Reduction | Afghanistan | AFG |  |  | FALSE
2022-08-21 | hospital_incidence |  |  |  | 9.28 |  |  | Additional 50% Reduction | Afghanistan | AFG |  |  | FALSE
2022-08-21 | ICU_incidence |  |  |  | 3.06 |  |  | Additional 50% Reduction | Afghanistan | AFG |  |  | FALSE
2022-08-21 | cumulative_infections |  |  |  | 29864159.5 |  |  | Additional 50% Reduction | Afghanistan | AFG |  |  | FALSE
2022-08-21 | hospital_demand |  |  |  | 1259.37 |  |  | Maintain Status Quo | Afghanistan | AFG |  |  | FALSE
2022-08-21 | ICU_demand |  |  |  | 310.34 |  |  | Maintain Status Quo | Afghanistan | AFG |  |  | FALSE
2022-08-21 | infections |  |  |  | 14309.45 |  |  | Maintain Status Quo | Afghanistan | AFG |  |  | FALSE
2022-08-21 | hospital_incidence |  |  |  | 124.01 |  |  | Maintain Status Quo | Afghanistan | AFG |  |  | FALSE
2022-08-21 | ICU_incidence |  |  |  | 40.72 |  |  | Maintain Status Quo | Afghanistan | AFG |  |  | FALSE
2022-08-21 | cumulative_infections |  |  |  | 30287746 |  |  | Maintain Status Quo | Afghanistan | AFG |  |  | FALSE
2022-08-21 | hospital_demand |  |  |  | 5291.38 |  |  | Relax Interventions 50% | Afghanistan | AFG |  |  | FALSE
2022-08-21 | ICU_demand |  |  |  | 557.5 |  |  | Relax Interventions 50% | Afghanistan | AFG |  |  | FALSE
2022-08-21 | infections |  |  |  | 109811.8 |  |  | Relax Interventions 50% | Afghanistan | AFG |  |  | FALSE
2022-08-21 | hospital_incidence |  |  |  | 746.37 |  |  | Relax Interventions 50% | Afghanistan | AFG |  |  | FALSE
2022-08-21 | ICU_incidence |  |  |  | 246.85 |  |  | Relax Interventions 50% | Afghanistan | AFG |  |  | FALSE
2022-08-21 | cumulative_infections |  |  |  | 31723134.5 |  |  | Relax Interventions 50% | Afghanistan | AFG |  |  | FALSE
2022-08-22 | hospital_demand |  |  |  | 206.84 |  |  | Additional 50% Reduction | Afghanistan | AFG |  |  | FALSE
2022-08-22 | ICU_demand |  |  |  | 108.4 |  |  | Additional 50% Reduction | Afghanistan | AFG |  |  | FALSE
2022-08-22 | infections |  |  |  | 612.32 |  |  | Additional 50% Reduction | Afghanistan | AFG |  |  | FALSE
2022-08-22 | hospital_incidence |  |  |  | 8.38 |  |  | Additional 50% Reduction | Afghanistan | AFG |  |  | FALSE
2022-08-22 | ICU_incidence |  |  |  | 2.77 |  |  | Additional 50% Reduction | Afghanistan | AFG |  |  | FALSE
2022-08-22 | cumulative_infections |  |  |  | 29864771.8 |  |  | Additional 50% Reduction | Afghanistan | AFG |  |  | FALSE
2022-08-22 | hospital_demand |  |  |  | 1242.04 |  |  | Maintain Status Quo | Afghanistan | AFG |  |  | FALSE
2022-08-22 | ICU_demand |  |  |  | 309.21 |  |  | Maintain Status Quo | Afghanistan | AFG |  |  | FALSE
2022-08-22 | infections |  |  |  | 14106.92 |  |  | Maintain Status Quo | Afghanistan | AFG |  |  | FALSE
2022-08-22 | hospital_incidence |  |  |  | 122.26 |  |  | Maintain Status Quo | Afghanistan | AFG |  |  | FALSE
2022-08-22 | ICU_incidence |  |  |  | 40.09 |  |  | Maintain Status Quo | Afghanistan | AFG |  |  | FALSE
2022-08-22 | cumulative_infections |  |  |  | 30301852.9 |  |  | Maintain Status Quo | Afghanistan | AFG |  |  | FALSE
2022-08-22 | hospital_demand |  |  |  | 5504.93 |  |  | Relax Interventions 50% | Afghanistan | AFG |  |  | FALSE
2022-08-22 | ICU_demand |  |  |  | 568.92 |  |  | Relax Interventions 50% | Afghanistan | AFG |  |  | FALSE
2022-08-22 | infections |  |  |  | 113619.69 |  |  | Relax Interventions 50% | Afghanistan | AFG |  |  | FALSE
2022-08-22 | hospital_incidence |  |  |  | 773.76 |  |  | Relax Interventions 50% | Afghanistan | AFG |  |  | FALSE
2022-08-22 | ICU_incidence |  |  |  | 255.91 |  |  | Relax Interventions 50% | Afghanistan | AFG |  |  | FALSE
2022-08-22 | cumulative_infections |  |  |  | 31836754.2 |  |  | Relax Interventions 50% | Afghanistan | AFG |  |  | FALSE
2022-08-23 | hospital_demand |  |  |  | 188.51 |  |  | Additional 50% Reduction | Afghanistan | AFG |  |  | FALSE
2022-08-23 | ICU_demand |  |  |  | 100.9 |  |  | Additional 50% Reduction | Afghanistan | AFG |  |  | FALSE
2022-08-23 | infections |  |  |  | 553.52 |  |  | Additional 50% Reduction | Afghanistan | AFG |  |  | FALSE
2022-08-23 | hospital_incidence |  |  |  | 7.58 |  |  | Additional 50% Reduction | Afghanistan | AFG |  |  | FALSE
2022-08-23 | ICU_incidence |  |  |  | 2.5 |  |  | Additional 50% Reduction | Afghanistan | AFG |  |  | FALSE
2022-08-23 | cumulative_infections |  |  |  | 29865325.3 |  |  | Additional 50% Reduction | Afghanistan | AFG |  |  | FALSE
2022-08-23 | hospital_demand |  |  |  | 1224.95 |  |  | Maintain Status Quo | Afghanistan | AFG |  |  | FALSE
2022-08-23 | ICU_demand |  |  |  | 308.06 |  |  | Maintain Status Quo | Afghanistan | AFG |  |  | FALSE
2022-08-23 | infections |  |  |  | 13907.29 |  |  | Maintain Status Quo | Afghanistan | AFG |  |  | FALSE
2022-08-23 | hospital_incidence |  |  |  | 120.53 |  |  | Maintain Status Quo | Afghanistan | AFG |  |  | FALSE
2022-08-23 | ICU_incidence |  |  |  | 39.48 |  |  | Maintain Status Quo | Afghanistan | AFG |  |  | FALSE
2022-08-23 | cumulative_infections |  |  |  | 30315760.2 |  |  | Maintain Status Quo | Afghanistan | AFG |  |  | FALSE
2022-08-23 | hospital_demand |  |  |  | 5723.39 |  |  | Relax Interventions 50% | Afghanistan | AFG |  |  | FALSE
2022-08-23 | ICU_demand |  |  |  | 580.53 |  |  | Relax Interventions 50% | Afghanistan | AFG |  |  | FALSE
2022-08-23 | infections |  |  |  | 117449.18 |  |  | Relax Interventions 50% | Afghanistan | AFG |  |  | FALSE
2022-08-23 | hospital_incidence |  |  |  | 801.47 |  |  | Relax Interventions 50% | Afghanistan | AFG |  |  | FALSE
2022-08-23 | ICU_incidence |  |  |  | 265.1 |  |  | Relax Interventions 50% | Afghanistan | AFG |  |  | FALSE
2022-08-23 | cumulative_infections |  |  |  | 31954203.4 |  |  | Relax Interventions 50% | Afghanistan | AFG |  |  | FALSE
2022-08-24 | hospital_demand |  |  |  | 171.74 |  |  | Additional 50% Reduction | Afghanistan | AFG |  |  | FALSE
2022-08-24 | ICU_demand |  |  |  | 93.8 |  |  | Additional 50% Reduction | Afghanistan | AFG |  |  | FALSE
2022-08-24 | infections |  |  |  | 500.41 |  |  | Additional 50% Reduction | Afghanistan | AFG |  |  | FALSE
2022-08-24 | hospital_incidence |  |  |  | 6.85 |  |  | Additional 50% Reduction | Afghanistan | AFG |  |  | FALSE
2022-08-24 | ICU_incidence |  |  |  | 2.25 |  |  | Additional 50% Reduction | Afghanistan | AFG |  |  | FALSE
2022-08-24 | cumulative_infections |  |  |  | 29865825.7 |  |  | Additional 50% Reduction | Afghanistan | AFG |  |  | FALSE
2022-08-24 | hospital_demand |  |  |  | 1208.08 |  |  | Maintain Status Quo | Afghanistan | AFG |  |  | FALSE
2022-08-24 | ICU_demand |  |  |  | 306.87 |  |  | Maintain Status Quo | Afghanistan | AFG |  |  | FALSE
2022-08-24 | infections |  |  |  | 13710.54 |  |  | Maintain Status Quo | Afghanistan | AFG |  |  | FALSE
2022-08-24 | hospital_incidence |  |  |  | 118.83 |  |  | Maintain Status Quo | Afghanistan | AFG |  |  | FALSE
2022-08-24 | ICU_incidence |  |  |  | 38.87 |  |  | Maintain Status Quo | Afghanistan | AFG |  |  | FALSE
2022-08-24 | cumulative_infections |  |  |  | 30329470.7 |  |  | Maintain Status Quo | Afghanistan | AFG |  |  | FALSE
2022-08-24 | hospital_demand |  |  |  | 5946.43 |  |  | Relax Interventions 50% | Afghanistan | AFG |  |  | FALSE
2022-08-24 | ICU_demand |  |  |  | 592.33 |  |  | Relax Interventions 50% | Afghanistan | AFG |  |  | FALSE
2022-08-24 | infections |  |  |  | 121289.94 |  |  | Relax Interventions 50% | Afghanistan | AFG |  |  | FALSE
2022-08-24 | hospital_incidence |  |  |  | 829.42 |  |  | Relax Interventions 50% | Afghanistan | AFG |  |  | FALSE
2022-08-24 | ICU_incidence |  |  |  | 274.41 |  |  | Relax Interventions 50% | Afghanistan | AFG |  |  | FALSE
2022-08-24 | cumulative_infections |  |  |  | 32075493.3 |  |  | Relax Interventions 50% | Afghanistan | AFG |  |  | FALSE
2022-08-25 | hospital_demand |  |  |  | 156.42 |  |  | Additional 50% Reduction | Afghanistan | AFG |  |  | FALSE
2022-08-25 | ICU_demand |  |  |  | 87.09 |  |  | Additional 50% Reduction | Afghanistan | AFG |  |  | FALSE
2022-08-25 | infections |  |  |  | 452.42 |  |  | Additional 50% Reduction | Afghanistan | AFG |  |  | FALSE
2022-08-25 | hospital_incidence |  |  |  | 6.19 |  |  | Additional 50% Reduction | Afghanistan | AFG |  |  | FALSE
2022-08-25 | ICU_incidence |  |  |  | 2.04 |  |  | Additional 50% Reduction | Afghanistan | AFG |  |  | FALSE
2022-08-25 | cumulative_infections |  |  |  | 29866278.2 |  |  | Additional 50% Reduction | Afghanistan | AFG |  |  | FALSE
2022-08-25 | hospital_demand |  |  |  | 1191.44 |  |  | Maintain Status Quo | Afghanistan | AFG |  |  | FALSE
2022-08-25 | ICU_demand |  |  |  | 305.63 |  |  | Maintain Status Quo | Afghanistan | AFG |  |  | FALSE
2022-08-25 | infections |  |  |  | 13516.63 |  |  | Maintain Status Quo | Afghanistan | AFG |  |  | FALSE
2022-08-25 | hospital_incidence |  |  |  | 117.15 |  |  | Maintain Status Quo | Afghanistan | AFG |  |  | FALSE
2022-08-25 | ICU_incidence |  |  |  | 38.28 |  |  | Maintain Status Quo | Afghanistan | AFG |  |  | FALSE
2022-08-25 | cumulative_infections |  |  |  | 30342987.3 |  |  | Maintain Status Quo | Afghanistan | AFG |  |  | FALSE
2022-08-25 | hospital_demand |  |  |  | 6173.72 |  |  | Relax Interventions 50% | Afghanistan | AFG |  |  | FALSE
2022-08-25 | ICU_demand |  |  |  | 604.29 |  |  | Relax Interventions 50% | Afghanistan | AFG |  |  | FALSE
2022-08-25 | infections |  |  |  | 125131.02 |  |  | Relax Interventions 50% | Afghanistan | AFG |  |  | FALSE
2022-08-25 | hospital_incidence |  |  |  | 857.53 |  |  | Relax Interventions 50% | Afghanistan | AFG |  |  | FALSE
2022-08-25 | ICU_incidence |  |  |  | 283.81 |  |  | Relax Interventions 50% | Afghanistan | AFG |  |  | FALSE
2022-08-25 | cumulative_infections |  |  |  | 32200624.4 |  |  | Relax Interventions 50% | Afghanistan | AFG |  |  | FALSE
2022-08-26 | hospital_demand |  |  |  | 142.42 |  |  | Additional 50% Reduction | Afghanistan | AFG |  |  | FALSE
2022-08-26 | ICU_demand |  |  |  | 80.78 |  |  | Additional 50% Reduction | Afghanistan | AFG |  |  | FALSE
2022-08-26 | infections |  |  |  | 409.07 |  |  | Additional 50% Reduction | Afghanistan | AFG |  |  | FALSE
2022-08-26 | hospital_incidence |  |  |  | 5.6 |  |  | Additional 50% Reduction | Afghanistan | AFG |  |  | FALSE
2022-08-26 | ICU_incidence |  |  |  | 1.84 |  |  | Additional 50% Reduction | Afghanistan | AFG |  |  | FALSE
2022-08-26 | cumulative_infections |  |  |  | 29866687.2 |  |  | Additional 50% Reduction | Afghanistan | AFG |  |  | FALSE
2022-08-26 | hospital_demand |  |  |  | 1175.02 |  |  | Maintain Status Quo | Afghanistan | AFG |  |  | FALSE
2022-08-26 | ICU_demand |  |  |  | 304.34 |  |  | Maintain Status Quo | Afghanistan | AFG |  |  | FALSE
2022-08-26 | infections |  |  |  | 13325.53 |  |  | Maintain Status Quo | Afghanistan | AFG |  |  | FALSE
2022-08-26 | hospital_incidence |  |  |  | 115.5 |  |  | Maintain Status Quo | Afghanistan | AFG |  |  | FALSE
2022-08-26 | ICU_incidence |  |  |  | 37.69 |  |  | Maintain Status Quo | Afghanistan | AFG |  |  | FALSE
2022-08-26 | cumulative_infections |  |  |  | 30356312.9 |  |  | Maintain Status Quo | Afghanistan | AFG |  |  | FALSE
2022-08-26 | hospital_demand |  |  |  | 6404.84 |  |  | Relax Interventions 50% | Afghanistan | AFG |  |  | FALSE
2022-08-26 | ICU_demand |  |  |  | 616.39 |  |  | Relax Interventions 50% | Afghanistan | AFG |  |  | FALSE
2022-08-26 | infections |  |  |  | 128961 |  |  | Relax Interventions 50% | Afghanistan | AFG |  |  | FALSE
2022-08-26 | hospital_incidence |  |  |  | 885.74 |  |  | Relax Interventions 50% | Afghanistan | AFG |  |  | FALSE
2022-08-26 | ICU_incidence |  |  |  | 293.28 |  |  | Relax Interventions 50% | Afghanistan | AFG |  |  | FALSE
2022-08-26 | cumulative_infections |  |  |  | 32329585.4 |  |  | Relax Interventions 50% | Afghanistan | AFG |  |  | FALSE
2022-08-27 | hospital_demand |  |  |  | 129.64 |  |  | Additional 50% Reduction | Afghanistan | AFG |  |  | FALSE
2022-08-27 | ICU_demand |  |  |  | 74.84 |  |  | Additional 50% Reduction | Afghanistan | AFG |  |  | FALSE
2022-08-27 | infections |  |  |  | 369.9 |  |  | Additional 50% Reduction | Afghanistan | AFG |  |  | FALSE
2022-08-27 | hospital_incidence |  |  |  | 5.06 |  |  | Additional 50% Reduction | Afghanistan | AFG |  |  | FALSE
2022-08-27 | ICU_incidence |  |  |  | 1.66 |  |  | Additional 50% Reduction | Afghanistan | AFG |  |  | FALSE
2022-08-27 | cumulative_infections |  |  |  | 29867057.1 |  |  | Additional 50% Reduction | Afghanistan | AFG |  |  | FALSE
2022-08-27 | hospital_demand |  |  |  | 1158.83 |  |  | Maintain Status Quo | Afghanistan | AFG |  |  | FALSE
2022-08-27 | ICU_demand |  |  |  | 303 |  |  | Maintain Status Quo | Afghanistan | AFG |  |  | FALSE
2022-08-27 | infections |  |  |  | 13137.21 |  |  | Maintain Status Quo | Afghanistan | AFG |  |  | FALSE
2022-08-27 | hospital_incidence |  |  |  | 113.86 |  |  | Maintain Status Quo | Afghanistan | AFG |  |  | FALSE
2022-08-27 | ICU_incidence |  |  |  | 37.12 |  |  | Maintain Status Quo | Afghanistan | AFG |  |  | FALSE
2022-08-27 | cumulative_infections |  |  |  | 30369450.1 |  |  | Maintain Status Quo | Afghanistan | AFG |  |  | FALSE
2022-08-27 | hospital_demand |  |  |  | 6639.38 |  |  | Relax Interventions 50% | Afghanistan | AFG |  |  | FALSE
2022-08-27 | ICU_demand |  |  |  | 628.6 |  |  | Relax Interventions 50% | Afghanistan | AFG |  |  | FALSE
2022-08-27 | infections |  |  |  | 132768.01 |  |  | Relax Interventions 50% | Afghanistan | AFG |  |  | FALSE
2022-08-27 | hospital_incidence |  |  |  | 913.97 |  |  | Relax Interventions 50% | Afghanistan | AFG |  |  | FALSE
2022-08-27 | ICU_incidence |  |  |  | 302.81 |  |  | Relax Interventions 50% | Afghanistan | AFG |  |  | FALSE
2022-08-27 | cumulative_infections |  |  |  | 32462353.4 |  |  | Relax Interventions 50% | Afghanistan | AFG |  |  | FALSE
2022-08-28 | hospital_demand |  |  |  | 117.98 |  |  | Additional 50% Reduction | Afghanistan | AFG |  |  | FALSE
2022-08-28 | ICU_demand |  |  |  | 69.26 |  |  | Additional 50% Reduction | Afghanistan | AFG |  |  | FALSE
2022-08-28 | infections |  |  |  | 334.51 |  |  | Additional 50% Reduction | Afghanistan | AFG |  |  | FALSE
2022-08-28 | hospital_incidence |  |  |  | 4.57 |  |  | Additional 50% Reduction | Afghanistan | AFG |  |  | FALSE
2022-08-28 | ICU_incidence |  |  |  | 1.5 |  |  | Additional 50% Reduction | Afghanistan | AFG |  |  | FALSE
2022-08-28 | cumulative_infections |  |  |  | 29867391.6 |  |  | Additional 50% Reduction | Afghanistan | AFG |  |  | FALSE
2022-08-28 | hospital_demand |  |  |  | 1142.86 |  |  | Maintain Status Quo | Afghanistan | AFG |  |  | FALSE
2022-08-28 | ICU_demand |  |  |  | 301.59 |  |  | Maintain Status Quo | Afghanistan | AFG |  |  | FALSE
2022-08-28 | infections |  |  |  | 12951.64 |  |  | Maintain Status Quo | Afghanistan | AFG |  |  | FALSE
2022-08-28 | hospital_incidence |  |  |  | 112.26 |  |  | Maintain Status Quo | Afghanistan | AFG |  |  | FALSE
2022-08-28 | ICU_incidence |  |  |  | 36.55 |  |  | Maintain Status Quo | Afghanistan | AFG |  |  | FALSE
2022-08-28 | cumulative_infections |  |  |  | 30382401.7 |  |  | Maintain Status Quo | Afghanistan | AFG |  |  | FALSE
2022-08-28 | hospital_demand |  |  |  | 6876.85 |  |  | Relax Interventions 50% | Afghanistan | AFG |  |  | FALSE
2022-08-28 | ICU_demand |  |  |  | 640.9 |  |  | Relax Interventions 50% | Afghanistan | AFG |  |  | FALSE
2022-08-28 | infections |  |  |  | 136539.9 |  |  | Relax Interventions 50% | Afghanistan | AFG |  |  | FALSE
2022-08-28 | hospital_incidence |  |  |  | 942.13 |  |  | Relax Interventions 50% | Afghanistan | AFG |  |  | FALSE
2022-08-28 | ICU_incidence |  |  |  | 312.36 |  |  | Relax Interventions 50% | Afghanistan | AFG |  |  | FALSE
2022-08-28 | cumulative_infections |  |  |  | 32598893.3 |  |  | Relax Interventions 50% | Afghanistan | AFG |  |  | FALSE
2022-08-29 | hospital_demand |  |  |  | 107.34 |  |  | Additional 50% Reduction | Afghanistan | AFG |  |  | FALSE
2022-08-29 | ICU_demand |  |  |  | 64.05 |  |  | Additional 50% Reduction | Afghanistan | AFG |  |  | FALSE
2022-08-29 | infections |  |  |  | 302.53 |  |  | Additional 50% Reduction | Afghanistan | AFG |  |  | FALSE
2022-08-29 | hospital_incidence |  |  |  | 4.14 |  |  | Additional 50% Reduction | Afghanistan | AFG |  |  | FALSE
2022-08-29 | ICU_incidence |  |  |  | 1.35 |  |  | Additional 50% Reduction | Afghanistan | AFG |  |  | FALSE
2022-08-29 | cumulative_infections |  |  |  | 29867694.2 |  |  | Additional 50% Reduction | Afghanistan | AFG |  |  | FALSE
2022-08-29 | hospital_demand |  |  |  | 1127.11 |  |  | Maintain Status Quo | Afghanistan | AFG |  |  | FALSE
2022-08-29 | ICU_demand |  |  |  | 300.1 |  |  | Maintain Status Quo | Afghanistan | AFG |  |  | FALSE
2022-08-29 | infections |  |  |  | 12768.79 |  |  | Maintain Status Quo | Afghanistan | AFG |  |  | FALSE
2022-08-29 | hospital_incidence |  |  |  | 110.67 |  |  | Maintain Status Quo | Afghanistan | AFG |  |  | FALSE
2022-08-29 | ICU_incidence |  |  |  | 35.99 |  |  | Maintain Status Quo | Afghanistan | AFG |  |  | FALSE
2022-08-29 | cumulative_infections |  |  |  | 30395170.5 |  |  | Maintain Status Quo | Afghanistan | AFG |  |  | FALSE
2022-08-29 | hospital_demand |  |  |  | 7116.74 |  |  | Relax Interventions 50% | Afghanistan | AFG |  |  | FALSE
2022-08-29 | ICU_demand |  |  |  | 653.27 |  |  | Relax Interventions 50% | Afghanistan | AFG |  |  | FALSE
2022-08-29 | infections |  |  |  | 140264.26 |  |  | Relax Interventions 50% | Afghanistan | AFG |  |  | FALSE
2022-08-29 | hospital_incidence |  |  |  | 970.13 |  |  | Relax Interventions 50% | Afghanistan | AFG |  |  | FALSE
2022-08-29 | ICU_incidence |  |  |  | 321.92 |  |  | Relax Interventions 50% | Afghanistan | AFG |  |  | FALSE
2022-08-29 | cumulative_infections |  |  |  | 32739157.5 |  |  | Relax Interventions 50% | Afghanistan | AFG |  |  | FALSE
2022-08-30 | hospital_demand |  |  |  | 97.64 |  |  | Additional 50% Reduction | Afghanistan | AFG |  |  | FALSE
2022-08-30 | ICU_demand |  |  |  | 59.17 |  |  | Additional 50% Reduction | Afghanistan | AFG |  |  | FALSE
2022-08-30 | infections |  |  |  | 273.62 |  |  | Additional 50% Reduction | Afghanistan | AFG |  |  | FALSE
2022-08-30 | hospital_incidence |  |  |  | 3.74 |  |  | Additional 50% Reduction | Afghanistan | AFG |  |  | FALSE
2022-08-30 | ICU_incidence |  |  |  | 1.22 |  |  | Additional 50% Reduction | Afghanistan | AFG |  |  | FALSE
2022-08-30 | cumulative_infections |  |  |  | 29867967.8 |  |  | Additional 50% Reduction | Afghanistan | AFG |  |  | FALSE
2022-08-30 | hospital_demand |  |  |  | 1111.57 |  |  | Maintain Status Quo | Afghanistan | AFG |  |  | FALSE
2022-08-30 | ICU_demand |  |  |  | 298.54 |  |  | Maintain Status Quo | Afghanistan | AFG |  |  | FALSE
2022-08-30 | infections |  |  |  | 12588.62 |  |  | Maintain Status Quo | Afghanistan | AFG |  |  | FALSE
2022-08-30 | hospital_incidence |  |  |  | 109.11 |  |  | Maintain Status Quo | Afghanistan | AFG |  |  | FALSE
2022-08-30 | ICU_incidence |  |  |  | 35.44 |  |  | Maintain Status Quo | Afghanistan | AFG |  |  | FALSE
2022-08-30 | cumulative_infections |  |  |  | 30407759.1 |  |  | Maintain Status Quo | Afghanistan | AFG |  |  | FALSE
2022-08-30 | hospital_demand |  |  |  | 7358.36 |  |  | Relax Interventions 50% | Afghanistan | AFG |  |  | FALSE
2022-08-30 | ICU_demand |  |  |  | 665.66 |  |  | Relax Interventions 50% | Afghanistan | AFG |  |  | FALSE
2022-08-30 | infections |  |  |  | 143928.58 |  |  | Relax Interventions 50% | Afghanistan | AFG |  |  | FALSE
2022-08-30 | hospital_incidence |  |  |  | 997.89 |  |  | Relax Interventions 50% | Afghanistan | AFG |  |  | FALSE
2022-08-30 | ICU_incidence |  |  |  | 331.45 |  |  | Relax Interventions 50% | Afghanistan | AFG |  |  | FALSE
2022-08-30 | cumulative_infections |  |  |  | 32883086.1 |  |  | Relax Interventions 50% | Afghanistan | AFG |  |  | FALSE
2022-08-31 | hospital_demand |  |  |  | 88.81 |  |  | Additional 50% Reduction | Afghanistan | AFG |  |  | FALSE
2022-08-31 | ICU_demand |  |  |  | 54.62 |  |  | Additional 50% Reduction | Afghanistan | AFG |  |  | FALSE
2022-08-31 | infections |  |  |  | 247.5 |  |  | Additional 50% Reduction | Afghanistan | AFG |  |  | FALSE
2022-08-31 | hospital_incidence |  |  |  | 3.38 |  |  | Additional 50% Reduction | Afghanistan | AFG |  |  | FALSE
2022-08-31 | ICU_incidence |  |  |  | 1.1 |  |  | Additional 50% Reduction | Afghanistan | AFG |  |  | FALSE
2022-08-31 | cumulative_infections |  |  |  | 29868215.3 |  |  | Additional 50% Reduction | Afghanistan | AFG |  |  | FALSE
2022-08-31 | hospital_demand |  |  |  | 1096.26 |  |  | Maintain Status Quo | Afghanistan | AFG |  |  | FALSE
2022-08-31 | ICU_demand |  |  |  | 296.92 |  |  | Maintain Status Quo | Afghanistan | AFG |  |  | FALSE
2022-08-31 | infections |  |  |  | 12411.1 |  |  | Maintain Status Quo | Afghanistan | AFG |  |  | FALSE
2022-08-31 | hospital_incidence |  |  |  | 107.57 |  |  | Maintain Status Quo | Afghanistan | AFG |  |  | FALSE
2022-08-31 | ICU_incidence |  |  |  | 34.9 |  |  | Maintain Status Quo | Afghanistan | AFG |  |  | FALSE
2022-08-31 | cumulative_infections |  |  |  | 30420170.2 |  |  | Maintain Status Quo | Afghanistan | AFG |  |  | FALSE
2022-08-31 | hospital_demand |  |  |  | 7600.78 |  |  | Relax Interventions 50% | Afghanistan | AFG |  |  | FALSE
2022-08-31 | ICU_demand |  |  |  | 678.05 |  |  | Relax Interventions 50% | Afghanistan | AFG |  |  | FALSE
2022-08-31 | infections |  |  |  | 147520.36 |  |  | Relax Interventions 50% | Afghanistan | AFG |  |  | FALSE
2022-08-31 | hospital_incidence |  |  |  | 1025.3 |  |  | Relax Interventions 50% | Afghanistan | AFG |  |  | FALSE
2022-08-31 | ICU_incidence |  |  |  | 340.94 |  |  | Relax Interventions 50% | Afghanistan | AFG |  |  | FALSE
2022-08-31 | cumulative_infections |  |  |  | 33030606.5 |  |  | Relax Interventions 50% | Afghanistan | AFG |  |  | FALSE
2022-09-01 | hospital_demand |  |  |  | 80.76 |  |  | Additional 50% Reduction | Afghanistan | AFG |  |  | FALSE
2022-09-01 | ICU_demand |  |  |  | 50.37 |  |  | Additional 50% Reduction | Afghanistan | AFG |  |  | FALSE
2022-09-01 | infections |  |  |  | 223.9 |  |  | Additional 50% Reduction | Afghanistan | AFG |  |  | FALSE
2022-09-01 | hospital_incidence |  |  |  | 3.06 |  |  | Additional 50% Reduction | Afghanistan | AFG |  |  | FALSE
2022-09-01 | ICU_incidence |  |  |  | 1 |  |  | Additional 50% Reduction | Afghanistan | AFG |  |  | FALSE
2022-09-01 | cumulative_infections |  |  |  | 29868439.2 |  |  | Additional 50% Reduction | Afghanistan | AFG |  |  | FALSE
2022-09-01 | hospital_demand |  |  |  | 1081.15 |  |  | Maintain Status Quo | Afghanistan | AFG |  |  | FALSE
2022-09-01 | ICU_demand |  |  |  | 295.25 |  |  | Maintain Status Quo | Afghanistan | AFG |  |  | FALSE
2022-09-01 | infections |  |  |  | 12236.21 |  |  | Maintain Status Quo | Afghanistan | AFG |  |  | FALSE
2022-09-01 | hospital_incidence |  |  |  | 106.05 |  |  | Maintain Status Quo | Afghanistan | AFG |  |  | FALSE
2022-09-01 | ICU_incidence |  |  |  | 34.37 |  |  | Maintain Status Quo | Afghanistan | AFG |  |  | FALSE
2022-09-01 | cumulative_infections |  |  |  | 30432406.4 |  |  | Maintain Status Quo | Afghanistan | AFG |  |  | FALSE
2022-09-01 | hospital_demand |  |  |  | 7842.94 |  |  | Relax Interventions 50% | Afghanistan | AFG |  |  | FALSE
2022-09-01 | ICU_demand |  |  |  | 690.4 |  |  | Relax Interventions 50% | Afghanistan | AFG |  |  | FALSE
2022-09-01 | infections |  |  |  | 151027.22 |  |  | Relax Interventions 50% | Afghanistan | AFG |  |  | FALSE
2022-09-01 | hospital_incidence |  |  |  | 1052.29 |  |  | Relax Interventions 50% | Afghanistan | AFG |  |  | FALSE
2022-09-01 | ICU_incidence |  |  |  | 350.36 |  |  | Relax Interventions 50% | Afghanistan | AFG |  |  | FALSE
2022-09-01 | cumulative_infections |  |  |  | 33181633.7 |  |  | Relax Interventions 50% | Afghanistan | AFG |  |  | FALSE
2022-09-02 | hospital_demand |  |  |  | 73.43 |  |  | Additional 50% Reduction | Afghanistan | AFG |  |  | FALSE
2022-09-02 | ICU_demand |  |  |  | 46.42 |  |  | Additional 50% Reduction | Afghanistan | AFG |  |  | FALSE
2022-09-02 | infections |  |  |  | 202.56 |  |  | Additional 50% Reduction | Afghanistan | AFG |  |  | FALSE
2022-09-02 | hospital_incidence |  |  |  | 2.77 |  |  | Additional 50% Reduction | Afghanistan | AFG |  |  | FALSE
2022-09-02 | ICU_incidence |  |  |  | 0.9 |  |  | Additional 50% Reduction | Afghanistan | AFG |  |  | FALSE
2022-09-02 | cumulative_infections |  |  |  | 29868641.7 |  |  | Additional 50% Reduction | Afghanistan | AFG |  |  | FALSE
2022-09-02 | hospital_demand |  |  |  | 1066.26 |  |  | Maintain Status Quo | Afghanistan | AFG |  |  | FALSE
2022-09-02 | ICU_demand |  |  |  | 293.53 |  |  | Maintain Status Quo | Afghanistan | AFG |  |  | FALSE
2022-09-02 | infections |  |  |  | 12063.9 |  |  | Maintain Status Quo | Afghanistan | AFG |  |  | FALSE
2022-09-02 | hospital_incidence |  |  |  | 104.56 |  |  | Maintain Status Quo | Afghanistan | AFG |  |  | FALSE
2022-09-02 | ICU_incidence |  |  |  | 33.85 |  |  | Maintain Status Quo | Afghanistan | AFG |  |  | FALSE
2022-09-02 | cumulative_infections |  |  |  | 30444470.3 |  |  | Maintain Status Quo | Afghanistan | AFG |  |  | FALSE
2022-09-02 | hospital_demand |  |  |  | 8083.94 |  |  | Relax Interventions 50% | Afghanistan | AFG |  |  | FALSE
2022-09-02 | ICU_demand |  |  |  | 702.69 |  |  | Relax Interventions 50% | Afghanistan | AFG |  |  | FALSE
2022-09-02 | infections |  |  |  | 154437.03 |  |  | Relax Interventions 50% | Afghanistan | AFG |  |  | FALSE
2022-09-02 | hospital_incidence |  |  |  | 1078.75 |  |  | Relax Interventions 50% | Afghanistan | AFG |  |  | FALSE
2022-09-02 | ICU_incidence |  |  |  | 359.67 |  |  | Relax Interventions 50% | Afghanistan | AFG |  |  | FALSE
2022-09-02 | cumulative_infections |  |  |  | 33336070.7 |  |  | Relax Interventions 50% | Afghanistan | AFG |  |  | FALSE
2022-09-03 | hospital_demand |  |  |  | 66.76 |  |  | Additional 50% Reduction | Afghanistan | AFG |  |  | FALSE
2022-09-03 | ICU_demand |  |  |  | 42.76 |  |  | Additional 50% Reduction | Afghanistan | AFG |  |  | FALSE
2022-09-03 | infections |  |  |  | 183.27 |  |  | Additional 50% Reduction | Afghanistan | AFG |  |  | FALSE
2022-09-03 | hospital_incidence |  |  |  | 2.5 |  |  | Additional 50% Reduction | Afghanistan | AFG |  |  | FALSE
2022-09-03 | ICU_incidence |  |  |  | 0.81 |  |  | Additional 50% Reduction | Afghanistan | AFG |  |  | FALSE
2022-09-03 | cumulative_infections |  |  |  | 29868825 |  |  | Additional 50% Reduction | Afghanistan | AFG |  |  | FALSE
2022-09-03 | hospital_demand |  |  |  | 1051.58 |  |  | Maintain Status Quo | Afghanistan | AFG |  |  | FALSE
2022-09-03 | ICU_demand |  |  |  | 291.77 |  |  | Maintain Status Quo | Afghanistan | AFG |  |  | FALSE
2022-09-03 | infections |  |  |  | 11894.15 |  |  | Maintain Status Quo | Afghanistan | AFG |  |  | FALSE
2022-09-03 | hospital_incidence |  |  |  | 103.08 |  |  | Maintain Status Quo | Afghanistan | AFG |  |  | FALSE
2022-09-03 | ICU_incidence |  |  |  | 33.34 |  |  | Maintain Status Quo | Afghanistan | AFG |  |  | FALSE
2022-09-03 | cumulative_infections |  |  |  | 30456364.5 |  |  | Maintain Status Quo | Afghanistan | AFG |  |  | FALSE
2022-09-03 | hospital_demand |  |  |  | 8322.94 |  |  | Relax Interventions 50% | Afghanistan | AFG |  |  | FALSE
2022-09-03 | ICU_demand |  |  |  | 714.89 |  |  | Relax Interventions 50% | Afghanistan | AFG |  |  | FALSE
2022-09-03 | infections |  |  |  | 157738.01 |  |  | Relax Interventions 50% | Afghanistan | AFG |  |  | FALSE
2022-09-03 | hospital_incidence |  |  |  | 1104.6 |  |  | Relax Interventions 50% | Afghanistan | AFG |  |  | FALSE
2022-09-03 | ICU_incidence |  |  |  | 368.86 |  |  | Relax Interventions 50% | Afghanistan | AFG |  |  | FALSE
2022-09-03 | cumulative_infections |  |  |  | 33493808.7 |  |  | Relax Interventions 50% | Afghanistan | AFG |  |  | FALSE
2022-09-04 | hospital_demand |  |  |  | 60.68 |  |  | Additional 50% Reduction | Afghanistan | AFG |  |  | FALSE
2022-09-04 | ICU_demand |  |  |  | 39.35 |  |  | Additional 50% Reduction | Afghanistan | AFG |  |  | FALSE
2022-09-04 | infections |  |  |  | 165.83 |  |  | Additional 50% Reduction | Afghanistan | AFG |  |  | FALSE
2022-09-04 | hospital_incidence |  |  |  | 2.26 |  |  | Additional 50% Reduction | Afghanistan | AFG |  |  | FALSE
2022-09-04 | ICU_incidence |  |  |  | 0.74 |  |  | Additional 50% Reduction | Afghanistan | AFG |  |  | FALSE
2022-09-04 | cumulative_infections |  |  |  | 29868990.8 |  |  | Additional 50% Reduction | Afghanistan | AFG |  |  | FALSE
2022-09-04 | hospital_demand |  |  |  | 1037.11 |  |  | Maintain Status Quo | Afghanistan | AFG |  |  | FALSE
2022-09-04 | ICU_demand |  |  |  | 289.96 |  |  | Maintain Status Quo | Afghanistan | AFG |  |  | FALSE
2022-09-04 | infections |  |  |  | 11726.93 |  |  | Maintain Status Quo | Afghanistan | AFG |  |  | FALSE
2022-09-04 | hospital_incidence |  |  |  | 101.63 |  |  | Maintain Status Quo | Afghanistan | AFG |  |  | FALSE
2022-09-04 | ICU_incidence |  |  |  | 32.83 |  |  | Maintain Status Quo | Afghanistan | AFG |  |  | FALSE
2022-09-04 | cumulative_infections |  |  |  | 30468091.4 |  |  | Maintain Status Quo | Afghanistan | AFG |  |  | FALSE
2022-09-04 | hospital_demand |  |  |  | 8559.31 |  |  | Relax Interventions 50% | Afghanistan | AFG |  |  | FALSE
2022-09-04 | ICU_demand |  |  |  | 726.95 |  |  | Relax Interventions 50% | Afghanistan | AFG |  |  | FALSE
2022-09-04 | infections |  |  |  | 160918.88 |  |  | Relax Interventions 50% | Afghanistan | AFG |  |  | FALSE
2022-09-04 | hospital_incidence |  |  |  | 1129.73 |  |  | Relax Interventions 50% | Afghanistan | AFG |  |  | FALSE
2022-09-04 | ICU_incidence |  |  |  | 377.9 |  |  | Relax Interventions 50% | Afghanistan | AFG |  |  | FALSE
2022-09-04 | cumulative_infections |  |  |  | 33654727.6 |  |  | Relax Interventions 50% | Afghanistan | AFG |  |  | FALSE
2022-09-05 | hospital_demand |  |  |  | 55.15 |  |  | Additional 50% Reduction | Afghanistan | AFG |  |  | FALSE
2022-09-05 | ICU_demand |  |  |  | 36.19 |  |  | Additional 50% Reduction | Afghanistan | AFG |  |  | FALSE
2022-09-05 | infections |  |  |  | 150.06 |  |  | Additional 50% Reduction | Afghanistan | AFG |  |  | FALSE
2022-09-05 | hospital_incidence |  |  |  | 2.05 |  |  | Additional 50% Reduction | Afghanistan | AFG |  |  | FALSE
2022-09-05 | ICU_incidence |  |  |  | 0.66 |  |  | Additional 50% Reduction | Afghanistan | AFG |  |  | FALSE
2022-09-05 | cumulative_infections |  |  |  | 29869140.9 |  |  | Additional 50% Reduction | Afghanistan | AFG |  |  | FALSE
2022-09-05 | hospital_demand |  |  |  | 1022.84 |  |  | Maintain Status Quo | Afghanistan | AFG |  |  | FALSE
2022-09-05 | ICU_demand |  |  |  | 288.13 |  |  | Maintain Status Quo | Afghanistan | AFG |  |  | FALSE
2022-09-05 | infections |  |  |  | 11562.2 |  |  | Maintain Status Quo | Afghanistan | AFG |  |  | FALSE
2022-09-05 | hospital_incidence |  |  |  | 100.2 |  |  | Maintain Status Quo | Afghanistan | AFG |  |  | FALSE
2022-09-05 | ICU_incidence |  |  |  | 32.33 |  |  | Maintain Status Quo | Afghanistan | AFG |  |  | FALSE
2022-09-05 | cumulative_infections |  |  |  | 30479653.6 |  |  | Maintain Status Quo | Afghanistan | AFG |  |  | FALSE
2022-09-05 | hospital_demand |  |  |  | 8792.45 |  |  | Relax Interventions 50% | Afghanistan | AFG |  |  | FALSE
2022-09-05 | ICU_demand |  |  |  | 738.84 |  |  | Relax Interventions 50% | Afghanistan | AFG |  |  | FALSE
2022-09-05 | infections |  |  |  | 163968.89 |  |  | Relax Interventions 50% | Afghanistan | AFG |  |  | FALSE
2022-09-05 | hospital_incidence |  |  |  | 1154.07 |  |  | Relax Interventions 50% | Afghanistan | AFG |  |  | FALSE
2022-09-05 | ICU_incidence |  |  |  | 386.76 |  |  | Relax Interventions 50% | Afghanistan | AFG |  |  | FALSE
2022-09-05 | cumulative_infections |  |  |  | 33818696.5 |  |  | Relax Interventions 50% | Afghanistan | AFG |  |  | FALSE
2022-09-06 | hospital_demand |  |  |  | 50.13 |  |  | Additional 50% Reduction | Afghanistan | AFG |  |  | FALSE
2022-09-06 | ICU_demand |  |  |  | 33.27 |  |  | Additional 50% Reduction | Afghanistan | AFG |  |  | FALSE
2022-09-06 | infections |  |  |  | 135.8 |  |  | Additional 50% Reduction | Afghanistan | AFG |  |  | FALSE
2022-09-06 | hospital_incidence |  |  |  | 1.85 |  |  | Additional 50% Reduction | Afghanistan | AFG |  |  | FALSE
2022-09-06 | ICU_incidence |  |  |  | 0.6 |  |  | Additional 50% Reduction | Afghanistan | AFG |  |  | FALSE
2022-09-06 | cumulative_infections |  |  |  | 29869276.7 |  |  | Additional 50% Reduction | Afghanistan | AFG |  |  | FALSE
2022-09-06 | hospital_demand |  |  |  | 1008.77 |  |  | Maintain Status Quo | Afghanistan | AFG |  |  | FALSE
2022-09-06 | ICU_demand |  |  |  | 286.25 |  |  | Maintain Status Quo | Afghanistan | AFG |  |  | FALSE
2022-09-06 | infections |  |  |  | 11399.93 |  |  | Maintain Status Quo | Afghanistan | AFG |  |  | FALSE
2022-09-06 | hospital_incidence |  |  |  | 98.79 |  |  | Maintain Status Quo | Afghanistan | AFG |  |  | FALSE
2022-09-06 | ICU_incidence |  |  |  | 31.84 |  |  | Maintain Status Quo | Afghanistan | AFG |  |  | FALSE
2022-09-06 | cumulative_infections |  |  |  | 30491053.5 |  |  | Maintain Status Quo | Afghanistan | AFG |  |  | FALSE
2022-09-06 | hospital_demand |  |  |  | 9021.5 |  |  | Relax Interventions 50% | Afghanistan | AFG |  |  | FALSE
2022-09-06 | ICU_demand |  |  |  | 750.54 |  |  | Relax Interventions 50% | Afghanistan | AFG |  |  | FALSE
2022-09-06 | infections |  |  |  | 166878.04 |  |  | Relax Interventions 50% | Afghanistan | AFG |  |  | FALSE
2022-09-06 | hospital_incidence |  |  |  | 1177.52 |  |  | Relax Interventions 50% | Afghanistan | AFG |  |  | FALSE
2022-09-06 | ICU_incidence |  |  |  | 395.42 |  |  | Relax Interventions 50% | Afghanistan | AFG |  |  | FALSE
2022-09-06 | cumulative_infections |  |  |  | 33985574.6 |  |  | Relax Interventions 50% | Afghanistan | AFG |  |  | FALSE
2022-09-07 | hospital_demand |  |  |  | 45.55 |  |  | Additional 50% Reduction | Afghanistan | AFG |  |  | FALSE
2022-09-07 | ICU_demand |  |  |  | 30.56 |  |  | Additional 50% Reduction | Afghanistan | AFG |  |  | FALSE
2022-09-07 | infections |  |  |  | 122.91 |  |  | Additional 50% Reduction | Afghanistan | AFG |  |  | FALSE
2022-09-07 | hospital_incidence |  |  |  | 1.68 |  |  | Additional 50% Reduction | Afghanistan | AFG |  |  | FALSE
2022-09-07 | ICU_incidence |  |  |  | 0.54 |  |  | Additional 50% Reduction | Afghanistan | AFG |  |  | FALSE
2022-09-07 | cumulative_infections |  |  |  | 29869399.6 |  |  | Additional 50% Reduction | Afghanistan | AFG |  |  | FALSE
2022-09-07 | hospital_demand |  |  |  | 994.91 |  |  | Maintain Status Quo | Afghanistan | AFG |  |  | FALSE
2022-09-07 | ICU_demand |  |  |  | 284.35 |  |  | Maintain Status Quo | Afghanistan | AFG |  |  | FALSE
2022-09-07 | infections |  |  |  | 11240.1 |  |  | Maintain Status Quo | Afghanistan | AFG |  |  | FALSE
2022-09-07 | hospital_incidence |  |  |  | 97.4 |  |  | Maintain Status Quo | Afghanistan | AFG |  |  | FALSE
2022-09-07 | ICU_incidence |  |  |  | 31.36 |  |  | Maintain Status Quo | Afghanistan | AFG |  |  | FALSE
2022-09-07 | cumulative_infections |  |  |  | 30502293.6 |  |  | Maintain Status Quo | Afghanistan | AFG |  |  | FALSE
2022-09-07 | hospital_demand |  |  |  | 9245.52 |  |  | Relax Interventions 50% | Afghanistan | AFG |  |  | FALSE
2022-09-07 | ICU_demand |  |  |  | 762.01 |  |  | Relax Interventions 50% | Afghanistan | AFG |  |  | FALSE
2022-09-07 | infections |  |  |  | 169637.03 |  |  | Relax Interventions 50% | Afghanistan | AFG |  |  | FALSE
2022-09-07 | hospital_incidence |  |  |  | 1200 |  |  | Relax Interventions 50% | Afghanistan | AFG |  |  | FALSE
2022-09-07 | ICU_incidence |  |  |  | 403.85 |  |  | Relax Interventions 50% | Afghanistan | AFG |  |  | FALSE
2022-09-07 | cumulative_infections |  |  |  | 34155211.6 |  |  | Relax Interventions 50% | Afghanistan | AFG |  |  | FALSE
2022-09-08 | hospital_demand |  |  |  | 41.39 |  |  | Additional 50% Reduction | Afghanistan | AFG |  |  | FALSE
2022-09-08 | ICU_demand |  |  |  | 28.06 |  |  | Additional 50% Reduction | Afghanistan | AFG |  |  | FALSE
2022-09-08 | infections |  |  |  | 111.26 |  |  | Additional 50% Reduction | Afghanistan | AFG |  |  | FALSE
2022-09-08 | hospital_incidence |  |  |  | 1.52 |  |  | Additional 50% Reduction | Afghanistan | AFG |  |  | FALSE
2022-09-08 | ICU_incidence |  |  |  | 0.49 |  |  | Additional 50% Reduction | Afghanistan | AFG |  |  | FALSE
2022-09-08 | cumulative_infections |  |  |  | 29869510.9 |  |  | Additional 50% Reduction | Afghanistan | AFG |  |  | FALSE
2022-09-08 | hospital_demand |  |  |  | 981.24 |  |  | Maintain Status Quo | Afghanistan | AFG |  |  | FALSE
2022-09-08 | ICU_demand |  |  |  | 282.4 |  |  | Maintain Status Quo | Afghanistan | AFG |  |  | FALSE
2022-09-08 | infections |  |  |  | 11082.66 |  |  | Maintain Status Quo | Afghanistan | AFG |  |  | FALSE
2022-09-08 | hospital_incidence |  |  |  | 96.04 |  |  | Maintain Status Quo | Afghanistan | AFG |  |  | FALSE
2022-09-08 | ICU_incidence |  |  |  | 30.89 |  |  | Maintain Status Quo | Afghanistan | AFG |  |  | FALSE
2022-09-08 | cumulative_infections |  |  |  | 30513376.3 |  |  | Maintain Status Quo | Afghanistan | AFG |  |  | FALSE
2022-09-08 | hospital_demand |  |  |  | 9463.74 |  |  | Relax Interventions 50% | Afghanistan | AFG |  |  | FALSE
2022-09-08 | ICU_demand |  |  |  | 773.22 |  |  | Relax Interventions 50% | Afghanistan | AFG |  |  | FALSE
2022-09-08 | infections |  |  |  | 172237.44 |  |  | Relax Interventions 50% | Afghanistan | AFG |  |  | FALSE
2022-09-08 | hospital_incidence |  |  |  | 1221.45 |  |  | Relax Interventions 50% | Afghanistan | AFG |  |  | FALSE
2022-09-08 | ICU_incidence |  |  |  | 412.03 |  |  | Relax Interventions 50% | Afghanistan | AFG |  |  | FALSE
2022-09-08 | cumulative_infections |  |  |  | 34327449 |  |  | Relax Interventions 50% | Afghanistan | AFG |  |  | FALSE
2022-09-09 | hospital_demand |  |  |  | 37.61 |  |  | Additional 50% Reduction | Afghanistan | AFG |  |  | FALSE
2022-09-09 | ICU_demand |  |  |  | 25.75 |  |  | Additional 50% Reduction | Afghanistan | AFG |  |  | FALSE
2022-09-09 | infections |  |  |  | 100.71 |  |  | Additional 50% Reduction | Afghanistan | AFG |  |  | FALSE
2022-09-09 | hospital_incidence |  |  |  | 1.37 |  |  | Additional 50% Reduction | Afghanistan | AFG |  |  | FALSE
2022-09-09 | ICU_incidence |  |  |  | 0.44 |  |  | Additional 50% Reduction | Afghanistan | AFG |  |  | FALSE
2022-09-09 | cumulative_infections |  |  |  | 29869611.6 |  |  | Additional 50% Reduction | Afghanistan | AFG |  |  | FALSE
2022-09-09 | hospital_demand |  |  |  | 967.77 |  |  | Maintain Status Quo | Afghanistan | AFG |  |  | FALSE
2022-09-09 | ICU_demand |  |  |  | 280.42 |  |  | Maintain Status Quo | Afghanistan | AFG |  |  | FALSE
2022-09-09 | infections |  |  |  | 10927.6 |  |  | Maintain Status Quo | Afghanistan | AFG |  |  | FALSE
2022-09-09 | hospital_incidence |  |  |  | 94.69 |  |  | Maintain Status Quo | Afghanistan | AFG |  |  | FALSE
2022-09-09 | ICU_incidence |  |  |  | 30.42 |  |  | Maintain Status Quo | Afghanistan | AFG |  |  | FALSE
2022-09-09 | cumulative_infections |  |  |  | 30524303.9 |  |  | Maintain Status Quo | Afghanistan | AFG |  |  | FALSE
2022-09-09 | hospital_demand |  |  |  | 9675.67 |  |  | Relax Interventions 50% | Afghanistan | AFG |  |  | FALSE
2022-09-09 | ICU_demand |  |  |  | 784.13 |  |  | Relax Interventions 50% | Afghanistan | AFG |  |  | FALSE
2022-09-09 | infections |  |  |  | 174671.73 |  |  | Relax Interventions 50% | Afghanistan | AFG |  |  | FALSE
2022-09-09 | hospital_incidence |  |  |  | 1241.77 |  |  | Relax Interventions 50% | Afghanistan | AFG |  |  | FALSE
2022-09-09 | ICU_incidence |  |  |  | 419.93 |  |  | Relax Interventions 50% | Afghanistan | AFG |  |  | FALSE
2022-09-09 | cumulative_infections |  |  |  | 34502120.7 |  |  | Relax Interventions 50% | Afghanistan | AFG |  |  | FALSE
2022-09-10 | hospital_demand |  |  |  | 34.17 |  |  | Additional 50% Reduction | Afghanistan | AFG |  |  | FALSE
2022-09-10 | ICU_demand |  |  |  | 23.62 |  |  | Additional 50% Reduction | Afghanistan | AFG |  |  | FALSE
2022-09-10 | infections |  |  |  | 91.18 |  |  | Additional 50% Reduction | Afghanistan | AFG |  |  | FALSE
2022-09-10 | hospital_incidence |  |  |  | 1.24 |  |  | Additional 50% Reduction | Afghanistan | AFG |  |  | FALSE
2022-09-10 | ICU_incidence |  |  |  | 0.4 |  |  | Additional 50% Reduction | Afghanistan | AFG |  |  | FALSE
2022-09-10 | cumulative_infections |  |  |  | 29869702.7 |  |  | Additional 50% Reduction | Afghanistan | AFG |  |  | FALSE
2022-09-10 | hospital_demand |  |  |  | 954.5 |  |  | Maintain Status Quo | Afghanistan | AFG |  |  | FALSE
2022-09-10 | ICU_demand |  |  |  | 278.39 |  |  | Maintain Status Quo | Afghanistan | AFG |  |  | FALSE
2022-09-10 | infections |  |  |  | 10774.88 |  |  | Maintain Status Quo | Afghanistan | AFG |  |  | FALSE
2022-09-10 | hospital_incidence |  |  |  | 93.36 |  |  | Maintain Status Quo | Afghanistan | AFG |  |  | FALSE
2022-09-10 | ICU_incidence |  |  |  | 29.97 |  |  | Maintain Status Quo | Afghanistan | AFG |  |  | FALSE
2022-09-10 | cumulative_infections |  |  |  | 30535078.8 |  |  | Maintain Status Quo | Afghanistan | AFG |  |  | FALSE
2022-09-10 | hospital_demand |  |  |  | 9880.97 |  |  | Relax Interventions 50% | Afghanistan | AFG |  |  | FALSE
2022-09-10 | ICU_demand |  |  |  | 794.73 |  |  | Relax Interventions 50% | Afghanistan | AFG |  |  | FALSE
2022-09-10 | infections |  |  |  | 176933.31 |  |  | Relax Interventions 50% | Afghanistan | AFG |  |  | FALSE
2022-09-10 | hospital_incidence |  |  |  | 1260.91 |  |  | Relax Interventions 50% | Afghanistan | AFG |  |  | FALSE
2022-09-10 | ICU_incidence |  |  |  | 427.55 |  |  | Relax Interventions 50% | Afghanistan | AFG |  |  | FALSE
2022-09-10 | cumulative_infections |  |  |  | 34679054.1 |  |  | Relax Interventions 50% | Afghanistan | AFG |  |  | FALSE
2022-09-11 | hospital_demand |  |  |  | 31.04 |  |  | Additional 50% Reduction | Afghanistan | AFG |  |  | FALSE
2022-09-11 | ICU_demand |  |  |  | 21.66 |  |  | Additional 50% Reduction | Afghanistan | AFG |  |  | FALSE
2022-09-11 | infections |  |  |  | 82.55 |  |  | Additional 50% Reduction | Afghanistan | AFG |  |  | FALSE
2022-09-11 | hospital_incidence |  |  |  | 1.13 |  |  | Additional 50% Reduction | Afghanistan | AFG |  |  | FALSE
2022-09-11 | ICU_incidence |  |  |  | 0.36 |  |  | Additional 50% Reduction | Afghanistan | AFG |  |  | FALSE
2022-09-11 | cumulative_infections |  |  |  | 29869785.3 |  |  | Additional 50% Reduction | Afghanistan | AFG |  |  | FALSE
2022-09-11 | hospital_demand |  |  |  | 941.41 |  |  | Maintain Status Quo | Afghanistan | AFG |  |  | FALSE
2022-09-11 | ICU_demand |  |  |  | 276.33 |  |  | Maintain Status Quo | Afghanistan | AFG |  |  | FALSE
2022-09-11 | infections |  |  |  | 10624.46 |  |  | Maintain Status Quo | Afghanistan | AFG |  |  | FALSE
2022-09-11 | hospital_incidence |  |  |  | 92.05 |  |  | Maintain Status Quo | Afghanistan | AFG |  |  | FALSE
2022-09-11 | ICU_incidence |  |  |  | 29.52 |  |  | Maintain Status Quo | Afghanistan | AFG |  |  | FALSE
2022-09-11 | cumulative_infections |  |  |  | 30545703.2 |  |  | Maintain Status Quo | Afghanistan | AFG |  |  | FALSE
2022-09-11 | hospital_demand |  |  |  | 10079.25 |  |  | Relax Interventions 50% | Afghanistan | AFG |  |  | FALSE
2022-09-11 | ICU_demand |  |  |  | 804.97 |  |  | Relax Interventions 50% | Afghanistan | AFG |  |  | FALSE
2022-09-11 | infections |  |  |  | 179016.58 |  |  | Relax Interventions 50% | Afghanistan | AFG |  |  | FALSE
2022-09-11 | hospital_incidence |  |  |  | 1278.81 |  |  | Relax Interventions 50% | Afghanistan | AFG |  |  | FALSE
2022-09-11 | ICU_incidence |  |  |  | 434.85 |  |  | Relax Interventions 50% | Afghanistan | AFG |  |  | FALSE
2022-09-11 | cumulative_infections |  |  |  | 34858070.6 |  |  | Relax Interventions 50% | Afghanistan | AFG |  |  | FALSE
2022-09-12 | hospital_demand |  |  |  | 28.2 |  |  | Additional 50% Reduction | Afghanistan | AFG |  |  | FALSE
2022-09-12 | ICU_demand |  |  |  | 19.85 |  |  | Additional 50% Reduction | Afghanistan | AFG |  |  | FALSE
2022-09-12 | infections |  |  |  | 74.75 |  |  | Additional 50% Reduction | Afghanistan | AFG |  |  | FALSE
2022-09-12 | hospital_incidence |  |  |  | 1.02 |  |  | Additional 50% Reduction | Afghanistan | AFG |  |  | FALSE
2022-09-12 | ICU_incidence |  |  |  | 0.33 |  |  | Additional 50% Reduction | Afghanistan | AFG |  |  | FALSE
2022-09-12 | cumulative_infections |  |  |  | 29869860 |  |  | Additional 50% Reduction | Afghanistan | AFG |  |  | FALSE
2022-09-12 | hospital_demand |  |  |  | 928.52 |  |  | Maintain Status Quo | Afghanistan | AFG |  |  | FALSE
2022-09-12 | ICU_demand |  |  |  | 274.22 |  |  | Maintain Status Quo | Afghanistan | AFG |  |  | FALSE
2022-09-12 | infections |  |  |  | 10476.33 |  |  | Maintain Status Quo | Afghanistan | AFG |  |  | FALSE
2022-09-12 | hospital_incidence |  |  |  | 90.77 |  |  | Maintain Status Quo | Afghanistan | AFG |  |  | FALSE
2022-09-12 | ICU_incidence |  |  |  | 29.07 |  |  | Maintain Status Quo | Afghanistan | AFG |  |  | FALSE
2022-09-12 | cumulative_infections |  |  |  | 30556179.6 |  |  | Maintain Status Quo | Afghanistan | AFG |  |  | FALSE
2022-09-12 | hospital_demand |  |  |  | 10270.17 |  |  | Relax Interventions 50% | Afghanistan | AFG |  |  | FALSE
2022-09-12 | ICU_demand |  |  |  | 814.85 |  |  | Relax Interventions 50% | Afghanistan | AFG |  |  | FALSE
2022-09-12 | infections |  |  |  | 180916.91 |  |  | Relax Interventions 50% | Afghanistan | AFG |  |  | FALSE
2022-09-12 | hospital_incidence |  |  |  | 1295.42 |  |  | Relax Interventions 50% | Afghanistan | AFG |  |  | FALSE
2022-09-12 | ICU_incidence |  |  |  | 441.82 |  |  | Relax Interventions 50% | Afghanistan | AFG |  |  | FALSE
2022-09-12 | cumulative_infections |  |  |  | 35038987.6 |  |  | Relax Interventions 50% | Afghanistan | AFG |  |  | FALSE
2022-09-13 | hospital_demand |  |  |  | 25.62 |  |  | Additional 50% Reduction | Afghanistan | AFG |  |  | FALSE
2022-09-13 | ICU_demand |  |  |  | 18.18 |  |  | Additional 50% Reduction | Afghanistan | AFG |  |  | FALSE
2022-09-13 | infections |  |  |  | 67.69 |  |  | Additional 50% Reduction | Afghanistan | AFG |  |  | FALSE
2022-09-13 | hospital_incidence |  |  |  | 0.92 |  |  | Additional 50% Reduction | Afghanistan | AFG |  |  | FALSE
2022-09-13 | ICU_incidence |  |  |  | 0.3 |  |  | Additional 50% Reduction | Afghanistan | AFG |  |  | FALSE
2022-09-13 | cumulative_infections |  |  |  | 29869927.7 |  |  | Additional 50% Reduction | Afghanistan | AFG |  |  | FALSE
2022-09-13 | hospital_demand |  |  |  | 915.81 |  |  | Maintain Status Quo | Afghanistan | AFG |  |  | FALSE
2022-09-13 | ICU_demand |  |  |  | 272.08 |  |  | Maintain Status Quo | Afghanistan | AFG |  |  | FALSE
2022-09-13 | infections |  |  |  | 10330.44 |  |  | Maintain Status Quo | Afghanistan | AFG |  |  | FALSE
2022-09-13 | hospital_incidence |  |  |  | 89.5 |  |  | Maintain Status Quo | Afghanistan | AFG |  |  | FALSE
2022-09-13 | ICU_incidence |  |  |  | 28.64 |  |  | Maintain Status Quo | Afghanistan | AFG |  |  | FALSE
2022-09-13 | cumulative_infections |  |  |  | 30566510 |  |  | Maintain Status Quo | Afghanistan | AFG |  |  | FALSE
2022-09-13 | hospital_demand |  |  |  | 10453.46 |  |  | Relax Interventions 50% | Afghanistan | AFG |  |  | FALSE
2022-09-13 | ICU_demand |  |  |  | 824.33 |  |  | Relax Interventions 50% | Afghanistan | AFG |  |  | FALSE
2022-09-13 | infections |  |  |  | 182630.71 |  |  | Relax Interventions 50% | Afghanistan | AFG |  |  | FALSE
2022-09-13 | hospital_incidence |  |  |  | 1310.68 |  |  | Relax Interventions 50% | Afghanistan | AFG |  |  | FALSE
2022-09-13 | ICU_incidence |  |  |  | 448.45 |  |  | Relax Interventions 50% | Afghanistan | AFG |  |  | FALSE
2022-09-13 | cumulative_infections |  |  |  | 35221618.3 |  |  | Relax Interventions 50% | Afghanistan | AFG |  |  | FALSE
2022-09-14 | hospital_demand |  |  |  | 23.27 |  |  | Additional 50% Reduction | Afghanistan | AFG |  |  | FALSE
2022-09-14 | ICU_demand |  |  |  | 16.65 |  |  | Additional 50% Reduction | Afghanistan | AFG |  |  | FALSE
2022-09-14 | infections |  |  |  | 61.3 |  |  | Additional 50% Reduction | Afghanistan | AFG |  |  | FALSE
2022-09-14 | hospital_incidence |  |  |  | 0.84 |  |  | Additional 50% Reduction | Afghanistan | AFG |  |  | FALSE
2022-09-14 | ICU_incidence |  |  |  | 0.27 |  |  | Additional 50% Reduction | Afghanistan | AFG |  |  | FALSE
2022-09-14 | cumulative_infections |  |  |  | 29869989 |  |  | Additional 50% Reduction | Afghanistan | AFG |  |  | FALSE
2022-09-14 | hospital_demand |  |  |  | 903.29 |  |  | Maintain Status Quo | Afghanistan | AFG |  |  | FALSE
2022-09-14 | ICU_demand |  |  |  | 269.9 |  |  | Maintain Status Quo | Afghanistan | AFG |  |  | FALSE
2022-09-14 | infections |  |  |  | 10186.77 |  |  | Maintain Status Quo | Afghanistan | AFG |  |  | FALSE
2022-09-14 | hospital_incidence |  |  |  | 88.25 |  |  | Maintain Status Quo | Afghanistan | AFG |  |  | FALSE
2022-09-14 | ICU_incidence |  |  |  | 28.21 |  |  | Maintain Status Quo | Afghanistan | AFG |  |  | FALSE
2022-09-14 | cumulative_infections |  |  |  | 30576696.8 |  |  | Maintain Status Quo | Afghanistan | AFG |  |  | FALSE
2022-09-14 | hospital_demand |  |  |  | 10628.98 |  |  | Relax Interventions 50% | Afghanistan | AFG |  |  | FALSE
2022-09-14 | ICU_demand |  |  |  | 833.39 |  |  | Relax Interventions 50% | Afghanistan | AFG |  |  | FALSE
2022-09-14 | infections |  |  |  | 184155.32 |  |  | Relax Interventions 50% | Afghanistan | AFG |  |  | FALSE
2022-09-14 | hospital_incidence |  |  |  | 1324.57 |  |  | Relax Interventions 50% | Afghanistan | AFG |  |  | FALSE
2022-09-14 | ICU_incidence |  |  |  | 454.72 |  |  | Relax Interventions 50% | Afghanistan | AFG |  |  | FALSE
2022-09-14 | cumulative_infections |  |  |  | 35405773.6 |  |  | Relax Interventions 50% | Afghanistan | AFG |  |  | FALSE
2022-09-15 | hospital_demand |  |  |  | 21.14 |  |  | Additional 50% Reduction | Afghanistan | AFG |  |  | FALSE
2022-09-15 | ICU_demand |  |  |  | 15.24 |  |  | Additional 50% Reduction | Afghanistan | AFG |  |  | FALSE
2022-09-15 | infections |  |  |  | 55.52 |  |  | Additional 50% Reduction | Afghanistan | AFG |  |  | FALSE
2022-09-15 | hospital_incidence |  |  |  | 0.76 |  |  | Additional 50% Reduction | Afghanistan | AFG |  |  | FALSE
2022-09-15 | ICU_incidence |  |  |  | 0.24 |  |  | Additional 50% Reduction | Afghanistan | AFG |  |  | FALSE
2022-09-15 | cumulative_infections |  |  |  | 29870044.6 |  |  | Additional 50% Reduction | Afghanistan | AFG |  |  | FALSE
2022-09-15 | hospital_demand |  |  |  | 890.94 |  |  | Maintain Status Quo | Afghanistan | AFG |  |  | FALSE
2022-09-15 | ICU_demand |  |  |  | 267.68 |  |  | Maintain Status Quo | Afghanistan | AFG |  |  | FALSE
2022-09-15 | infections |  |  |  | 10045.29 |  |  | Maintain Status Quo | Afghanistan | AFG |  |  | FALSE
2022-09-15 | hospital_incidence |  |  |  | 87.02 |  |  | Maintain Status Quo | Afghanistan | AFG |  |  | FALSE
2022-09-15 | ICU_incidence |  |  |  | 27.79 |  |  | Maintain Status Quo | Afghanistan | AFG |  |  | FALSE
2022-09-15 | cumulative_infections |  |  |  | 30586742.1 |  |  | Maintain Status Quo | Afghanistan | AFG |  |  | FALSE
2022-09-15 | hospital_demand |  |  |  | 10796.59 |  |  | Relax Interventions 50% | Afghanistan | AFG |  |  | FALSE
2022-09-15 | ICU_demand |  |  |  | 842.01 |  |  | Relax Interventions 50% | Afghanistan | AFG |  |  | FALSE
2022-09-15 | infections |  |  |  | 185489.1 |  |  | Relax Interventions 50% | Afghanistan | AFG |  |  | FALSE
2022-09-15 | hospital_incidence |  |  |  | 1337.04 |  |  | Relax Interventions 50% | Afghanistan | AFG |  |  | FALSE
2022-09-15 | ICU_incidence |  |  |  | 460.62 |  |  | Relax Interventions 50% | Afghanistan | AFG |  |  | FALSE
2022-09-15 | cumulative_infections |  |  |  | 35591262.7 |  |  | Relax Interventions 50% | Afghanistan | AFG |  |  | FALSE
2022-09-16 | hospital_demand |  |  |  | 19.2 |  |  | Additional 50% Reduction | Afghanistan | AFG |  |  | FALSE
2022-09-16 | ICU_demand |  |  |  | 13.94 |  |  | Additional 50% Reduction | Afghanistan | AFG |  |  | FALSE
2022-09-16 | infections |  |  |  | 50.3 |  |  | Additional 50% Reduction | Afghanistan | AFG |  |  | FALSE
2022-09-16 | hospital_incidence |  |  |  | 0.68 |  |  | Additional 50% Reduction | Afghanistan | AFG |  |  | FALSE
2022-09-16 | ICU_incidence |  |  |  | 0.22 |  |  | Additional 50% Reduction | Afghanistan | AFG |  |  | FALSE
2022-09-16 | cumulative_infections |  |  |  | 29870094.9 |  |  | Additional 50% Reduction | Afghanistan | AFG |  |  | FALSE
2022-09-16 | hospital_demand |  |  |  | 878.78 |  |  | Maintain Status Quo | Afghanistan | AFG |  |  | FALSE
2022-09-16 | ICU_demand |  |  |  | 265.44 |  |  | Maintain Status Quo | Afghanistan | AFG |  |  | FALSE
2022-09-16 | infections |  |  |  | 9905.97 |  |  | Maintain Status Quo | Afghanistan | AFG |  |  | FALSE
2022-09-16 | hospital_incidence |  |  |  | 85.8 |  |  | Maintain Status Quo | Afghanistan | AFG |  |  | FALSE
2022-09-16 | ICU_incidence |  |  |  | 27.37 |  |  | Maintain Status Quo | Afghanistan | AFG |  |  | FALSE
2022-09-16 | cumulative_infections |  |  |  | 30596648.1 |  |  | Maintain Status Quo | Afghanistan | AFG |  |  | FALSE
2022-09-16 | hospital_demand |  |  |  | 10956.01 |  |  | Relax Interventions 50% | Afghanistan | AFG |  |  | FALSE
2022-09-16 | ICU_demand |  |  |  | 850.18 |  |  | Relax Interventions 50% | Afghanistan | AFG |  |  | FALSE
2022-09-16 | infections |  |  |  | 186631.32 |  |  | Relax Interventions 50% | Afghanistan | AFG |  |  | FALSE
2022-09-16 | hospital_incidence |  |  |  | 1348.08 |  |  | Relax Interventions 50% | Afghanistan | AFG |  |  | FALSE
2022-09-16 | ICU_incidence |  |  |  | 466.14 |  |  | Relax Interventions 50% | Afghanistan | AFG |  |  | FALSE
2022-09-16 | cumulative_infections |  |  |  | 35777894 |  |  | Relax Interventions 50% | Afghanistan | AFG |  |  | FALSE
2022-09-17 | hospital_demand |  |  |  | 17.44 |  |  | Additional 50% Reduction | Afghanistan | AFG |  |  | FALSE
2022-09-17 | ICU_demand |  |  |  | 12.75 |  |  | Additional 50% Reduction | Afghanistan | AFG |  |  | FALSE
2022-09-17 | infections |  |  |  | 45.56 |  |  | Additional 50% Reduction | Afghanistan | AFG |  |  | FALSE
2022-09-17 | hospital_incidence |  |  |  | 0.62 |  |  | Additional 50% Reduction | Afghanistan | AFG |  |  | FALSE
2022-09-17 | ICU_incidence |  |  |  | 0.2 |  |  | Additional 50% Reduction | Afghanistan | AFG |  |  | FALSE
2022-09-17 | cumulative_infections |  |  |  | 29870140.4 |  |  | Additional 50% Reduction | Afghanistan | AFG |  |  | FALSE
2022-09-17 | hospital_demand |  |  |  | 866.79 |  |  | Maintain Status Quo | Afghanistan | AFG |  |  | FALSE
2022-09-17 | ICU_demand |  |  |  | 263.17 |  |  | Maintain Status Quo | Afghanistan | AFG |  |  | FALSE
2022-09-17 | infections |  |  |  | 9768.78 |  |  | Maintain Status Quo | Afghanistan | AFG |  |  | FALSE
2022-09-17 | hospital_incidence |  |  |  | 84.61 |  |  | Maintain Status Quo | Afghanistan | AFG |  |  | FALSE
2022-09-17 | ICU_incidence |  |  |  | 26.97 |  |  | Maintain Status Quo | Afghanistan | AFG |  |  | FALSE
2022-09-17 | cumulative_infections |  |  |  | 30606416.8 |  |  | Maintain Status Quo | Afghanistan | AFG |  |  | FALSE
2022-09-17 | hospital_demand |  |  |  | 11106.93 |  |  | Relax Interventions 50% | Afghanistan | AFG |  |  | FALSE
2022-09-17 | ICU_demand |  |  |  | 857.88 |  |  | Relax Interventions 50% | Afghanistan | AFG |  |  | FALSE
2022-09-17 | infections |  |  |  | 187582.16 |  |  | Relax Interventions 50% | Afghanistan | AFG |  |  | FALSE
2022-09-17 | hospital_incidence |  |  |  | 1357.68 |  |  | Relax Interventions 50% | Afghanistan | AFG |  |  | FALSE
2022-09-17 | ICU_incidence |  |  |  | 471.28 |  |  | Relax Interventions 50% | Afghanistan | AFG |  |  | FALSE
2022-09-17 | cumulative_infections |  |  |  | 35965476.2 |  |  | Relax Interventions 50% | Afghanistan | AFG |  |  | FALSE
2022-09-18 | hospital_demand |  |  |  | 15.84 |  |  | Additional 50% Reduction | Afghanistan | AFG |  |  | FALSE
2022-09-18 | ICU_demand |  |  |  | 11.66 |  |  | Additional 50% Reduction | Afghanistan | AFG |  |  | FALSE
2022-09-18 | infections |  |  |  | 41.28 |  |  | Additional 50% Reduction | Afghanistan | AFG |  |  | FALSE
2022-09-18 | hospital_incidence |  |  |  | 0.56 |  |  | Additional 50% Reduction | Afghanistan | AFG |  |  | FALSE
2022-09-18 | ICU_incidence |  |  |  | 0.18 |  |  | Additional 50% Reduction | Afghanistan | AFG |  |  | FALSE
2022-09-18 | cumulative_infections |  |  |  | 29870181.7 |  |  | Additional 50% Reduction | Afghanistan | AFG |  |  | FALSE
2022-09-18 | hospital_demand |  |  |  | 854.97 |  |  | Maintain Status Quo | Afghanistan | AFG |  |  | FALSE
2022-09-18 | ICU_demand |  |  |  | 260.88 |  |  | Maintain Status Quo | Afghanistan | AFG |  |  | FALSE
2022-09-18 | infections |  |  |  | 9633.69 |  |  | Maintain Status Quo | Afghanistan | AFG |  |  | FALSE
2022-09-18 | hospital_incidence |  |  |  | 83.44 |  |  | Maintain Status Quo | Afghanistan | AFG |  |  | FALSE
2022-09-18 | ICU_incidence |  |  |  | 26.56 |  |  | Maintain Status Quo | Afghanistan | AFG |  |  | FALSE
2022-09-18 | cumulative_infections |  |  |  | 30616050.5 |  |  | Maintain Status Quo | Afghanistan | AFG |  |  | FALSE
2022-09-18 | hospital_demand |  |  |  | 11249.02 |  |  | Relax Interventions 50% | Afghanistan | AFG |  |  | FALSE
2022-09-18 | ICU_demand |  |  |  | 865.1 |  |  | Relax Interventions 50% | Afghanistan | AFG |  |  | FALSE
2022-09-18 | infections |  |  |  | 188342.62 |  |  | Relax Interventions 50% | Afghanistan | AFG |  |  | FALSE
2022-09-18 | hospital_incidence |  |  |  | 1365.82 |  |  | Relax Interventions 50% | Afghanistan | AFG |  |  | FALSE
2022-09-18 | ICU_incidence |  |  |  | 476.02 |  |  | Relax Interventions 50% | Afghanistan | AFG |  |  | FALSE
2022-09-18 | cumulative_infections |  |  |  | 36153818.8 |  |  | Relax Interventions 50% | Afghanistan | AFG |  |  | FALSE
2022-09-19 | hospital_demand |  |  |  | 14.39 |  |  | Additional 50% Reduction | Afghanistan | AFG |  |  | FALSE
2022-09-19 | ICU_demand |  |  |  | 10.66 |  |  | Additional 50% Reduction | Afghanistan | AFG |  |  | FALSE
2022-09-19 | infections |  |  |  | 37.4 |  |  | Additional 50% Reduction | Afghanistan | AFG |  |  | FALSE
2022-09-19 | hospital_incidence |  |  |  | 0.51 |  |  | Additional 50% Reduction | Afghanistan | AFG |  |  | FALSE
2022-09-19 | ICU_incidence |  |  |  | 0.16 |  |  | Additional 50% Reduction | Afghanistan | AFG |  |  | FALSE
2022-09-19 | cumulative_infections |  |  |  | 29870219.1 |  |  | Additional 50% Reduction | Afghanistan | AFG |  |  | FALSE
2022-09-19 | hospital_demand |  |  |  | 843.33 |  |  | Maintain Status Quo | Afghanistan | AFG |  |  | FALSE
2022-09-19 | ICU_demand |  |  |  | 258.58 |  |  | Maintain Status Quo | Afghanistan | AFG |  |  | FALSE
2022-09-19 | infections |  |  |  | 9500.68 |  |  | Maintain Status Quo | Afghanistan | AFG |  |  | FALSE
2022-09-19 | hospital_incidence |  |  |  | 82.28 |  |  | Maintain Status Quo | Afghanistan | AFG |  |  | FALSE
2022-09-19 | ICU_incidence |  |  |  | 26.17 |  |  | Maintain Status Quo | Afghanistan | AFG |  |  | FALSE
2022-09-19 | cumulative_infections |  |  |  | 30625551.2 |  |  | Maintain Status Quo | Afghanistan | AFG |  |  | FALSE
2022-09-19 | hospital_demand |  |  |  | 11382.02 |  |  | Relax Interventions 50% | Afghanistan | AFG |  |  | FALSE
2022-09-19 | ICU_demand |  |  |  | 871.83 |  |  | Relax Interventions 50% | Afghanistan | AFG |  |  | FALSE
2022-09-19 | infections |  |  |  | 188914.52 |  |  | Relax Interventions 50% | Afghanistan | AFG |  |  | FALSE
2022-09-19 | hospital_incidence |  |  |  | 1372.5 |  |  | Relax Interventions 50% | Afghanistan | AFG |  |  | FALSE
2022-09-19 | ICU_incidence |  |  |  | 480.36 |  |  | Relax Interventions 50% | Afghanistan | AFG |  |  | FALSE
2022-09-19 | cumulative_infections |  |  |  | 36342733.3 |  |  | Relax Interventions 50% | Afghanistan | AFG |  |  | FALSE
2022-09-20 | hospital_demand |  |  |  | 13.07 |  |  | Additional 50% Reduction | Afghanistan | AFG |  |  | FALSE
2022-09-20 | ICU_demand |  |  |  | 9.74 |  |  | Additional 50% Reduction | Afghanistan | AFG |  |  | FALSE
2022-09-20 | infections |  |  |  | 33.89 |  |  | Additional 50% Reduction | Afghanistan | AFG |  |  | FALSE
2022-09-20 | hospital_incidence |  |  |  | 0.46 |  |  | Additional 50% Reduction | Afghanistan | AFG |  |  | FALSE
2022-09-20 | ICU_incidence |  |  |  | 0.15 |  |  | Additional 50% Reduction | Afghanistan | AFG |  |  | FALSE
2022-09-20 | cumulative_infections |  |  |  | 29870253 |  |  | Additional 50% Reduction | Afghanistan | AFG |  |  | FALSE
2022-09-20 | hospital_demand |  |  |  | 831.85 |  |  | Maintain Status Quo | Afghanistan | AFG |  |  | FALSE
2022-09-20 | ICU_demand |  |  |  | 256.26 |  |  | Maintain Status Quo | Afghanistan | AFG |  |  | FALSE
2022-09-20 | infections |  |  |  | 9369.7 |  |  | Maintain Status Quo | Afghanistan | AFG |  |  | FALSE
2022-09-20 | hospital_incidence |  |  |  | 81.14 |  |  | Maintain Status Quo | Afghanistan | AFG |  |  | FALSE
2022-09-20 | ICU_incidence |  |  |  | 25.78 |  |  | Maintain Status Quo | Afghanistan | AFG |  |  | FALSE
2022-09-20 | cumulative_infections |  |  |  | 30634920.9 |  |  | Maintain Status Quo | Afghanistan | AFG |  |  | FALSE
2022-09-20 | hospital_demand |  |  |  | 11505.68 |  |  | Relax Interventions 50% | Afghanistan | AFG |  |  | FALSE
2022-09-20 | ICU_demand |  |  |  | 878.06 |  |  | Relax Interventions 50% | Afghanistan | AFG |  |  | FALSE
2022-09-20 | infections |  |  |  | 189300.39 |  |  | Relax Interventions 50% | Afghanistan | AFG |  |  | FALSE
2022-09-20 | hospital_incidence |  |  |  | 1377.72 |  |  | Relax Interventions 50% | Afghanistan | AFG |  |  | FALSE
2022-09-20 | ICU_incidence |  |  |  | 484.3 |  |  | Relax Interventions 50% | Afghanistan | AFG |  |  | FALSE
2022-09-20 | cumulative_infections |  |  |  | 36532033.7 |  |  | Relax Interventions 50% | Afghanistan | AFG |  |  | FALSE
2022-09-21 | hospital_demand |  |  |  | 11.87 |  |  | Additional 50% Reduction | Afghanistan | AFG |  |  | FALSE
2022-09-21 | ICU_demand |  |  |  | 8.9 |  |  | Additional 50% Reduction | Afghanistan | AFG |  |  | FALSE
2022-09-21 | infections |  |  |  | 30.72 |  |  | Additional 50% Reduction | Afghanistan | AFG |  |  | FALSE
2022-09-21 | hospital_incidence |  |  |  | 0.42 |  |  | Additional 50% Reduction | Afghanistan | AFG |  |  | FALSE
2022-09-21 | ICU_incidence |  |  |  | 0.13 |  |  | Additional 50% Reduction | Afghanistan | AFG |  |  | FALSE
2022-09-21 | cumulative_infections |  |  |  | 29870283.7 |  |  | Additional 50% Reduction | Afghanistan | AFG |  |  | FALSE
2022-09-21 | hospital_demand |  |  |  | 820.55 |  |  | Maintain Status Quo | Afghanistan | AFG |  |  | FALSE
2022-09-21 | ICU_demand |  |  |  | 253.94 |  |  | Maintain Status Quo | Afghanistan | AFG |  |  | FALSE
2022-09-21 | infections |  |  |  | 9240.75 |  |  | Maintain Status Quo | Afghanistan | AFG |  |  | FALSE
2022-09-21 | hospital_incidence |  |  |  | 80.01 |  |  | Maintain Status Quo | Afghanistan | AFG |  |  | FALSE
2022-09-21 | ICU_incidence |  |  |  | 25.4 |  |  | Maintain Status Quo | Afghanistan | AFG |  |  | FALSE
2022-09-21 | cumulative_infections |  |  |  | 30644161.7 |  |  | Maintain Status Quo | Afghanistan | AFG |  |  | FALSE
2022-09-21 | hospital_demand |  |  |  | 11619.78 |  |  | Relax Interventions 50% | Afghanistan | AFG |  |  | FALSE
2022-09-21 | ICU_demand |  |  |  | 883.79 |  |  | Relax Interventions 50% | Afghanistan | AFG |  |  | FALSE
2022-09-21 | infections |  |  |  | 189503.42 |  |  | Relax Interventions 50% | Afghanistan | AFG |  |  | FALSE
2022-09-21 | hospital_incidence |  |  |  | 1381.51 |  |  | Relax Interventions 50% | Afghanistan | AFG |  |  | FALSE
2022-09-21 | ICU_incidence |  |  |  | 487.84 |  |  | Relax Interventions 50% | Afghanistan | AFG |  |  | FALSE
2022-09-21 | cumulative_infections |  |  |  | 36721537.1 |  |  | Relax Interventions 50% | Afghanistan | AFG |  |  | FALSE
2022-09-22 | hospital_demand |  |  |  | 10.78 |  |  | Additional 50% Reduction | Afghanistan | AFG |  |  | FALSE
2022-09-22 | ICU_demand |  |  |  | 8.12 |  |  | Additional 50% Reduction | Afghanistan | AFG |  |  | FALSE
2022-09-22 | infections |  |  |  | 27.84 |  |  | Additional 50% Reduction | Afghanistan | AFG |  |  | FALSE
2022-09-22 | hospital_incidence |  |  |  | 0.38 |  |  | Additional 50% Reduction | Afghanistan | AFG |  |  | FALSE
2022-09-22 | ICU_incidence |  |  |  | 0.12 |  |  | Additional 50% Reduction | Afghanistan | AFG |  |  | FALSE
2022-09-22 | cumulative_infections |  |  |  | 29870311.6 |  |  | Additional 50% Reduction | Afghanistan | AFG |  |  | FALSE
2022-09-22 | hospital_demand |  |  |  | 809.4 |  |  | Maintain Status Quo | Afghanistan | AFG |  |  | FALSE
2022-09-22 | ICU_demand |  |  |  | 251.6 |  |  | Maintain Status Quo | Afghanistan | AFG |  |  | FALSE
2022-09-22 | infections |  |  |  | 9113.77 |  |  | Maintain Status Quo | Afghanistan | AFG |  |  | FALSE
2022-09-22 | hospital_incidence |  |  |  | 78.91 |  |  | Maintain Status Quo | Afghanistan | AFG |  |  | FALSE
2022-09-22 | ICU_incidence |  |  |  | 25.03 |  |  | Maintain Status Quo | Afghanistan | AFG |  |  | FALSE
2022-09-22 | cumulative_infections |  |  |  | 30653275.4 |  |  | Maintain Status Quo | Afghanistan | AFG |  |  | FALSE
2022-09-22 | hospital_demand |  |  |  | 11724.12 |  |  | Relax Interventions 50% | Afghanistan | AFG |  |  | FALSE
2022-09-22 | ICU_demand |  |  |  | 889.01 |  |  | Relax Interventions 50% | Afghanistan | AFG |  |  | FALSE
2022-09-22 | infections |  |  |  | 189527.44 |  |  | Relax Interventions 50% | Afghanistan | AFG |  |  | FALSE
2022-09-22 | hospital_incidence |  |  |  | 1383.87 |  |  | Relax Interventions 50% | Afghanistan | AFG |  |  | FALSE
2022-09-22 | ICU_incidence |  |  |  | 490.98 |  |  | Relax Interventions 50% | Afghanistan | AFG |  |  | FALSE
2022-09-22 | cumulative_infections |  |  |  | 36911064.6 |  |  | Relax Interventions 50% | Afghanistan | AFG |  |  | FALSE
2022-09-23 | hospital_demand |  |  |  | 9.79 |  |  | Additional 50% Reduction | Afghanistan | AFG |  |  | FALSE
2022-09-23 | ICU_demand |  |  |  | 7.42 |  |  | Additional 50% Reduction | Afghanistan | AFG |  |  | FALSE
2022-09-23 | infections |  |  |  | 25.24 |  |  | Additional 50% Reduction | Afghanistan | AFG |  |  | FALSE
2022-09-23 | hospital_incidence |  |  |  | 0.34 |  |  | Additional 50% Reduction | Afghanistan | AFG |  |  | FALSE
2022-09-23 | ICU_incidence |  |  |  | 0.11 |  |  | Additional 50% Reduction | Afghanistan | AFG |  |  | FALSE
2022-09-23 | cumulative_infections |  |  |  | 29870336.8 |  |  | Additional 50% Reduction | Afghanistan | AFG |  |  | FALSE
2022-09-23 | hospital_demand |  |  |  | 798.42 |  |  | Maintain Status Quo | Afghanistan | AFG |  |  | FALSE
2022-09-23 | ICU_demand |  |  |  | 249.27 |  |  | Maintain Status Quo | Afghanistan | AFG |  |  | FALSE
2022-09-23 | infections |  |  |  | 8988.76 |  |  | Maintain Status Quo | Afghanistan | AFG |  |  | FALSE
2022-09-23 | hospital_incidence |  |  |  | 77.82 |  |  | Maintain Status Quo | Afghanistan | AFG |  |  | FALSE
2022-09-23 | ICU_incidence |  |  |  | 24.66 |  |  | Maintain Status Quo | Afghanistan | AFG |  |  | FALSE
2022-09-23 | cumulative_infections |  |  |  | 30662264.2 |  |  | Maintain Status Quo | Afghanistan | AFG |  |  | FALSE
2022-09-23 | hospital_demand |  |  |  | 11818.44 |  |  | Relax Interventions 50% | Afghanistan | AFG |  |  | FALSE
2022-09-23 | ICU_demand |  |  |  | 893.71 |  |  | Relax Interventions 50% | Afghanistan | AFG |  |  | FALSE
2022-09-23 | infections |  |  |  | 189376.79 |  |  | Relax Interventions 50% | Afghanistan | AFG |  |  | FALSE
2022-09-23 | hospital_incidence |  |  |  | 1384.82 |  |  | Relax Interventions 50% | Afghanistan | AFG |  |  | FALSE
2022-09-23 | ICU_incidence |  |  |  | 493.72 |  |  | Relax Interventions 50% | Afghanistan | AFG |  |  | FALSE
2022-09-23 | cumulative_infections |  |  |  | 37100441.3 |  |  | Relax Interventions 50% | Afghanistan | AFG |  |  | FALSE
2022-09-24 | hospital_demand |  |  |  | 8.89 |  |  | Additional 50% Reduction | Afghanistan | AFG |  |  | FALSE
2022-09-24 | ICU_demand |  |  |  | 6.77 |  |  | Additional 50% Reduction | Afghanistan | AFG |  |  | FALSE
2022-09-24 | infections |  |  |  | 22.88 |  |  | Additional 50% Reduction | Afghanistan | AFG |  |  | FALSE
2022-09-24 | hospital_incidence |  |  |  | 0.31 |  |  | Additional 50% Reduction | Afghanistan | AFG |  |  | FALSE
2022-09-24 | ICU_incidence |  |  |  | 0.1 |  |  | Additional 50% Reduction | Afghanistan | AFG |  |  | FALSE
2022-09-24 | cumulative_infections |  |  |  | 29870359.7 |  |  | Additional 50% Reduction | Afghanistan | AFG |  |  | FALSE
2022-09-24 | hospital_demand |  |  |  | 787.61 |  |  | Maintain Status Quo | Afghanistan | AFG |  |  | FALSE
2022-09-24 | ICU_demand |  |  |  | 246.93 |  |  | Maintain Status Quo | Afghanistan | AFG |  |  | FALSE
2022-09-24 | infections |  |  |  | 8865.68 |  |  | Maintain Status Quo | Afghanistan | AFG |  |  | FALSE
2022-09-24 | hospital_incidence |  |  |  | 76.75 |  |  | Maintain Status Quo | Afghanistan | AFG |  |  | FALSE
2022-09-24 | ICU_incidence |  |  |  | 24.3 |  |  | Maintain Status Quo | Afghanistan | AFG |  |  | FALSE
2022-09-24 | cumulative_infections |  |  |  | 30671129.9 |  |  | Maintain Status Quo | Afghanistan | AFG |  |  | FALSE
2022-09-24 | hospital_demand |  |  |  | 11902.47 |  |  | Relax Interventions 50% | Afghanistan | AFG |  |  | FALSE
2022-09-24 | ICU_demand |  |  |  | 897.91 |  |  | Relax Interventions 50% | Afghanistan | AFG |  |  | FALSE
2022-09-24 | infections |  |  |  | 189056.27 |  |  | Relax Interventions 50% | Afghanistan | AFG |  |  | FALSE
2022-09-24 | hospital_incidence |  |  |  | 1384.41 |  |  | Relax Interventions 50% | Afghanistan | AFG |  |  | FALSE
2022-09-24 | ICU_incidence |  |  |  | 496.07 |  |  | Relax Interventions 50% | Afghanistan | AFG |  |  | FALSE
2022-09-24 | cumulative_infections |  |  |  | 37289497.6 |  |  | Relax Interventions 50% | Afghanistan | AFG |  |  | FALSE
2022-09-25 | hospital_demand |  |  |  | 8.07 |  |  | Additional 50% Reduction | Afghanistan | AFG |  |  | FALSE
2022-09-25 | ICU_demand |  |  |  | 6.18 |  |  | Additional 50% Reduction | Afghanistan | AFG |  |  | FALSE
2022-09-25 | infections |  |  |  | 20.74 |  |  | Additional 50% Reduction | Afghanistan | AFG |  |  | FALSE
2022-09-25 | hospital_incidence |  |  |  | 0.28 |  |  | Additional 50% Reduction | Afghanistan | AFG |  |  | FALSE
2022-09-25 | ICU_incidence |  |  |  | 0.09 |  |  | Additional 50% Reduction | Afghanistan | AFG |  |  | FALSE
2022-09-25 | cumulative_infections |  |  |  | 29870380.4 |  |  | Additional 50% Reduction | Afghanistan | AFG |  |  | FALSE
2022-09-25 | hospital_demand |  |  |  | 776.95 |  |  | Maintain Status Quo | Afghanistan | AFG |  |  | FALSE
2022-09-25 | ICU_demand |  |  |  | 244.59 |  |  | Maintain Status Quo | Afghanistan | AFG |  |  | FALSE
2022-09-25 | infections |  |  |  | 8744.51 |  |  | Maintain Status Quo | Afghanistan | AFG |  |  | FALSE
2022-09-25 | hospital_incidence |  |  |  | 75.69 |  |  | Maintain Status Quo | Afghanistan | AFG |  |  | FALSE
2022-09-25 | ICU_incidence |  |  |  | 23.94 |  |  | Maintain Status Quo | Afghanistan | AFG |  |  | FALSE
2022-09-25 | cumulative_infections |  |  |  | 30679874.4 |  |  | Maintain Status Quo | Afghanistan | AFG |  |  | FALSE
2022-09-25 | hospital_demand |  |  |  | 11975.93 |  |  | Relax Interventions 50% | Afghanistan | AFG |  |  | FALSE
2022-09-25 | ICU_demand |  |  |  | 901.6 |  |  | Relax Interventions 50% | Afghanistan | AFG |  |  | FALSE
2022-09-25 | infections |  |  |  | 188571.14 |  |  | Relax Interventions 50% | Afghanistan | AFG |  |  | FALSE
2022-09-25 | hospital_incidence |  |  |  | 1382.65 |  |  | Relax Interventions 50% | Afghanistan | AFG |  |  | FALSE
2022-09-25 | ICU_incidence |  |  |  | 498.02 |  |  | Relax Interventions 50% | Afghanistan | AFG |  |  | FALSE
2022-09-25 | cumulative_infections |  |  |  | 37478068.7 |  |  | Relax Interventions 50% | Afghanistan | AFG |  |  | FALSE
2022-09-26 | hospital_demand |  |  |  | 7.33 |  |  | Additional 50% Reduction | Afghanistan | AFG |  |  | FALSE
2022-09-26 | ICU_demand |  |  |  | 5.64 |  |  | Additional 50% Reduction | Afghanistan | AFG |  |  | FALSE
2022-09-26 | infections |  |  |  | 18.81 |  |  | Additional 50% Reduction | Afghanistan | AFG |  |  | FALSE
2022-09-26 | hospital_incidence |  |  |  | 0.26 |  |  | Additional 50% Reduction | Afghanistan | AFG |  |  | FALSE
2022-09-26 | ICU_incidence |  |  |  | 0.08 |  |  | Additional 50% Reduction | Afghanistan | AFG |  |  | FALSE
2022-09-26 | cumulative_infections |  |  |  | 29870399.2 |  |  | Additional 50% Reduction | Afghanistan | AFG |  |  | FALSE
2022-09-26 | hospital_demand |  |  |  | 766.45 |  |  | Maintain Status Quo | Afghanistan | AFG |  |  | FALSE
2022-09-26 | ICU_demand |  |  |  | 242.25 |  |  | Maintain Status Quo | Afghanistan | AFG |  |  | FALSE
2022-09-26 | infections |  |  |  | 8625.21 |  |  | Maintain Status Quo | Afghanistan | AFG |  |  | FALSE
2022-09-26 | hospital_incidence |  |  |  | 74.65 |  |  | Maintain Status Quo | Afghanistan | AFG |  |  | FALSE
2022-09-26 | ICU_incidence |  |  |  | 23.59 |  |  | Maintain Status Quo | Afghanistan | AFG |  |  | FALSE
2022-09-26 | cumulative_infections |  |  |  | 30688499.6 |  |  | Maintain Status Quo | Afghanistan | AFG |  |  | FALSE
2022-09-26 | hospital_demand |  |  |  | 12038.62 |  |  | Relax Interventions 50% | Afghanistan | AFG |  |  | FALSE
2022-09-26 | ICU_demand |  |  |  | 904.78 |  |  | Relax Interventions 50% | Afghanistan | AFG |  |  | FALSE
2022-09-26 | infections |  |  |  | 187926.95 |  |  | Relax Interventions 50% | Afghanistan | AFG |  |  | FALSE
2022-09-26 | hospital_incidence |  |  |  | 1379.59 |  |  | Relax Interventions 50% | Afghanistan | AFG |  |  | FALSE
2022-09-26 | ICU_incidence |  |  |  | 499.58 |  |  | Relax Interventions 50% | Afghanistan | AFG |  |  | FALSE
2022-09-26 | cumulative_infections |  |  |  | 37665995.7 |  |  | Relax Interventions 50% | Afghanistan | AFG |  |  | FALSE
2022-09-27 | hospital_demand |  |  |  | 6.66 |  |  | Additional 50% Reduction | Afghanistan | AFG |  |  | FALSE
2022-09-27 | ICU_demand |  |  |  | 5.14 |  |  | Additional 50% Reduction | Afghanistan | AFG |  |  | FALSE
2022-09-27 | infections |  |  |  | 17.05 |  |  | Additional 50% Reduction | Afghanistan | AFG |  |  | FALSE
2022-09-27 | hospital_incidence |  |  |  | 0.23 |  |  | Additional 50% Reduction | Afghanistan | AFG |  |  | FALSE
2022-09-27 | ICU_incidence |  |  |  | 0.07 |  |  | Additional 50% Reduction | Afghanistan | AFG |  |  | FALSE
2022-09-27 | cumulative_infections |  |  |  | 29870416.3 |  |  | Additional 50% Reduction | Afghanistan | AFG |  |  | FALSE
2022-09-27 | hospital_demand |  |  |  | 756.1 |  |  | Maintain Status Quo | Afghanistan | AFG |  |  | FALSE
2022-09-27 | ICU_demand |  |  |  | 239.9 |  |  | Maintain Status Quo | Afghanistan | AFG |  |  | FALSE
2022-09-27 | infections |  |  |  | 8507.76 |  |  | Maintain Status Quo | Afghanistan | AFG |  |  | FALSE
2022-09-27 | hospital_incidence |  |  |  | 73.63 |  |  | Maintain Status Quo | Afghanistan | AFG |  |  | FALSE
2022-09-27 | ICU_incidence |  |  |  | 23.24 |  |  | Maintain Status Quo | Afghanistan | AFG |  |  | FALSE
2022-09-27 | cumulative_infections |  |  |  | 30697007.3 |  |  | Maintain Status Quo | Afghanistan | AFG |  |  | FALSE
2022-09-27 | hospital_demand |  |  |  | 12090.34 |  |  | Relax Interventions 50% | Afghanistan | AFG |  |  | FALSE
2022-09-27 | ICU_demand |  |  |  | 907.46 |  |  | Relax Interventions 50% | Afghanistan | AFG |  |  | FALSE
2022-09-27 | infections |  |  |  | 187129.61 |  |  | Relax Interventions 50% | Afghanistan | AFG |  |  | FALSE
2022-09-27 | hospital_incidence |  |  |  | 1375.26 |  |  | Relax Interventions 50% | Afghanistan | AFG |  |  | FALSE
2022-09-27 | ICU_incidence |  |  |  | 500.76 |  |  | Relax Interventions 50% | Afghanistan | AFG |  |  | FALSE
2022-09-27 | cumulative_infections |  |  |  | 37853125.3 |  |  | Relax Interventions 50% | Afghanistan | AFG |  |  | FALSE
2022-09-28 | hospital_demand |  |  |  | 6.05 |  |  | Additional 50% Reduction | Afghanistan | AFG |  |  | FALSE
2022-09-28 | ICU_demand |  |  |  | 4.69 |  |  | Additional 50% Reduction | Afghanistan | AFG |  |  | FALSE
2022-09-28 | infections |  |  |  | 15.47 |  |  | Additional 50% Reduction | Afghanistan | AFG |  |  | FALSE
2022-09-28 | hospital_incidence |  |  |  | 0.21 |  |  | Additional 50% Reduction | Afghanistan | AFG |  |  | FALSE
2022-09-28 | ICU_incidence |  |  |  | 0.07 |  |  | Additional 50% Reduction | Afghanistan | AFG |  |  | FALSE
2022-09-28 | cumulative_infections |  |  |  | 29870431.7 |  |  | Additional 50% Reduction | Afghanistan | AFG |  |  | FALSE
2022-09-28 | hospital_demand |  |  |  | 745.9 |  |  | Maintain Status Quo | Afghanistan | AFG |  |  | FALSE
2022-09-28 | ICU_demand |  |  |  | 237.56 |  |  | Maintain Status Quo | Afghanistan | AFG |  |  | FALSE
2022-09-28 | infections |  |  |  | 8392.13 |  |  | Maintain Status Quo | Afghanistan | AFG |  |  | FALSE
2022-09-28 | hospital_incidence |  |  |  | 72.62 |  |  | Maintain Status Quo | Afghanistan | AFG |  |  | FALSE
2022-09-28 | ICU_incidence |  |  |  | 22.91 |  |  | Maintain Status Quo | Afghanistan | AFG |  |  | FALSE
2022-09-28 | cumulative_infections |  |  |  | 30705399.5 |  |  | Maintain Status Quo | Afghanistan | AFG |  |  | FALSE
2022-09-28 | hospital_demand |  |  |  | 12130.88 |  |  | Relax Interventions 50% | Afghanistan | AFG |  |  | FALSE
2022-09-28 | ICU_demand |  |  |  | 909.64 |  |  | Relax Interventions 50% | Afghanistan | AFG |  |  | FALSE
2022-09-28 | infections |  |  |  | 186185.2 |  |  | Relax Interventions 50% | Afghanistan | AFG |  |  | FALSE
2022-09-28 | hospital_incidence |  |  |  | 1369.71 |  |  | Relax Interventions 50% | Afghanistan | AFG |  |  | FALSE
2022-09-28 | ICU_incidence |  |  |  | 501.57 |  |  | Relax Interventions 50% | Afghanistan | AFG |  |  | FALSE
2022-09-28 | cumulative_infections |  |  |  | 38039310.5 |  |  | Relax Interventions 50% | Afghanistan | AFG |  |  | FALSE
2022-09-29 | hospital_demand |  |  |  | 5.49 |  |  | Additional 50% Reduction | Afghanistan | AFG |  |  | FALSE
2022-09-29 | ICU_demand |  |  |  | 4.28 |  |  | Additional 50% Reduction | Afghanistan | AFG |  |  | FALSE
2022-09-29 | infections |  |  |  | 14.03 |  |  | Additional 50% Reduction | Afghanistan | AFG |  |  | FALSE
2022-09-29 | hospital_incidence |  |  |  | 0.19 |  |  | Additional 50% Reduction | Afghanistan | AFG |  |  | FALSE
2022-09-29 | ICU_incidence |  |  |  | 0.06 |  |  | Additional 50% Reduction | Afghanistan | AFG |  |  | FALSE
2022-09-29 | cumulative_infections |  |  |  | 29870445.8 |  |  | Additional 50% Reduction | Afghanistan | AFG |  |  | FALSE
2022-09-29 | hospital_demand |  |  |  | 735.86 |  |  | Maintain Status Quo | Afghanistan | AFG |  |  | FALSE
2022-09-29 | ICU_demand |  |  |  | 235.23 |  |  | Maintain Status Quo | Afghanistan | AFG |  |  | FALSE
2022-09-29 | infections |  |  |  | 8278.3 |  |  | Maintain Status Quo | Afghanistan | AFG |  |  | FALSE
2022-09-29 | hospital_incidence |  |  |  | 71.63 |  |  | Maintain Status Quo | Afghanistan | AFG |  |  | FALSE
2022-09-29 | ICU_incidence |  |  |  | 22.57 |  |  | Maintain Status Quo | Afghanistan | AFG |  |  | FALSE
2022-09-29 | cumulative_infections |  |  |  | 30713677.8 |  |  | Maintain Status Quo | Afghanistan | AFG |  |  | FALSE
2022-09-29 | hospital_demand |  |  |  | 12160.04 |  |  | Relax Interventions 50% | Afghanistan | AFG |  |  | FALSE
2022-09-29 | ICU_demand |  |  |  | 911.34 |  |  | Relax Interventions 50% | Afghanistan | AFG |  |  | FALSE
2022-09-29 | infections |  |  |  | 185100.04 |  |  | Relax Interventions 50% | Afghanistan | AFG |  |  | FALSE
2022-09-29 | hospital_incidence |  |  |  | 1362.98 |  |  | Relax Interventions 50% | Afghanistan | AFG |  |  | FALSE
2022-09-29 | ICU_incidence |  |  |  | 502.01 |  |  | Relax Interventions 50% | Afghanistan | AFG |  |  | FALSE
2022-09-29 | cumulative_infections |  |  |  | 38224410.5 |  |  | Relax Interventions 50% | Afghanistan | AFG |  |  | FALSE
2022-09-30 | hospital_demand |  |  |  | 4.99 |  |  | Additional 50% Reduction | Afghanistan | AFG |  |  | FALSE
2022-09-30 | ICU_demand |  |  |  | 3.9 |  |  | Additional 50% Reduction | Afghanistan | AFG |  |  | FALSE
2022-09-30 | infections |  |  |  | 12.72 |  |  | Additional 50% Reduction | Afghanistan | AFG |  |  | FALSE
2022-09-30 | hospital_incidence |  |  |  | 0.17 |  |  | Additional 50% Reduction | Afghanistan | AFG |  |  | FALSE
2022-09-30 | ICU_incidence |  |  |  | 0.05 |  |  | Additional 50% Reduction | Afghanistan | AFG |  |  | FALSE
2022-09-30 | cumulative_infections |  |  |  | 29870458.5 |  |  | Additional 50% Reduction | Afghanistan | AFG |  |  | FALSE
2022-09-30 | hospital_demand |  |  |  | 725.96 |  |  | Maintain Status Quo | Afghanistan | AFG |  |  | FALSE
2022-09-30 | ICU_demand |  |  |  | 232.9 |  |  | Maintain Status Quo | Afghanistan | AFG |  |  | FALSE
2022-09-30 | infections |  |  |  | 8166.25 |  |  | Maintain Status Quo | Afghanistan | AFG |  |  | FALSE
2022-09-30 | hospital_incidence |  |  |  | 70.65 |  |  | Maintain Status Quo | Afghanistan | AFG |  |  | FALSE
2022-09-30 | ICU_incidence |  |  |  | 22.24 |  |  | Maintain Status Quo | Afghanistan | AFG |  |  | FALSE
2022-09-30 | cumulative_infections |  |  |  | 30721844 |  |  | Maintain Status Quo | Afghanistan | AFG |  |  | FALSE
2022-09-30 | hospital_demand |  |  |  | 12177.67 |  |  | Relax Interventions 50% | Afghanistan | AFG |  |  | FALSE
2022-09-30 | ICU_demand |  |  |  | 912.55 |  |  | Relax Interventions 50% | Afghanistan | AFG |  |  | FALSE
2022-09-30 | infections |  |  |  | 183880.56 |  |  | Relax Interventions 50% | Afghanistan | AFG |  |  | FALSE
2022-09-30 | hospital_incidence |  |  |  | 1355.13 |  |  | Relax Interventions 50% | Afghanistan | AFG |  |  | FALSE
2022-09-30 | ICU_incidence |  |  |  | 502.09 |  |  | Relax Interventions 50% | Afghanistan | AFG |  |  | FALSE
2022-09-30 | cumulative_infections |  |  |  | 38408291.1 |  |  | Relax Interventions 50% | Afghanistan | AFG |  |  | FALSE
2022-10-01 | hospital_demand |  |  |  | 4.53 |  |  | Additional 50% Reduction | Afghanistan | AFG |  |  | FALSE
2022-10-01 | ICU_demand |  |  |  | 3.55 |  |  | Additional 50% Reduction | Afghanistan | AFG |  |  | FALSE
2022-10-01 | infections |  |  |  | 11.54 |  |  | Additional 50% Reduction | Afghanistan | AFG |  |  | FALSE
2022-10-01 | hospital_incidence |  |  |  | 0.16 |  |  | Additional 50% Reduction | Afghanistan | AFG |  |  | FALSE
2022-10-01 | ICU_incidence |  |  |  | 0.05 |  |  | Additional 50% Reduction | Afghanistan | AFG |  |  | FALSE
2022-10-01 | cumulative_infections |  |  |  | 29870470 |  |  | Additional 50% Reduction | Afghanistan | AFG |  |  | FALSE
2022-10-01 | hospital_demand |  |  |  | 716.21 |  |  | Maintain Status Quo | Afghanistan | AFG |  |  | FALSE
2022-10-01 | ICU_demand |  |  |  | 230.59 |  |  | Maintain Status Quo | Afghanistan | AFG |  |  | FALSE
2022-10-01 | infections |  |  |  | 8055.93 |  |  | Maintain Status Quo | Afghanistan | AFG |  |  | FALSE
2022-10-01 | hospital_incidence |  |  |  | 69.69 |  |  | Maintain Status Quo | Afghanistan | AFG |  |  | FALSE
2022-10-01 | ICU_incidence |  |  |  | 21.92 |  |  | Maintain Status Quo | Afghanistan | AFG |  |  | FALSE
2022-10-01 | cumulative_infections |  |  |  | 30729900 |  |  | Maintain Status Quo | Afghanistan | AFG |  |  | FALSE
2022-10-01 | hospital_demand |  |  |  | 12183.69 |  |  | Relax Interventions 50% | Afghanistan | AFG |  |  | FALSE
2022-10-01 | ICU_demand |  |  |  | 913.29 |  |  | Relax Interventions 50% | Afghanistan | AFG |  |  | FALSE
2022-10-01 | infections |  |  |  | 182533.31 |  |  | Relax Interventions 50% | Afghanistan | AFG |  |  | FALSE
2022-10-01 | hospital_incidence |  |  |  | 1346.19 |  |  | Relax Interventions 50% | Afghanistan | AFG |  |  | FALSE
2022-10-01 | ICU_incidence |  |  |  | 501.83 |  |  | Relax Interventions 50% | Afghanistan | AFG |  |  | FALSE
2022-10-01 | cumulative_infections |  |  |  | 38590824.4 |  |  | Relax Interventions 50% | Afghanistan | AFG |  |  | FALSE
2022-10-02 | hospital_demand |  |  |  | 4.12 |  |  | Additional 50% Reduction | Afghanistan | AFG |  |  | FALSE
2022-10-02 | ICU_demand |  |  |  | 3.24 |  |  | Additional 50% Reduction | Afghanistan | AFG |  |  | FALSE
2022-10-02 | infections |  |  |  | 10.47 |  |  | Additional 50% Reduction | Afghanistan | AFG |  |  | FALSE
2022-10-02 | hospital_incidence |  |  |  | 0.14 |  |  | Additional 50% Reduction | Afghanistan | AFG |  |  | FALSE
2022-10-02 | ICU_incidence |  |  |  | 0.04 |  |  | Additional 50% Reduction | Afghanistan | AFG |  |  | FALSE
2022-10-02 | cumulative_infections |  |  |  | 29870480.5 |  |  | Additional 50% Reduction | Afghanistan | AFG |  |  | FALSE
2022-10-02 | hospital_demand |  |  |  | 706.61 |  |  | Maintain Status Quo | Afghanistan | AFG |  |  | FALSE
2022-10-02 | ICU_demand |  |  |  | 228.28 |  |  | Maintain Status Quo | Afghanistan | AFG |  |  | FALSE
2022-10-02 | infections |  |  |  | 7947.34 |  |  | Maintain Status Quo | Afghanistan | AFG |  |  | FALSE
2022-10-02 | hospital_incidence |  |  |  | 68.75 |  |  | Maintain Status Quo | Afghanistan | AFG |  |  | FALSE
2022-10-02 | ICU_incidence |  |  |  | 21.61 |  |  | Maintain Status Quo | Afghanistan | AFG |  |  | FALSE
2022-10-02 | cumulative_infections |  |  |  | 30737847.3 |  |  | Maintain Status Quo | Afghanistan | AFG |  |  | FALSE
2022-10-02 | hospital_demand |  |  |  | 12178.11 |  |  | Relax Interventions 50% | Afghanistan | AFG |  |  | FALSE
2022-10-02 | ICU_demand |  |  |  | 913.57 |  |  | Relax Interventions 50% | Afghanistan | AFG |  |  | FALSE
2022-10-02 | infections |  |  |  | 181064.88 |  |  | Relax Interventions 50% | Afghanistan | AFG |  |  | FALSE
2022-10-02 | hospital_incidence |  |  |  | 1336.22 |  |  | Relax Interventions 50% | Afghanistan | AFG |  |  | FALSE
2022-10-02 | ICU_incidence |  |  |  | 501.22 |  |  | Relax Interventions 50% | Afghanistan | AFG |  |  | FALSE
2022-10-02 | cumulative_infections |  |  |  | 38771889.3 |  |  | Relax Interventions 50% | Afghanistan | AFG |  |  | FALSE
2022-10-03 | hospital_demand |  |  |  | 3.74 |  |  | Additional 50% Reduction | Afghanistan | AFG |  |  | FALSE
2022-10-03 | ICU_demand |  |  |  | 2.95 |  |  | Additional 50% Reduction | Afghanistan | AFG |  |  | FALSE
2022-10-03 | infections |  |  |  | 9.5 |  |  | Additional 50% Reduction | Afghanistan | AFG |  |  | FALSE
2022-10-03 | hospital_incidence |  |  |  | 0.13 |  |  | Additional 50% Reduction | Afghanistan | AFG |  |  | FALSE
2022-10-03 | ICU_incidence |  |  |  | 0.04 |  |  | Additional 50% Reduction | Afghanistan | AFG |  |  | FALSE
2022-10-03 | cumulative_infections |  |  |  | 29870490 |  |  | Additional 50% Reduction | Afghanistan | AFG |  |  | FALSE
2022-10-03 | hospital_demand |  |  |  | 697.15 |  |  | Maintain Status Quo | Afghanistan | AFG |  |  | FALSE
2022-10-03 | ICU_demand |  |  |  | 225.99 |  |  | Maintain Status Quo | Afghanistan | AFG |  |  | FALSE
2022-10-03 | infections |  |  |  | 7840.44 |  |  | Maintain Status Quo | Afghanistan | AFG |  |  | FALSE
2022-10-03 | hospital_incidence |  |  |  | 67.81 |  |  | Maintain Status Quo | Afghanistan | AFG |  |  | FALSE
2022-10-03 | ICU_incidence |  |  |  | 21.29 |  |  | Maintain Status Quo | Afghanistan | AFG |  |  | FALSE
2022-10-03 | cumulative_infections |  |  |  | 30745687.8 |  |  | Maintain Status Quo | Afghanistan | AFG |  |  | FALSE
2022-10-03 | hospital_demand |  |  |  | 12160.99 |  |  | Relax Interventions 50% | Afghanistan | AFG |  |  | FALSE
2022-10-03 | ICU_demand |  |  |  | 913.4 |  |  | Relax Interventions 50% | Afghanistan | AFG |  |  | FALSE
2022-10-03 | infections |  |  |  | 179481.88 |  |  | Relax Interventions 50% | Afghanistan | AFG |  |  | FALSE
2022-10-03 | hospital_incidence |  |  |  | 1325.28 |  |  | Relax Interventions 50% | Afghanistan | AFG |  |  | FALSE
2022-10-03 | ICU_incidence |  |  |  | 500.29 |  |  | Relax Interventions 50% | Afghanistan | AFG |  |  | FALSE
2022-10-03 | cumulative_infections |  |  |  | 38951371.2 |  |  | Relax Interventions 50% | Afghanistan | AFG |  |  | FALSE
2022-10-04 | hospital_demand |  |  |  | 3.39 |  |  | Additional 50% Reduction | Afghanistan | AFG |  |  | FALSE
2022-10-04 | ICU_demand |  |  |  | 2.69 |  |  | Additional 50% Reduction | Afghanistan | AFG |  |  | FALSE
2022-10-04 | infections |  |  |  | 8.62 |  |  | Additional 50% Reduction | Afghanistan | AFG |  |  | FALSE
2022-10-04 | hospital_incidence |  |  |  | 0.12 |  |  | Additional 50% Reduction | Afghanistan | AFG |  |  | FALSE
2022-10-04 | ICU_incidence |  |  |  | 0.04 |  |  | Additional 50% Reduction | Afghanistan | AFG |  |  | FALSE
2022-10-04 | cumulative_infections |  |  |  | 29870498.6 |  |  | Additional 50% Reduction | Afghanistan | AFG |  |  | FALSE
2022-10-04 | hospital_demand |  |  |  | 687.83 |  |  | Maintain Status Quo | Afghanistan | AFG |  |  | FALSE
2022-10-04 | ICU_demand |  |  |  | 223.71 |  |  | Maintain Status Quo | Afghanistan | AFG |  |  | FALSE
2022-10-04 | infections |  |  |  | 7735.22 |  |  | Maintain Status Quo | Afghanistan | AFG |  |  | FALSE
2022-10-04 | hospital_incidence |  |  |  | 66.9 |  |  | Maintain Status Quo | Afghanistan | AFG |  |  | FALSE
2022-10-04 | ICU_incidence |  |  |  | 20.99 |  |  | Maintain Status Quo | Afghanistan | AFG |  |  | FALSE
2022-10-04 | cumulative_infections |  |  |  | 30753423 |  |  | Maintain Status Quo | Afghanistan | AFG |  |  | FALSE
2022-10-04 | hospital_demand |  |  |  | 12132.48 |  |  | Relax Interventions 50% | Afghanistan | AFG |  |  | FALSE
2022-10-04 | ICU_demand |  |  |  | 912.79 |  |  | Relax Interventions 50% | Afghanistan | AFG |  |  | FALSE
2022-10-04 | infections |  |  |  | 177790.93 |  |  | Relax Interventions 50% | Afghanistan | AFG |  |  | FALSE
2022-10-04 | hospital_incidence |  |  |  | 1313.41 |  |  | Relax Interventions 50% | Afghanistan | AFG |  |  | FALSE
2022-10-04 | ICU_incidence |  |  |  | 499.03 |  |  | Relax Interventions 50% | Afghanistan | AFG |  |  | FALSE
2022-10-04 | cumulative_infections |  |  |  | 39129162.1 |  |  | Relax Interventions 50% | Afghanistan | AFG |  |  | FALSE
2022-10-05 | hospital_demand |  |  |  | 3.08 |  |  | Additional 50% Reduction | Afghanistan | AFG |  |  | FALSE
2022-10-05 | ICU_demand |  |  |  | 2.45 |  |  | Additional 50% Reduction | Afghanistan | AFG |  |  | FALSE
2022-10-05 | infections |  |  |  | 7.83 |  |  | Additional 50% Reduction | Afghanistan | AFG |  |  | FALSE
2022-10-05 | hospital_incidence |  |  |  | 0.11 |  |  | Additional 50% Reduction | Afghanistan | AFG |  |  | FALSE
2022-10-05 | ICU_incidence |  |  |  | 0.03 |  |  | Additional 50% Reduction | Afghanistan | AFG |  |  | FALSE
2022-10-05 | cumulative_infections |  |  |  | 29870506.5 |  |  | Additional 50% Reduction | Afghanistan | AFG |  |  | FALSE
2022-10-05 | hospital_demand |  |  |  | 678.65 |  |  | Maintain Status Quo | Afghanistan | AFG |  |  | FALSE
2022-10-05 | ICU_demand |  |  |  | 221.43 |  |  | Maintain Status Quo | Afghanistan | AFG |  |  | FALSE
2022-10-05 | infections |  |  |  | 7631.63 |  |  | Maintain Status Quo | Afghanistan | AFG |  |  | FALSE
2022-10-05 | hospital_incidence |  |  |  | 65.99 |  |  | Maintain Status Quo | Afghanistan | AFG |  |  | FALSE
2022-10-05 | ICU_incidence |  |  |  | 20.69 |  |  | Maintain Status Quo | Afghanistan | AFG |  |  | FALSE
2022-10-05 | cumulative_infections |  |  |  | 30761054.6 |  |  | Maintain Status Quo | Afghanistan | AFG |  |  | FALSE
2022-10-05 | hospital_demand |  |  |  | 12092.85 |  |  | Relax Interventions 50% | Afghanistan | AFG |  |  | FALSE
2022-10-05 | ICU_demand |  |  |  | 911.75 |  |  | Relax Interventions 50% | Afghanistan | AFG |  |  | FALSE
2022-10-05 | infections |  |  |  | 175998.59 |  |  | Relax Interventions 50% | Afghanistan | AFG |  |  | FALSE
2022-10-05 | hospital_incidence |  |  |  | 1300.67 |  |  | Relax Interventions 50% | Afghanistan | AFG |  |  | FALSE
2022-10-05 | ICU_incidence |  |  |  | 497.46 |  |  | Relax Interventions 50% | Afghanistan | AFG |  |  | FALSE
2022-10-05 | cumulative_infections |  |  |  | 39305160.7 |  |  | Relax Interventions 50% | Afghanistan | AFG |  |  | FALSE
2022-10-06 | hospital_demand |  |  |  | 2.8 |  |  | Additional 50% Reduction | Afghanistan | AFG |  |  | FALSE
2022-10-06 | ICU_demand |  |  |  | 2.23 |  |  | Additional 50% Reduction | Afghanistan | AFG |  |  | FALSE
2022-10-06 | infections |  |  |  | 7.11 |  |  | Additional 50% Reduction | Afghanistan | AFG |  |  | FALSE
2022-10-06 | hospital_incidence |  |  |  | 0.1 |  |  | Additional 50% Reduction | Afghanistan | AFG |  |  | FALSE
2022-10-06 | ICU_incidence |  |  |  | 0.03 |  |  | Additional 50% Reduction | Afghanistan | AFG |  |  | FALSE
2022-10-06 | cumulative_infections |  |  |  | 29870513.6 |  |  | Additional 50% Reduction | Afghanistan | AFG |  |  | FALSE
2022-10-06 | hospital_demand |  |  |  | 669.6 |  |  | Maintain Status Quo | Afghanistan | AFG |  |  | FALSE
2022-10-06 | ICU_demand |  |  |  | 219.15 |  |  | Maintain Status Quo | Afghanistan | AFG |  |  | FALSE
2022-10-06 | infections |  |  |  | 7529.67 |  |  | Maintain Status Quo | Afghanistan | AFG |  |  | FALSE
2022-10-06 | hospital_incidence |  |  |  | 65.1 |  |  | Maintain Status Quo | Afghanistan | AFG |  |  | FALSE
2022-10-06 | ICU_incidence |  |  |  | 20.39 |  |  | Maintain Status Quo | Afghanistan | AFG |  |  | FALSE
2022-10-06 | cumulative_infections |  |  |  | 30768584.3 |  |  | Maintain Status Quo | Afghanistan | AFG |  |  | FALSE
2022-10-06 | hospital_demand |  |  |  | 12042.39 |  |  | Relax Interventions 50% | Afghanistan | AFG |  |  | FALSE
2022-10-06 | ICU_demand |  |  |  | 910.3 |  |  | Relax Interventions 50% | Afghanistan | AFG |  |  | FALSE
2022-10-06 | infections |  |  |  | 174111.38 |  |  | Relax Interventions 50% | Afghanistan | AFG |  |  | FALSE
2022-10-06 | hospital_incidence |  |  |  | 1287.11 |  |  | Relax Interventions 50% | Afghanistan | AFG |  |  | FALSE
2022-10-06 | ICU_incidence |  |  |  | 495.59 |  |  | Relax Interventions 50% | Afghanistan | AFG |  |  | FALSE
2022-10-06 | cumulative_infections |  |  |  | 39479272.1 |  |  | Relax Interventions 50% | Afghanistan | AFG |  |  | FALSE
2022-10-07 | hospital_demand |  |  |  | 2.54 |  |  | Additional 50% Reduction | Afghanistan | AFG |  |  | FALSE
2022-10-07 | ICU_demand |  |  |  | 2.03 |  |  | Additional 50% Reduction | Afghanistan | AFG |  |  | FALSE
2022-10-07 | infections |  |  |  | 6.45 |  |  | Additional 50% Reduction | Afghanistan | AFG |  |  | FALSE
2022-10-07 | hospital_incidence |  |  |  | 0.09 |  |  | Additional 50% Reduction | Afghanistan | AFG |  |  | FALSE
2022-10-07 | ICU_incidence |  |  |  | 0.03 |  |  | Additional 50% Reduction | Afghanistan | AFG |  |  | FALSE
2022-10-07 | cumulative_infections |  |  |  | 29870520 |  |  | Additional 50% Reduction | Afghanistan | AFG |  |  | FALSE
2022-10-07 | hospital_demand |  |  |  | 660.69 |  |  | Maintain Status Quo | Afghanistan | AFG |  |  | FALSE
2022-10-07 | ICU_demand |  |  |  | 216.88 |  |  | Maintain Status Quo | Afghanistan | AFG |  |  | FALSE
2022-10-07 | infections |  |  |  | 7429.3 |  |  | Maintain Status Quo | Afghanistan | AFG |  |  | FALSE
2022-10-07 | hospital_incidence |  |  |  | 64.23 |  |  | Maintain Status Quo | Afghanistan | AFG |  |  | FALSE
2022-10-07 | ICU_incidence |  |  |  | 20.1 |  |  | Maintain Status Quo | Afghanistan | AFG |  |  | FALSE
2022-10-07 | cumulative_infections |  |  |  | 30776013.6 |  |  | Maintain Status Quo | Afghanistan | AFG |  |  | FALSE
2022-10-07 | hospital_demand |  |  |  | 11981.51 |  |  | Relax Interventions 50% | Afghanistan | AFG |  |  | FALSE
2022-10-07 | ICU_demand |  |  |  | 908.44 |  |  | Relax Interventions 50% | Afghanistan | AFG |  |  | FALSE
2022-10-07 | infections |  |  |  | 172135.71 |  |  | Relax Interventions 50% | Afghanistan | AFG |  |  | FALSE
2022-10-07 | hospital_incidence |  |  |  | 1272.78 |  |  | Relax Interventions 50% | Afghanistan | AFG |  |  | FALSE
2022-10-07 | ICU_incidence |  |  |  | 493.43 |  |  | Relax Interventions 50% | Afghanistan | AFG |  |  | FALSE
2022-10-07 | cumulative_infections |  |  |  | 39651407.8 |  |  | Relax Interventions 50% | Afghanistan | AFG |  |  | FALSE
2022-10-08 | hospital_demand |  |  |  | 2.31 |  |  | Additional 50% Reduction | Afghanistan | AFG |  |  | FALSE
2022-10-08 | ICU_demand |  |  |  | 1.85 |  |  | Additional 50% Reduction | Afghanistan | AFG |  |  | FALSE
2022-10-08 | infections |  |  |  | 5.86 |  |  | Additional 50% Reduction | Afghanistan | AFG |  |  | FALSE
2022-10-08 | hospital_incidence |  |  |  | 0.08 |  |  | Additional 50% Reduction | Afghanistan | AFG |  |  | FALSE
2022-10-08 | ICU_incidence |  |  |  | 0.02 |  |  | Additional 50% Reduction | Afghanistan | AFG |  |  | FALSE
2022-10-08 | cumulative_infections |  |  |  | 29870525.9 |  |  | Additional 50% Reduction | Afghanistan | AFG |  |  | FALSE
2022-10-08 | hospital_demand |  |  |  | 651.91 |  |  | Maintain Status Quo | Afghanistan | AFG |  |  | FALSE
2022-10-08 | ICU_demand |  |  |  | 214.61 |  |  | Maintain Status Quo | Afghanistan | AFG |  |  | FALSE
2022-10-08 | infections |  |  |  | 7330.51 |  |  | Maintain Status Quo | Afghanistan | AFG |  |  | FALSE
2022-10-08 | hospital_incidence |  |  |  | 63.37 |  |  | Maintain Status Quo | Afghanistan | AFG |  |  | FALSE
2022-10-08 | ICU_incidence |  |  |  | 19.81 |  |  | Maintain Status Quo | Afghanistan | AFG |  |  | FALSE
2022-10-08 | cumulative_infections |  |  |  | 30783344.1 |  |  | Maintain Status Quo | Afghanistan | AFG |  |  | FALSE
2022-10-08 | hospital_demand |  |  |  | 11910.62 |  |  | Relax Interventions 50% | Afghanistan | AFG |  |  | FALSE
2022-10-08 | ICU_demand |  |  |  | 906.18 |  |  | Relax Interventions 50% | Afghanistan | AFG |  |  | FALSE
2022-10-08 | infections |  |  |  | 170077.92 |  |  | Relax Interventions 50% | Afghanistan | AFG |  |  | FALSE
2022-10-08 | hospital_incidence |  |  |  | 1257.73 |  |  | Relax Interventions 50% | Afghanistan | AFG |  |  | FALSE
2022-10-08 | ICU_incidence |  |  |  | 490.99 |  |  | Relax Interventions 50% | Afghanistan | AFG |  |  | FALSE
2022-10-08 | cumulative_infections |  |  |  | 39821485.7 |  |  | Relax Interventions 50% | Afghanistan | AFG |  |  | FALSE
2022-10-09 | hospital_demand |  |  |  | 2.1 |  |  | Additional 50% Reduction | Afghanistan | AFG |  |  | FALSE
2022-10-09 | ICU_demand |  |  |  | 1.69 |  |  | Additional 50% Reduction | Afghanistan | AFG |  |  | FALSE
2022-10-09 | infections |  |  |  | 5.32 |  |  | Additional 50% Reduction | Afghanistan | AFG |  |  | FALSE
2022-10-09 | hospital_incidence |  |  |  | 0.07 |  |  | Additional 50% Reduction | Afghanistan | AFG |  |  | FALSE
2022-10-09 | ICU_incidence |  |  |  | 0.02 |  |  | Additional 50% Reduction | Afghanistan | AFG |  |  | FALSE
2022-10-09 | cumulative_infections |  |  |  | 29870531.2 |  |  | Additional 50% Reduction | Afghanistan | AFG |  |  | FALSE
2022-10-09 | hospital_demand |  |  |  | 643.27 |  |  | Maintain Status Quo | Afghanistan | AFG |  |  | FALSE
2022-10-09 | ICU_demand |  |  |  | 212.35 |  |  | Maintain Status Quo | Afghanistan | AFG |  |  | FALSE
2022-10-09 | infections |  |  |  | 7233.26 |  |  | Maintain Status Quo | Afghanistan | AFG |  |  | FALSE
2022-10-09 | hospital_incidence |  |  |  | 62.52 |  |  | Maintain Status Quo | Afghanistan | AFG |  |  | FALSE
2022-10-09 | ICU_incidence |  |  |  | 19.53 |  |  | Maintain Status Quo | Afghanistan | AFG |  |  | FALSE
2022-10-09 | cumulative_infections |  |  |  | 30790577.3 |  |  | Maintain Status Quo | Afghanistan | AFG |  |  | FALSE
2022-10-09 | hospital_demand |  |  |  | 11830.19 |  |  | Relax Interventions 50% | Afghanistan | AFG |  |  | FALSE
2022-10-09 | ICU_demand |  |  |  | 903.55 |  |  | Relax Interventions 50% | Afghanistan | AFG |  |  | FALSE
2022-10-09 | infections |  |  |  | 167944.2 |  |  | Relax Interventions 50% | Afghanistan | AFG |  |  | FALSE
2022-10-09 | hospital_incidence |  |  |  | 1242.03 |  |  | Relax Interventions 50% | Afghanistan | AFG |  |  | FALSE
2022-10-09 | ICU_incidence |  |  |  | 488.29 |  |  | Relax Interventions 50% | Afghanistan | AFG |  |  | FALSE
2022-10-09 | cumulative_infections |  |  |  | 39989429.9 |  |  | Relax Interventions 50% | Afghanistan | AFG |  |  | FALSE
© World Health Organization 2021. Some rights reserved. This work is available under the CC BY-NC-SA 3.0 IGO licence.
WHO reference number: WHO/2019-nCoV/Tools/Essential_forecasting/2021.1

## Country Imperial Model Output
path | date | compartment | y_025 | y_25 | y_median | y_mean | y_75 | y_975 | scenario | country | iso3c | report_date | version | death_calibrated
https://raw.githubusercontent.com/mrc-ide/global-lmic-reports/master/AFG/projections.csv
https://raw.githubusercontent.com/mrc-ide/global-lmic-reports/master/AFG/projections.csv
https://raw.githubusercontent.com/mrc-ide/global-lmic-reports/master/AFG/projections.csv
https://raw.githubusercontent.com/mrc-ide/global-lmic-reports/master/AFG/projections.csv
https://raw.githubusercontent.com/mrc-ide/global-lmic-reports/master/AFG/projections.csv
https://raw.githubusercontent.com/mrc-ide/global-lmic-reports/master/AFG/projections.csv
https://raw.githubusercontent.com/mrc-ide/global-lmic-reports/master/AFG/projections.csv
https://raw.githubusercontent.com/mrc-ide/global-lmic-reports/master/AFG/projections.csv
https://raw.githubusercontent.com/mrc-ide/global-lmic-reports/master/AFG/projections.csv
https://raw.githubusercontent.com/mrc-ide/global-lmic-reports/master/AFG/projections.csv
https://raw.githubusercontent.com/mrc-ide/global-lmic-reports/master/AFG/projections.csv
https://raw.githubusercontent.com/mrc-ide/global-lmic-reports/master/AFG/projections.csv
https://raw.githubusercontent.com/mrc-ide/global-lmic-reports/master/AFG/projections.csv
https://raw.githubusercontent.com/mrc-ide/global-lmic-reports/master/AFG/projections.csv
https://raw.githubusercontent.com/mrc-ide/global-lmic-reports/master/AFG/projections.csv
https://raw.githubusercontent.com/mrc-ide/global-lmic-reports/master/AFG/projections.csv
https://raw.githubusercontent.com/mrc-ide/global-lmic-reports/master/AFG/projections.csv
https://raw.githubusercontent.com/mrc-ide/global-lmic-reports/master/AFG/projections.csv
https://raw.githubusercontent.com/mrc-ide/global-lmic-reports/master/AFG/projections.csv
https://raw.githubusercontent.com/mrc-ide/global-lmic-reports/master/AFG/projections.csv
https://raw.githubusercontent.com/mrc-ide/global-lmic-reports/master/AFG/projections.csv
https://raw.githubusercontent.com/mrc-ide/global-lmic-reports/master/AFG/projections.csv
https://raw.githubusercontent.com/mrc-ide/global-lmic-reports/master/AFG/projections.csv
https://raw.githubusercontent.com/mrc-ide/global-lmic-reports/master/AFG/projections.csv
https://raw.githubusercontent.com/mrc-ide/global-lmic-reports/master/AFG/projections.csv
https://raw.githubusercontent.com/mrc-ide/global-lmic-reports/master/AFG/projections.csv
https://raw.githubusercontent.com/mrc-ide/global-lmic-reports/master/AFG/projections.csv
https://raw.githubusercontent.com/mrc-ide/global-lmic-reports/master/AFG/projections.csv
https://raw.githubusercontent.com/mrc-ide/global-lmic-reports/master/AFG/projections.csv
https://raw.githubusercontent.com/mrc-ide/global-lmic-reports/master/AFG/projections.csv
https://raw.githubusercontent.com/mrc-ide/global-lmic-reports/master/AFG/projections.csv
https://raw.githubusercontent.com/mrc-ide/global-lmic-reports/master/AFG/projections.csv
https://raw.githubusercontent.com/mrc-ide/global-lmic-reports/master/AFG/projections.csv
https://raw.githubusercontent.com/mrc-ide/global-lmic-reports/master/AFG/projections.csv
https://raw.githubusercontent.com/mrc-ide/global-lmic-reports/master/AFG/projections.csv
https://raw.githubusercontent.com/mrc-ide/global-lmic-reports/master/AFG/projections.csv
https://raw.githubusercontent.com/mrc-ide/global-lmic-reports/master/AFG/projections.csv
https://raw.githubusercontent.com/mrc-ide/global-lmic-reports/master/AFG/projections.csv
https://raw.githubusercontent.com/mrc-ide/global-lmic-reports/master/AFG/projections.csv
https://raw.githubusercontent.com/mrc-ide/global-lmic-reports/master/AFG/projections.csv
https://raw.githubusercontent.com/mrc-ide/global-lmic-reports/master/AFG/projections.csv
https://raw.githubusercontent.com/mrc-ide/global-lmic-reports/master/AFG/projections.csv
https://raw.githubusercontent.com/mrc-ide/global-lmic-reports/master/AFG/projections.csv
https://raw.githubusercontent.com/mrc-ide/global-lmic-reports/master/AFG/projections.csv
https://raw.githubusercontent.com/mrc-ide/global-lmic-reports/master/AFG/projections.csv
https://raw.githubusercontent.com/mrc-ide/global-lmic-reports/master/AFG/projections.csv
https://raw.githubusercontent.com/mrc-ide/global-lmic-reports/master/AFG/projections.csv
https://raw.githubusercontent.com/mrc-ide/global-lmic-reports/master/AFG/projections.csv
https://raw.githubusercontent.com/mrc-ide/global-lmic-reports/master/AFG/projections.csv
https://raw.githubusercontent.com/mrc-ide/global-lmic-reports/master/AFG/projections.csv
https://raw.githubusercontent.com/mrc-ide/global-lmic-reports/master/AFG/projections.csv
https://raw.githubusercontent.com/mrc-ide/global-lmic-reports/master/AFG/projections.csv
https://raw.githubusercontent.com/mrc-ide/global-lmic-reports/master/AFG/projections.csv
https://raw.githubusercontent.com/mrc-ide/global-lmic-reports/master/AFG/projections.csv
https://raw.githubusercontent.com/mrc-ide/global-lmic-reports/master/AFG/projections.csv
https://raw.githubusercontent.com/mrc-ide/global-lmic-reports/master/AFG/projections.csv
https://raw.githubusercontent.com/mrc-ide/global-lmic-reports/master/AFG/projections.csv
https://raw.githubusercontent.com/mrc-ide/global-lmic-reports/master/AFG/projections.csv
https://raw.githubusercontent.com/mrc-ide/global-lmic-reports/master/AFG/projections.csv
https://raw.githubusercontent.com/mrc-ide/global-lmic-reports/master/AFG/projections.csv
https://raw.githubusercontent.com/mrc-ide/global-lmic-reports/master/AFG/projections.csv
https://raw.githubusercontent.com/mrc-ide/global-lmic-reports/master/AFG/projections.csv
https://raw.githubusercontent.com/mrc-ide/global-lmic-reports/master/AFG/projections.csv
https://raw.githubusercontent.com/mrc-ide/global-lmic-reports/master/AFG/projections.csv
https://raw.githubusercontent.com/mrc-ide/global-lmic-reports/master/AFG/projections.csv
https://raw.githubusercontent.com/mrc-ide/global-lmic-reports/master/AFG/projections.csv
https://raw.githubusercontent.com/mrc-ide/global-lmic-reports/master/AFG/projections.csv
https://raw.githubusercontent.com/mrc-ide/global-lmic-reports/master/AFG/projections.csv
https://raw.githubusercontent.com/mrc-ide/global-lmic-reports/master/AFG/projections.csv
https://raw.githubusercontent.com/mrc-ide/global-lmic-reports/master/AFG/projections.csv
https://raw.githubusercontent.com/mrc-ide/global-lmic-reports/master/AFG/projections.csv
https://raw.githubusercontent.com/mrc-ide/global-lmic-reports/master/AFG/projections.csv
https://raw.githubusercontent.com/mrc-ide/global-lmic-reports/master/AFG/projections.csv
https://raw.githubusercontent.com/mrc-ide/global-lmic-reports/master/AFG/projections.csv
https://raw.githubusercontent.com/mrc-ide/global-lmic-reports/master/AFG/projections.csv
https://raw.githubusercontent.com/mrc-ide/global-lmic-reports/master/AFG/projections.csv
https://raw.githubusercontent.com/mrc-ide/global-lmic-reports/master/AFG/projections.csv
https://raw.githubusercontent.com/mrc-ide/global-lmic-reports/master/AFG/projections.csv
https://raw.githubusercontent.com/mrc-ide/global-lmic-reports/master/AFG/projections.csv
https://raw.githubusercontent.com/mrc-ide/global-lmic-reports/master/AFG/projections.csv
https://raw.githubusercontent.com/mrc-ide/global-lmic-reports/master/AFG/projections.csv
https://raw.githubusercontent.com/mrc-ide/global-lmic-reports/master/AFG/projections.csv
https://raw.githubusercontent.com/mrc-ide/global-lmic-reports/master/AFG/projections.csv
https://raw.githubusercontent.com/mrc-ide/global-lmic-reports/master/AFG/projections.csv
https://raw.githubusercontent.com/mrc-ide/global-lmic-reports/master/AFG/projections.csv
https://raw.githubusercontent.com/mrc-ide/global-lmic-reports/master/AFG/projections.csv
https://raw.githubusercontent.com/mrc-ide/global-lmic-reports/master/AFG/projections.csv
https://raw.githubusercontent.com/mrc-ide/global-lmic-reports/master/AFG/projections.csv
https://raw.githubusercontent.com/mrc-ide/global-lmic-reports/master/AFG/projections.csv
https://raw.githubusercontent.com/mrc-ide/global-lmic-reports/master/AFG/projections.csv
https://raw.githubusercontent.com/mrc-ide/global-lmic-reports/master/AFG/projections.csv
https://raw.githubusercontent.com/mrc-ide/global-lmic-reports/master/AFG/projections.csv
https://raw.githubusercontent.com/mrc-ide/global-lmic-reports/master/AFG/projections.csv
https://raw.githubusercontent.com/mrc-ide/global-lmic-reports/master/AFG/projections.csv
https://raw.githubusercontent.com/mrc-ide/global-lmic-reports/master/AFG/projections.csv
https://raw.githubusercontent.com/mrc-ide/global-lmic-reports/master/AFG/projections.csv
https://raw.githubusercontent.com/mrc-ide/global-lmic-reports/master/AFG/projections.csv
https://raw.githubusercontent.com/mrc-ide/global-lmic-reports/master/AFG/projections.csv
https://raw.githubusercontent.com/mrc-ide/global-lmic-reports/master/AFG/projections.csv
https://raw.githubusercontent.com/mrc-ide/global-lmic-reports/master/AFG/projections.csv
https://raw.githubusercontent.com/mrc-ide/global-lmic-reports/master/AFG/projections.csv
https://raw.githubusercontent.com/mrc-ide/global-lmic-reports/master/AFG/projections.csv
https://raw.githubusercontent.com/mrc-ide/global-lmic-reports/master/AFG/projections.csv
https://raw.githubusercontent.com/mrc-ide/global-lmic-reports/master/AFG/projections.csv
https://raw.githubusercontent.com/mrc-ide/global-lmic-reports/master/AFG/projections.csv
https://raw.githubusercontent.com/mrc-ide/global-lmic-reports/master/AFG/projections.csv
https://raw.githubusercontent.com/mrc-ide/global-lmic-reports/master/AFG/projections.csv
https://raw.githubusercontent.com/mrc-ide/global-lmic-reports/master/AFG/projections.csv
https://raw.githubusercontent.com/mrc-ide/global-lmic-reports/master/AFG/projections.csv
https://raw.githubusercontent.com/mrc-ide/global-lmic-reports/master/AFG/projections.csv
https://raw.githubusercontent.com/mrc-ide/global-lmic-reports/master/AFG/projections.csv
https://raw.githubusercontent.com/mrc-ide/global-lmic-reports/master/AFG/projections.csv
https://raw.githubusercontent.com/mrc-ide/global-lmic-reports/master/AFG/projections.csv
https://raw.githubusercontent.com/mrc-ide/global-lmic-reports/master/AFG/projections.csv
https://raw.githubusercontent.com/mrc-ide/global-lmic-reports/master/AFG/projections.csv
https://raw.githubusercontent.com/mrc-ide/global-lmic-reports/master/AFG/projections.csv
https://raw.githubusercontent.com/mrc-ide/global-lmic-reports/master/AFG/projections.csv
https://raw.githubusercontent.com/mrc-ide/global-lmic-reports/master/AFG/projections.csv
https://raw.githubusercontent.com/mrc-ide/global-lmic-reports/master/AFG/projections.csv
https://raw.githubusercontent.com/mrc-ide/global-lmic-reports/master/AFG/projections.csv
https://raw.githubusercontent.com/mrc-ide/global-lmic-reports/master/AFG/projections.csv
https://raw.githubusercontent.com/mrc-ide/global-lmic-reports/master/AFG/projections.csv
https://raw.githubusercontent.com/mrc-ide/global-lmic-reports/master/AFG/projections.csv
https://raw.githubusercontent.com/mrc-ide/global-lmic-reports/master/AFG/projections.csv
https://raw.githubusercontent.com/mrc-ide/global-lmic-reports/master/AFG/projections.csv
https://raw.githubusercontent.com/mrc-ide/global-lmic-reports/master/AFG/projections.csv
https://raw.githubusercontent.com/mrc-ide/global-lmic-reports/master/AFG/projections.csv
https://raw.githubusercontent.com/mrc-ide/global-lmic-reports/master/AFG/projections.csv
https://raw.githubusercontent.com/mrc-ide/global-lmic-reports/master/AFG/projections.csv
https://raw.githubusercontent.com/mrc-ide/global-lmic-reports/master/AFG/projections.csv
https://raw.githubusercontent.com/mrc-ide/global-lmic-reports/master/AFG/projections.csv
https://raw.githubusercontent.com/mrc-ide/global-lmic-reports/master/AFG/projections.csv
https://raw.githubusercontent.com/mrc-ide/global-lmic-reports/master/AFG/projections.csv
https://raw.githubusercontent.com/mrc-ide/global-lmic-reports/master/AFG/projections.csv
https://raw.githubusercontent.com/mrc-ide/global-lmic-reports/master/AFG/projections.csv
https://raw.githubusercontent.com/mrc-ide/global-lmic-reports/master/AFG/projections.csv
https://raw.githubusercontent.com/mrc-ide/global-lmic-reports/master/AFG/projections.csv
https://raw.githubusercontent.com/mrc-ide/global-lmic-reports/master/AFG/projections.csv
https://raw.githubusercontent.com/mrc-ide/global-lmic-reports/master/AFG/projections.csv
https://raw.githubusercontent.com/mrc-ide/global-lmic-reports/master/AFG/projections.csv
https://raw.githubusercontent.com/mrc-ide/global-lmic-reports/master/AFG/projections.csv
https://raw.githubusercontent.com/mrc-ide/global-lmic-reports/master/AFG/projections.csv
https://raw.githubusercontent.com/mrc-ide/global-lmic-reports/master/AFG/projections.csv
https://raw.githubusercontent.com/mrc-ide/global-lmic-reports/master/AFG/projections.csv
https://raw.githubusercontent.com/mrc-ide/global-lmic-reports/master/AFG/projections.csv
https://raw.githubusercontent.com/mrc-ide/global-lmic-reports/master/AFG/projections.csv
https://raw.githubusercontent.com/mrc-ide/global-lmic-reports/master/AFG/projections.csv
https://raw.githubusercontent.com/mrc-ide/global-lmic-reports/master/AFG/projections.csv
https://raw.githubusercontent.com/mrc-ide/global-lmic-reports/master/AFG/projections.csv
https://raw.githubusercontent.com/mrc-ide/global-lmic-reports/master/AFG/projections.csv
https://raw.githubusercontent.com/mrc-ide/global-lmic-reports/master/AFG/projections.csv
https://raw.githubusercontent.com/mrc-ide/global-lmic-reports/master/AFG/projections.csv
https://raw.githubusercontent.com/mrc-ide/global-lmic-reports/master/AFG/projections.csv
https://raw.githubusercontent.com/mrc-ide/global-lmic-reports/master/AFG/projections.csv
https://raw.githubusercontent.com/mrc-ide/global-lmic-reports/master/AFG/projections.csv
https://raw.githubusercontent.com/mrc-ide/global-lmic-reports/master/AFG/projections.csv
https://raw.githubusercontent.com/mrc-ide/global-lmic-reports/master/AFG/projections.csv
https://raw.githubusercontent.com/mrc-ide/global-lmic-reports/master/AFG/projections.csv
https://raw.githubusercontent.com/mrc-ide/global-lmic-reports/master/AFG/projections.csv
https://raw.githubusercontent.com/mrc-ide/global-lmic-reports/master/AFG/projections.csv
https://raw.githubusercontent.com/mrc-ide/global-lmic-reports/master/AFG/projections.csv
https://raw.githubusercontent.com/mrc-ide/global-lmic-reports/master/AFG/projections.csv
https://raw.githubusercontent.com/mrc-ide/global-lmic-reports/master/AFG/projections.csv
https://raw.githubusercontent.com/mrc-ide/global-lmic-reports/master/AFG/projections.csv
https://raw.githubusercontent.com/mrc-ide/global-lmic-reports/master/AFG/projections.csv
https://raw.githubusercontent.com/mrc-ide/global-lmic-reports/master/AFG/projections.csv
https://raw.githubusercontent.com/mrc-ide/global-lmic-reports/master/AFG/projections.csv
https://raw.githubusercontent.com/mrc-ide/global-lmic-reports/master/AFG/projections.csv
https://raw.githubusercontent.com/mrc-ide/global-lmic-reports/master/AFG/projections.csv
https://raw.githubusercontent.com/mrc-ide/global-lmic-reports/master/AFG/projections.csv
https://raw.githubusercontent.com/mrc-ide/global-lmic-reports/master/AFG/projections.csv
https://raw.githubusercontent.com/mrc-ide/global-lmic-reports/master/AFG/projections.csv
https://raw.githubusercontent.com/mrc-ide/global-lmic-reports/master/AFG/projections.csv
https://raw.githubusercontent.com/mrc-ide/global-lmic-reports/master/AFG/projections.csv
https://raw.githubusercontent.com/mrc-ide/global-lmic-reports/master/AFG/projections.csv
https://raw.githubusercontent.com/mrc-ide/global-lmic-reports/master/AFG/projections.csv
https://raw.githubusercontent.com/mrc-ide/global-lmic-reports/master/AFG/projections.csv
https://raw.githubusercontent.com/mrc-ide/global-lmic-reports/master/AFG/projections.csv
https://raw.githubusercontent.com/mrc-ide/global-lmic-reports/master/AFG/projections.csv
https://raw.githubusercontent.com/mrc-ide/global-lmic-reports/master/AFG/projections.csv
https://raw.githubusercontent.com/mrc-ide/global-lmic-reports/master/AFG/projections.csv
https://raw.githubusercontent.com/mrc-ide/global-lmic-reports/master/AFG/projections.csv
https://raw.githubusercontent.com/mrc-ide/global-lmic-reports/master/AFG/projections.csv
https://raw.githubusercontent.com/mrc-ide/global-lmic-reports/master/AFG/projections.csv
https://raw.githubusercontent.com/mrc-ide/global-lmic-reports/master/AFG/projections.csv
https://raw.githubusercontent.com/mrc-ide/global-lmic-reports/master/AFG/projections.csv
https://raw.githubusercontent.com/mrc-ide/global-lmic-reports/master/AFG/projections.csv
https://raw.githubusercontent.com/mrc-ide/global-lmic-reports/master/AFG/projections.csv
https://raw.githubusercontent.com/mrc-ide/global-lmic-reports/master/AFG/projections.csv
https://raw.githubusercontent.com/mrc-ide/global-lmic-reports/master/AFG/projections.csv
https://raw.githubusercontent.com/mrc-ide/global-lmic-reports/master/AFG/projections.csv
https://raw.githubusercontent.com/mrc-ide/global-lmic-reports/master/AFG/projections.csv
https://raw.githubusercontent.com/mrc-ide/global-lmic-reports/master/AFG/projections.csv
https://raw.githubusercontent.com/mrc-ide/global-lmic-reports/master/AFG/projections.csv
https://raw.githubusercontent.com/mrc-ide/global-lmic-reports/master/AFG/projections.csv
https://raw.githubusercontent.com/mrc-ide/global-lmic-reports/master/AFG/projections.csv
https://raw.githubusercontent.com/mrc-ide/global-lmic-reports/master/AFG/projections.csv
https://raw.githubusercontent.com/mrc-ide/global-lmic-reports/master/AFG/projections.csv
https://raw.githubusercontent.com/mrc-ide/global-lmic-reports/master/AFG/projections.csv
https://raw.githubusercontent.com/mrc-ide/global-lmic-reports/master/AFG/projections.csv
https://raw.githubusercontent.com/mrc-ide/global-lmic-reports/master/AFG/projections.csv
https://raw.githubusercontent.com/mrc-ide/global-lmic-reports/master/AFG/projections.csv
https://raw.githubusercontent.com/mrc-ide/global-lmic-reports/master/AFG/projections.csv
https://raw.githubusercontent.com/mrc-ide/global-lmic-reports/master/AFG/projections.csv
https://raw.githubusercontent.com/mrc-ide/global-lmic-reports/master/AFG/projections.csv
https://raw.githubusercontent.com/mrc-ide/global-lmic-reports/master/AFG/projections.csv
https://raw.githubusercontent.com/mrc-ide/global-lmic-reports/master/AFG/projections.csv
https://raw.githubusercontent.com/mrc-ide/global-lmic-reports/master/AFG/projections.csv
https://raw.githubusercontent.com/mrc-ide/global-lmic-reports/master/AFG/projections.csv
https://raw.githubusercontent.com/mrc-ide/global-lmic-reports/master/AFG/projections.csv
https://raw.githubusercontent.com/mrc-ide/global-lmic-reports/master/AFG/projections.csv
https://raw.githubusercontent.com/mrc-ide/global-lmic-reports/master/AFG/projections.csv
https://raw.githubusercontent.com/mrc-ide/global-lmic-reports/master/AFG/projections.csv
https://raw.githubusercontent.com/mrc-ide/global-lmic-reports/master/AFG/projections.csv
https://raw.githubusercontent.com/mrc-ide/global-lmic-reports/master/AFG/projections.csv
https://raw.githubusercontent.com/mrc-ide/global-lmic-reports/master/AFG/projections.csv
https://raw.githubusercontent.com/mrc-ide/global-lmic-reports/master/AFG/projections.csv
https://raw.githubusercontent.com/mrc-ide/global-lmic-reports/master/AFG/projections.csv
https://raw.githubusercontent.com/mrc-ide/global-lmic-reports/master/AFG/projections.csv
https://raw.githubusercontent.com/mrc-ide/global-lmic-reports/master/AFG/projections.csv
https://raw.githubusercontent.com/mrc-ide/global-lmic-reports/master/AFG/projections.csv
https://raw.githubusercontent.com/mrc-ide/global-lmic-reports/master/AFG/projections.csv
https://raw.githubusercontent.com/mrc-ide/global-lmic-reports/master/AFG/projections.csv
https://raw.githubusercontent.com/mrc-ide/global-lmic-reports/master/AFG/projections.csv
https://raw.githubusercontent.com/mrc-ide/global-lmic-reports/master/AFG/projections.csv
https://raw.githubusercontent.com/mrc-ide/global-lmic-reports/master/AFG/projections.csv
https://raw.githubusercontent.com/mrc-ide/global-lmic-reports/master/AFG/projections.csv
https://raw.githubusercontent.com/mrc-ide/global-lmic-reports/master/AFG/projections.csv
https://raw.githubusercontent.com/mrc-ide/global-lmic-reports/master/AFG/projections.csv
https://raw.githubusercontent.com/mrc-ide/global-lmic-reports/master/AFG/projections.csv
https://raw.githubusercontent.com/mrc-ide/global-lmic-reports/master/AFG/projections.csv
https://raw.githubusercontent.com/mrc-ide/global-lmic-reports/master/AFG/projections.csv
https://raw.githubusercontent.com/mrc-ide/global-lmic-reports/master/AFG/projections.csv
https://raw.githubusercontent.com/mrc-ide/global-lmic-reports/master/AFG/projections.csv
https://raw.githubusercontent.com/mrc-ide/global-lmic-reports/master/AFG/projections.csv
https://raw.githubusercontent.com/mrc-ide/global-lmic-reports/master/AFG/projections.csv
https://raw.githubusercontent.com/mrc-ide/global-lmic-reports/master/AFG/projections.csv
https://raw.githubusercontent.com/mrc-ide/global-lmic-reports/master/AFG/projections.csv
https://raw.githubusercontent.com/mrc-ide/global-lmic-reports/master/AFG/projections.csv
https://raw.githubusercontent.com/mrc-ide/global-lmic-reports/master/AFG/projections.csv
https://raw.githubusercontent.com/mrc-ide/global-lmic-reports/master/AFG/projections.csv
https://raw.githubusercontent.com/mrc-ide/global-lmic-reports/master/AFG/projections.csv
https://raw.githubusercontent.com/mrc-ide/global-lmic-reports/master/AFG/projections.csv
https://raw.githubusercontent.com/mrc-ide/global-lmic-reports/master/AFG/projections.csv
https://raw.githubusercontent.com/mrc-ide/global-lmic-reports/master/AFG/projections.csv
https://raw.githubusercontent.com/mrc-ide/global-lmic-reports/master/AFG/projections.csv
https://raw.githubusercontent.com/mrc-ide/global-lmic-reports/master/AFG/projections.csv
https://raw.githubusercontent.com/mrc-ide/global-lmic-reports/master/AFG/projections.csv
https://raw.githubusercontent.com/mrc-ide/global-lmic-reports/master/AFG/projections.csv
https://raw.githubusercontent.com/mrc-ide/global-lmic-reports/master/AFG/projections.csv
https://raw.githubusercontent.com/mrc-ide/global-lmic-reports/master/AFG/projections.csv
https://raw.githubusercontent.com/mrc-ide/global-lmic-reports/master/AFG/projections.csv
https://raw.githubusercontent.com/mrc-ide/global-lmic-reports/master/AFG/projections.csv
https://raw.githubusercontent.com/mrc-ide/global-lmic-reports/master/AFG/projections.csv
https://raw.githubusercontent.com/mrc-ide/global-lmic-reports/master/AFG/projections.csv
https://raw.githubusercontent.com/mrc-ide/global-lmic-reports/master/AFG/projections.csv
https://raw.githubusercontent.com/mrc-ide/global-lmic-reports/master/AFG/projections.csv
https://raw.githubusercontent.com/mrc-ide/global-lmic-reports/master/AFG/projections.csv
https://raw.githubusercontent.com/mrc-ide/global-lmic-reports/master/AFG/projections.csv
https://raw.githubusercontent.com/mrc-ide/global-lmic-reports/master/AFG/projections.csv
https://raw.githubusercontent.com/mrc-ide/global-lmic-reports/master/AFG/projections.csv
https://raw.githubusercontent.com/mrc-ide/global-lmic-reports/master/AFG/projections.csv
https://raw.githubusercontent.com/mrc-ide/global-lmic-reports/master/AFG/projections.csv
https://raw.githubusercontent.com/mrc-ide/global-lmic-reports/master/AFG/projections.csv
https://raw.githubusercontent.com/mrc-ide/global-lmic-reports/master/AFG/projections.csv
https://raw.githubusercontent.com/mrc-ide/global-lmic-reports/master/AFG/projections.csv
https://raw.githubusercontent.com/mrc-ide/global-lmic-reports/master/AFG/projections.csv
https://raw.githubusercontent.com/mrc-ide/global-lmic-reports/master/AFG/projections.csv
https://raw.githubusercontent.com/mrc-ide/global-lmic-reports/master/AFG/projections.csv
https://raw.githubusercontent.com/mrc-ide/global-lmic-reports/master/AFG/projections.csv
https://raw.githubusercontent.com/mrc-ide/global-lmic-reports/master/AFG/projections.csv
https://raw.githubusercontent.com/mrc-ide/global-lmic-reports/master/AFG/projections.csv
https://raw.githubusercontent.com/mrc-ide/global-lmic-reports/master/AFG/projections.csv
https://raw.githubusercontent.com/mrc-ide/global-lmic-reports/master/AFG/projections.csv
https://raw.githubusercontent.com/mrc-ide/global-lmic-reports/master/AFG/projections.csv
https://raw.githubusercontent.com/mrc-ide/global-lmic-reports/master/AFG/projections.csv
https://raw.githubusercontent.com/mrc-ide/global-lmic-reports/master/AFG/projections.csv
https://raw.githubusercontent.com/mrc-ide/global-lmic-reports/master/AFG/projections.csv
https://raw.githubusercontent.com/mrc-ide/global-lmic-reports/master/AFG/projections.csv
https://raw.githubusercontent.com/mrc-ide/global-lmic-reports/master/AFG/projections.csv
https://raw.githubusercontent.com/mrc-ide/global-lmic-reports/master/AFG/projections.csv
https://raw.githubusercontent.com/mrc-ide/global-lmic-reports/master/AFG/projections.csv
https://raw.githubusercontent.com/mrc-ide/global-lmic-reports/master/AFG/projections.csv
https://raw.githubusercontent.com/mrc-ide/global-lmic-reports/master/AFG/projections.csv
https://raw.githubusercontent.com/mrc-ide/global-lmic-reports/master/AFG/projections.csv
https://raw.githubusercontent.com/mrc-ide/global-lmic-reports/master/AFG/projections.csv
https://raw.githubusercontent.com/mrc-ide/global-lmic-reports/master/AFG/projections.csv
https://raw.githubusercontent.com/mrc-ide/global-lmic-reports/master/AFG/projections.csv
https://raw.githubusercontent.com/mrc-ide/global-lmic-reports/master/AFG/projections.csv
https://raw.githubusercontent.com/mrc-ide/global-lmic-reports/master/AFG/projections.csv
https://raw.githubusercontent.com/mrc-ide/global-lmic-reports/master/AFG/projections.csv
https://raw.githubusercontent.com/mrc-ide/global-lmic-reports/master/AFG/projections.csv
https://raw.githubusercontent.com/mrc-ide/global-lmic-reports/master/AFG/projections.csv
https://raw.githubusercontent.com/mrc-ide/global-lmic-reports/master/AFG/projections.csv
https://raw.githubusercontent.com/mrc-ide/global-lmic-reports/master/AFG/projections.csv
https://raw.githubusercontent.com/mrc-ide/global-lmic-reports/master/AFG/projections.csv
https://raw.githubusercontent.com/mrc-ide/global-lmic-reports/master/AFG/projections.csv
https://raw.githubusercontent.com/mrc-ide/global-lmic-reports/master/AFG/projections.csv
https://raw.githubusercontent.com/mrc-ide/global-lmic-reports/master/AFG/projections.csv
https://raw.githubusercontent.com/mrc-ide/global-lmic-reports/master/AFG/projections.csv
https://raw.githubusercontent.com/mrc-ide/global-lmic-reports/master/AFG/projections.csv
https://raw.githubusercontent.com/mrc-ide/global-lmic-reports/master/AFG/projections.csv
https://raw.githubusercontent.com/mrc-ide/global-lmic-reports/master/AFG/projections.csv
https://raw.githubusercontent.com/mrc-ide/global-lmic-reports/master/AFG/projections.csv
https://raw.githubusercontent.com/mrc-ide/global-lmic-reports/master/AFG/projections.csv
https://raw.githubusercontent.com/mrc-ide/global-lmic-reports/master/AFG/projections.csv
https://raw.githubusercontent.com/mrc-ide/global-lmic-reports/master/AFG/projections.csv
https://raw.githubusercontent.com/mrc-ide/global-lmic-reports/master/AFG/projections.csv
https://raw.githubusercontent.com/mrc-ide/global-lmic-reports/master/AFG/projections.csv
https://raw.githubusercontent.com/mrc-ide/global-lmic-reports/master/AFG/projections.csv
https://raw.githubusercontent.com/mrc-ide/global-lmic-reports/master/AFG/projections.csv
https://raw.githubusercontent.com/mrc-ide/global-lmic-reports/master/AFG/projections.csv
https://raw.githubusercontent.com/mrc-ide/global-lmic-reports/master/AFG/projections.csv
https://raw.githubusercontent.com/mrc-ide/global-lmic-reports/master/AFG/projections.csv
https://raw.githubusercontent.com/mrc-ide/global-lmic-reports/master/AFG/projections.csv
https://raw.githubusercontent.com/mrc-ide/global-lmic-reports/master/AFG/projections.csv
https://raw.githubusercontent.com/mrc-ide/global-lmic-reports/master/AFG/projections.csv
https://raw.githubusercontent.com/mrc-ide/global-lmic-reports/master/AFG/projections.csv
https://raw.githubusercontent.com/mrc-ide/global-lmic-reports/master/AFG/projections.csv
https://raw.githubusercontent.com/mrc-ide/global-lmic-reports/master/AFG/projections.csv
https://raw.githubusercontent.com/mrc-ide/global-lmic-reports/master/AFG/projections.csv
https://raw.githubusercontent.com/mrc-ide/global-lmic-reports/master/AFG/projections.csv
https://raw.githubusercontent.com/mrc-ide/global-lmic-reports/master/AFG/projections.csv
https://raw.githubusercontent.com/mrc-ide/global-lmic-reports/master/AFG/projections.csv
https://raw.githubusercontent.com/mrc-ide/global-lmic-reports/master/AFG/projections.csv
https://raw.githubusercontent.com/mrc-ide/global-lmic-reports/master/AFG/projections.csv
https://raw.githubusercontent.com/mrc-ide/global-lmic-reports/master/AFG/projections.csv
https://raw.githubusercontent.com/mrc-ide/global-lmic-reports/master/AFG/projections.csv
https://raw.githubusercontent.com/mrc-ide/global-lmic-reports/master/AFG/projections.csv
https://raw.githubusercontent.com/mrc-ide/global-lmic-reports/master/AFG/projections.csv
https://raw.githubusercontent.com/mrc-ide/global-lmic-reports/master/AFG/projections.csv
https://raw.githubusercontent.com/mrc-ide/global-lmic-reports/master/AFG/projections.csv
https://raw.githubusercontent.com/mrc-ide/global-lmic-reports/master/AFG/projections.csv
https://raw.githubusercontent.com/mrc-ide/global-lmic-reports/master/AFG/projections.csv
https://raw.githubusercontent.com/mrc-ide/global-lmic-reports/master/AFG/projections.csv
https://raw.githubusercontent.com/mrc-ide/global-lmic-reports/master/AFG/projections.csv
https://raw.githubusercontent.com/mrc-ide/global-lmic-reports/master/AFG/projections.csv
https://raw.githubusercontent.com/mrc-ide/global-lmic-reports/master/AFG/projections.csv
https://raw.githubusercontent.com/mrc-ide/global-lmic-reports/master/AFG/projections.csv
https://raw.githubusercontent.com/mrc-ide/global-lmic-reports/master/AFG/projections.csv
https://raw.githubusercontent.com/mrc-ide/global-lmic-reports/master/AFG/projections.csv
https://raw.githubusercontent.com/mrc-ide/global-lmic-reports/master/AFG/projections.csv
https://raw.githubusercontent.com/mrc-ide/global-lmic-reports/master/AFG/projections.csv
https://raw.githubusercontent.com/mrc-ide/global-lmic-reports/master/AFG/projections.csv
https://raw.githubusercontent.com/mrc-ide/global-lmic-reports/master/AFG/projections.csv
https://raw.githubusercontent.com/mrc-ide/global-lmic-reports/master/AFG/projections.csv
https://raw.githubusercontent.com/mrc-ide/global-lmic-reports/master/AFG/projections.csv
https://raw.githubusercontent.com/mrc-ide/global-lmic-reports/master/AFG/projections.csv
https://raw.githubusercontent.com/mrc-ide/global-lmic-reports/master/AFG/projections.csv
https://raw.githubusercontent.com/mrc-ide/global-lmic-reports/master/AFG/projections.csv
https://raw.githubusercontent.com/mrc-ide/global-lmic-reports/master/AFG/projections.csv
https://raw.githubusercontent.com/mrc-ide/global-lmic-reports/master/AFG/projections.csv
https://raw.githubusercontent.com/mrc-ide/global-lmic-reports/master/AFG/projections.csv
https://raw.githubusercontent.com/mrc-ide/global-lmic-reports/master/AFG/projections.csv
https://raw.githubusercontent.com/mrc-ide/global-lmic-reports/master/AFG/projections.csv
https://raw.githubusercontent.com/mrc-ide/global-lmic-reports/master/AFG/projections.csv
https://raw.githubusercontent.com/mrc-ide/global-lmic-reports/master/AFG/projections.csv
https://raw.githubusercontent.com/mrc-ide/global-lmic-reports/master/AFG/projections.csv
https://raw.githubusercontent.com/mrc-ide/global-lmic-reports/master/AFG/projections.csv
https://raw.githubusercontent.com/mrc-ide/global-lmic-reports/master/AFG/projections.csv
https://raw.githubusercontent.com/mrc-ide/global-lmic-reports/master/AFG/projections.csv
https://raw.githubusercontent.com/mrc-ide/global-lmic-reports/master/AFG/projections.csv
https://raw.githubusercontent.com/mrc-ide/global-lmic-reports/master/AFG/projections.csv
https://raw.githubusercontent.com/mrc-ide/global-lmic-reports/master/AFG/projections.csv
https://raw.githubusercontent.com/mrc-ide/global-lmic-reports/master/AFG/projections.csv
https://raw.githubusercontent.com/mrc-ide/global-lmic-reports/master/AFG/projections.csv
https://raw.githubusercontent.com/mrc-ide/global-lmic-reports/master/AFG/projections.csv
https://raw.githubusercontent.com/mrc-ide/global-lmic-reports/master/AFG/projections.csv
https://raw.githubusercontent.com/mrc-ide/global-lmic-reports/master/AFG/projections.csv
https://raw.githubusercontent.com/mrc-ide/global-lmic-reports/master/AFG/projections.csv
https://raw.githubusercontent.com/mrc-ide/global-lmic-reports/master/AFG/projections.csv
https://raw.githubusercontent.com/mrc-ide/global-lmic-reports/master/AFG/projections.csv
https://raw.githubusercontent.com/mrc-ide/global-lmic-reports/master/AFG/projections.csv
https://raw.githubusercontent.com/mrc-ide/global-lmic-reports/master/AFG/projections.csv
https://raw.githubusercontent.com/mrc-ide/global-lmic-reports/master/AFG/projections.csv
https://raw.githubusercontent.com/mrc-ide/global-lmic-reports/master/AFG/projections.csv
https://raw.githubusercontent.com/mrc-ide/global-lmic-reports/master/AFG/projections.csv
https://raw.githubusercontent.com/mrc-ide/global-lmic-reports/master/AFG/projections.csv
https://raw.githubusercontent.com/mrc-ide/global-lmic-reports/master/AFG/projections.csv
https://raw.githubusercontent.com/mrc-ide/global-lmic-reports/master/AFG/projections.csv
https://raw.githubusercontent.com/mrc-ide/global-lmic-reports/master/AFG/projections.csv
https://raw.githubusercontent.com/mrc-ide/global-lmic-reports/master/AFG/projections.csv
https://raw.githubusercontent.com/mrc-ide/global-lmic-reports/master/AFG/projections.csv
https://raw.githubusercontent.com/mrc-ide/global-lmic-reports/master/AFG/projections.csv
https://raw.githubusercontent.com/mrc-ide/global-lmic-reports/master/AFG/projections.csv
https://raw.githubusercontent.com/mrc-ide/global-lmic-reports/master/AFG/projections.csv
https://raw.githubusercontent.com/mrc-ide/global-lmic-reports/master/AFG/projections.csv
https://raw.githubusercontent.com/mrc-ide/global-lmic-reports/master/AFG/projections.csv
https://raw.githubusercontent.com/mrc-ide/global-lmic-reports/master/AFG/projections.csv
https://raw.githubusercontent.com/mrc-ide/global-lmic-reports/master/AFG/projections.csv
https://raw.githubusercontent.com/mrc-ide/global-lmic-reports/master/AFG/projections.csv
https://raw.githubusercontent.com/mrc-ide/global-lmic-reports/master/AFG/projections.csv
https://raw.githubusercontent.com/mrc-ide/global-lmic-reports/master/AFG/projections.csv
https://raw.githubusercontent.com/mrc-ide/global-lmic-reports/master/AFG/projections.csv
https://raw.githubusercontent.com/mrc-ide/global-lmic-reports/master/AFG/projections.csv
https://raw.githubusercontent.com/mrc-ide/global-lmic-reports/master/AFG/projections.csv
https://raw.githubusercontent.com/mrc-ide/global-lmic-reports/master/AFG/projections.csv
https://raw.githubusercontent.com/mrc-ide/global-lmic-reports/master/AFG/projections.csv
https://raw.githubusercontent.com/mrc-ide/global-lmic-reports/master/AFG/projections.csv
https://raw.githubusercontent.com/mrc-ide/global-lmic-reports/master/AFG/projections.csv
https://raw.githubusercontent.com/mrc-ide/global-lmic-reports/master/AFG/projections.csv
https://raw.githubusercontent.com/mrc-ide/global-lmic-reports/master/AFG/projections.csv
https://raw.githubusercontent.com/mrc-ide/global-lmic-reports/master/AFG/projections.csv
https://raw.githubusercontent.com/mrc-ide/global-lmic-reports/master/AFG/projections.csv
https://raw.githubusercontent.com/mrc-ide/global-lmic-reports/master/AFG/projections.csv
https://raw.githubusercontent.com/mrc-ide/global-lmic-reports/master/AFG/projections.csv
https://raw.githubusercontent.com/mrc-ide/global-lmic-reports/master/AFG/projections.csv
https://raw.githubusercontent.com/mrc-ide/global-lmic-reports/master/AFG/projections.csv
https://raw.githubusercontent.com/mrc-ide/global-lmic-reports/master/AFG/projections.csv
https://raw.githubusercontent.com/mrc-ide/global-lmic-reports/master/AFG/projections.csv
https://raw.githubusercontent.com/mrc-ide/global-lmic-reports/master/AFG/projections.csv
https://raw.githubusercontent.com/mrc-ide/global-lmic-reports/master/AFG/projections.csv
https://raw.githubusercontent.com/mrc-ide/global-lmic-reports/master/AFG/projections.csv
https://raw.githubusercontent.com/mrc-ide/global-lmic-reports/master/AFG/projections.csv
https://raw.githubusercontent.com/mrc-ide/global-lmic-reports/master/AFG/projections.csv
https://raw.githubusercontent.com/mrc-ide/global-lmic-reports/master/AFG/projections.csv
https://raw.githubusercontent.com/mrc-ide/global-lmic-reports/master/AFG/projections.csv
https://raw.githubusercontent.com/mrc-ide/global-lmic-reports/master/AFG/projections.csv
https://raw.githubusercontent.com/mrc-ide/global-lmic-reports/master/AFG/projections.csv
https://raw.githubusercontent.com/mrc-ide/global-lmic-reports/master/AFG/projections.csv
https://raw.githubusercontent.com/mrc-ide/global-lmic-reports/master/AFG/projections.csv
https://raw.githubusercontent.com/mrc-ide/global-lmic-reports/master/AFG/projections.csv
https://raw.githubusercontent.com/mrc-ide/global-lmic-reports/master/AFG/projections.csv
https://raw.githubusercontent.com/mrc-ide/global-lmic-reports/master/AFG/projections.csv
https://raw.githubusercontent.com/mrc-ide/global-lmic-reports/master/AFG/projections.csv
https://raw.githubusercontent.com/mrc-ide/global-lmic-reports/master/AFG/projections.csv
https://raw.githubusercontent.com/mrc-ide/global-lmic-reports/master/AFG/projections.csv
https://raw.githubusercontent.com/mrc-ide/global-lmic-reports/master/AFG/projections.csv
https://raw.githubusercontent.com/mrc-ide/global-lmic-reports/master/AFG/projections.csv
https://raw.githubusercontent.com/mrc-ide/global-lmic-reports/master/AFG/projections.csv
https://raw.githubusercontent.com/mrc-ide/global-lmic-reports/master/AFG/projections.csv
https://raw.githubusercontent.com/mrc-ide/global-lmic-reports/master/AFG/projections.csv
https://raw.githubusercontent.com/mrc-ide/global-lmic-reports/master/AFG/projections.csv
https://raw.githubusercontent.com/mrc-ide/global-lmic-reports/master/AFG/projections.csv
https://raw.githubusercontent.com/mrc-ide/global-lmic-reports/master/AFG/projections.csv
https://raw.githubusercontent.com/mrc-ide/global-lmic-reports/master/AFG/projections.csv
https://raw.githubusercontent.com/mrc-ide/global-lmic-reports/master/AFG/projections.csv
https://raw.githubusercontent.com/mrc-ide/global-lmic-reports/master/AFG/projections.csv
https://raw.githubusercontent.com/mrc-ide/global-lmic-reports/master/AFG/projections.csv
https://raw.githubusercontent.com/mrc-ide/global-lmic-reports/master/AFG/projections.csv
https://raw.githubusercontent.com/mrc-ide/global-lmic-reports/master/AFG/projections.csv
https://raw.githubusercontent.com/mrc-ide/global-lmic-reports/master/AFG/projections.csv
https://raw.githubusercontent.com/mrc-ide/global-lmic-reports/master/AFG/projections.csv
https://raw.githubusercontent.com/mrc-ide/global-lmic-reports/master/AFG/projections.csv
https://raw.githubusercontent.com/mrc-ide/global-lmic-reports/master/AFG/projections.csv
https://raw.githubusercontent.com/mrc-ide/global-lmic-reports/master/AFG/projections.csv
https://raw.githubusercontent.com/mrc-ide/global-lmic-reports/master/AFG/projections.csv
https://raw.githubusercontent.com/mrc-ide/global-lmic-reports/master/AFG/projections.csv
https://raw.githubusercontent.com/mrc-ide/global-lmic-reports/master/AFG/projections.csv
https://raw.githubusercontent.com/mrc-ide/global-lmic-reports/master/AFG/projections.csv
https://raw.githubusercontent.com/mrc-ide/global-lmic-reports/master/AFG/projections.csv
https://raw.githubusercontent.com/mrc-ide/global-lmic-reports/master/AFG/projections.csv
https://raw.githubusercontent.com/mrc-ide/global-lmic-reports/master/AFG/projections.csv
https://raw.githubusercontent.com/mrc-ide/global-lmic-reports/master/AFG/projections.csv
https://raw.githubusercontent.com/mrc-ide/global-lmic-reports/master/AFG/projections.csv
https://raw.githubusercontent.com/mrc-ide/global-lmic-reports/master/AFG/projections.csv
https://raw.githubusercontent.com/mrc-ide/global-lmic-reports/master/AFG/projections.csv
https://raw.githubusercontent.com/mrc-ide/global-lmic-reports/master/AFG/projections.csv
https://raw.githubusercontent.com/mrc-ide/global-lmic-reports/master/AFG/projections.csv
https://raw.githubusercontent.com/mrc-ide/global-lmic-reports/master/AFG/projections.csv
https://raw.githubusercontent.com/mrc-ide/global-lmic-reports/master/AFG/projections.csv
https://raw.githubusercontent.com/mrc-ide/global-lmic-reports/master/AFG/projections.csv
https://raw.githubusercontent.com/mrc-ide/global-lmic-reports/master/AFG/projections.csv
https://raw.githubusercontent.com/mrc-ide/global-lmic-reports/master/AFG/projections.csv
https://raw.githubusercontent.com/mrc-ide/global-lmic-reports/master/AFG/projections.csv
https://raw.githubusercontent.com/mrc-ide/global-lmic-reports/master/AFG/projections.csv
https://raw.githubusercontent.com/mrc-ide/global-lmic-reports/master/AFG/projections.csv
https://raw.githubusercontent.com/mrc-ide/global-lmic-reports/master/AFG/projections.csv
https://raw.githubusercontent.com/mrc-ide/global-lmic-reports/master/AFG/projections.csv
https://raw.githubusercontent.com/mrc-ide/global-lmic-reports/master/AFG/projections.csv
https://raw.githubusercontent.com/mrc-ide/global-lmic-reports/master/AFG/projections.csv
https://raw.githubusercontent.com/mrc-ide/global-lmic-reports/master/AFG/projections.csv
https://raw.githubusercontent.com/mrc-ide/global-lmic-reports/master/AFG/projections.csv
https://raw.githubusercontent.com/mrc-ide/global-lmic-reports/master/AFG/projections.csv
https://raw.githubusercontent.com/mrc-ide/global-lmic-reports/master/AFG/projections.csv
https://raw.githubusercontent.com/mrc-ide/global-lmic-reports/master/AFG/projections.csv
https://raw.githubusercontent.com/mrc-ide/global-lmic-reports/master/AFG/projections.csv
https://raw.githubusercontent.com/mrc-ide/global-lmic-reports/master/AFG/projections.csv
https://raw.githubusercontent.com/mrc-ide/global-lmic-reports/master/AFG/projections.csv
https://raw.githubusercontent.com/mrc-ide/global-lmic-reports/master/AFG/projections.csv
https://raw.githubusercontent.com/mrc-ide/global-lmic-reports/master/AFG/projections.csv
https://raw.githubusercontent.com/mrc-ide/global-lmic-reports/master/AFG/projections.csv
https://raw.githubusercontent.com/mrc-ide/global-lmic-reports/master/AFG/projections.csv
https://raw.githubusercontent.com/mrc-ide/global-lmic-reports/master/AFG/projections.csv
https://raw.githubusercontent.com/mrc-ide/global-lmic-reports/master/AFG/projections.csv
https://raw.githubusercontent.com/mrc-ide/global-lmic-reports/master/AFG/projections.csv
https://raw.githubusercontent.com/mrc-ide/global-lmic-reports/master/AFG/projections.csv
https://raw.githubusercontent.com/mrc-ide/global-lmic-reports/master/AFG/projections.csv
https://raw.githubusercontent.com/mrc-ide/global-lmic-reports/master/AFG/projections.csv
https://raw.githubusercontent.com/mrc-ide/global-lmic-reports/master/AFG/projections.csv
https://raw.githubusercontent.com/mrc-ide/global-lmic-reports/master/AFG/projections.csv
https://raw.githubusercontent.com/mrc-ide/global-lmic-reports/master/AFG/projections.csv
https://raw.githubusercontent.com/mrc-ide/global-lmic-reports/master/AFG/projections.csv
https://raw.githubusercontent.com/mrc-ide/global-lmic-reports/master/AFG/projections.csv
https://raw.githubusercontent.com/mrc-ide/global-lmic-reports/master/AFG/projections.csv
https://raw.githubusercontent.com/mrc-ide/global-lmic-reports/master/AFG/projections.csv
https://raw.githubusercontent.com/mrc-ide/global-lmic-reports/master/AFG/projections.csv
https://raw.githubusercontent.com/mrc-ide/global-lmic-reports/master/AFG/projections.csv
https://raw.githubusercontent.com/mrc-ide/global-lmic-reports/master/AFG/projections.csv
https://raw.githubusercontent.com/mrc-ide/global-lmic-reports/master/AFG/projections.csv
https://raw.githubusercontent.com/mrc-ide/global-lmic-reports/master/AFG/projections.csv
https://raw.githubusercontent.com/mrc-ide/global-lmic-reports/master/AFG/projections.csv
https://raw.githubusercontent.com/mrc-ide/global-lmic-reports/master/AFG/projections.csv
https://raw.githubusercontent.com/mrc-ide/global-lmic-reports/master/AFG/projections.csv
https://raw.githubusercontent.com/mrc-ide/global-lmic-reports/master/AFG/projections.csv
https://raw.githubusercontent.com/mrc-ide/global-lmic-reports/master/AFG/projections.csv
https://raw.githubusercontent.com/mrc-ide/global-lmic-reports/master/AFG/projections.csv
https://raw.githubusercontent.com/mrc-ide/global-lmic-reports/master/AFG/projections.csv
https://raw.githubusercontent.com/mrc-ide/global-lmic-reports/master/AFG/projections.csv
https://raw.githubusercontent.com/mrc-ide/global-lmic-reports/master/AFG/projections.csv
https://raw.githubusercontent.com/mrc-ide/global-lmic-reports/master/AFG/projections.csv
https://raw.githubusercontent.com/mrc-ide/global-lmic-reports/master/AFG/projections.csv
https://raw.githubusercontent.com/mrc-ide/global-lmic-reports/master/AFG/projections.csv
https://raw.githubusercontent.com/mrc-ide/global-lmic-reports/master/AFG/projections.csv
https://raw.githubusercontent.com/mrc-ide/global-lmic-reports/master/AFG/projections.csv
https://raw.githubusercontent.com/mrc-ide/global-lmic-reports/master/AFG/projections.csv
https://raw.githubusercontent.com/mrc-ide/global-lmic-reports/master/AFG/projections.csv
https://raw.githubusercontent.com/mrc-ide/global-lmic-reports/master/AFG/projections.csv
https://raw.githubusercontent.com/mrc-ide/global-lmic-reports/master/AFG/projections.csv
https://raw.githubusercontent.com/mrc-ide/global-lmic-reports/master/AFG/projections.csv
https://raw.githubusercontent.com/mrc-ide/global-lmic-reports/master/AFG/projections.csv
https://raw.githubusercontent.com/mrc-ide/global-lmic-reports/master/AFG/projections.csv
https://raw.githubusercontent.com/mrc-ide/global-lmic-reports/master/AFG/projections.csv
https://raw.githubusercontent.com/mrc-ide/global-lmic-reports/master/AFG/projections.csv
https://raw.githubusercontent.com/mrc-ide/global-lmic-reports/master/AFG/projections.csv
https://raw.githubusercontent.com/mrc-ide/global-lmic-reports/master/AFG/projections.csv
https://raw.githubusercontent.com/mrc-ide/global-lmic-reports/master/AFG/projections.csv
https://raw.githubusercontent.com/mrc-ide/global-lmic-reports/master/AFG/projections.csv
https://raw.githubusercontent.com/mrc-ide/global-lmic-reports/master/AFG/projections.csv
https://raw.githubusercontent.com/mrc-ide/global-lmic-reports/master/AFG/projections.csv
https://raw.githubusercontent.com/mrc-ide/global-lmic-reports/master/AFG/projections.csv
https://raw.githubusercontent.com/mrc-ide/global-lmic-reports/master/AFG/projections.csv
https://raw.githubusercontent.com/mrc-ide/global-lmic-reports/master/AFG/projections.csv
https://raw.githubusercontent.com/mrc-ide/global-lmic-reports/master/AFG/projections.csv
https://raw.githubusercontent.com/mrc-ide/global-lmic-reports/master/AFG/projections.csv
https://raw.githubusercontent.com/mrc-ide/global-lmic-reports/master/AFG/projections.csv
https://raw.githubusercontent.com/mrc-ide/global-lmic-reports/master/AFG/projections.csv
https://raw.githubusercontent.com/mrc-ide/global-lmic-reports/master/AFG/projections.csv
https://raw.githubusercontent.com/mrc-ide/global-lmic-reports/master/AFG/projections.csv
https://raw.githubusercontent.com/mrc-ide/global-lmic-reports/master/AFG/projections.csv
https://raw.githubusercontent.com/mrc-ide/global-lmic-reports/master/AFG/projections.csv
https://raw.githubusercontent.com/mrc-ide/global-lmic-reports/master/AFG/projections.csv
https://raw.githubusercontent.com/mrc-ide/global-lmic-reports/master/AFG/projections.csv
https://raw.githubusercontent.com/mrc-ide/global-lmic-reports/master/AFG/projections.csv
https://raw.githubusercontent.com/mrc-ide/global-lmic-reports/master/AFG/projections.csv
https://raw.githubusercontent.com/mrc-ide/global-lmic-reports/master/AFG/projections.csv
https://raw.githubusercontent.com/mrc-ide/global-lmic-reports/master/AFG/projections.csv
https://raw.githubusercontent.com/mrc-ide/global-lmic-reports/master/AFG/projections.csv
https://raw.githubusercontent.com/mrc-ide/global-lmic-reports/master/AFG/projections.csv
https://raw.githubusercontent.com/mrc-ide/global-lmic-reports/master/AFG/projections.csv
https://raw.githubusercontent.com/mrc-ide/global-lmic-reports/master/AFG/projections.csv
https://raw.githubusercontent.com/mrc-ide/global-lmic-reports/master/AFG/projections.csv
https://raw.githubusercontent.com/mrc-ide/global-lmic-reports/master/AFG/projections.csv
https://raw.githubusercontent.com/mrc-ide/global-lmic-reports/master/AFG/projections.csv
https://raw.githubusercontent.com/mrc-ide/global-lmic-reports/master/AFG/projections.csv
https://raw.githubusercontent.com/mrc-ide/global-lmic-reports/master/AFG/projections.csv
https://raw.githubusercontent.com/mrc-ide/global-lmic-reports/master/AFG/projections.csv
https://raw.githubusercontent.com/mrc-ide/global-lmic-reports/master/AFG/projections.csv
https://raw.githubusercontent.com/mrc-ide/global-lmic-reports/master/AFG/projections.csv
https://raw.githubusercontent.com/mrc-ide/global-lmic-reports/master/AFG/projections.csv
https://raw.githubusercontent.com/mrc-ide/global-lmic-reports/master/AFG/projections.csv
https://raw.githubusercontent.com/mrc-ide/global-lmic-reports/master/AFG/projections.csv
https://raw.githubusercontent.com/mrc-ide/global-lmic-reports/master/AFG/projections.csv
https://raw.githubusercontent.com/mrc-ide/global-lmic-reports/master/AFG/projections.csv
https://raw.githubusercontent.com/mrc-ide/global-lmic-reports/master/AFG/projections.csv
https://raw.githubusercontent.com/mrc-ide/global-lmic-reports/master/AFG/projections.csv
https://raw.githubusercontent.com/mrc-ide/global-lmic-reports/master/AFG/projections.csv
https://raw.githubusercontent.com/mrc-ide/global-lmic-reports/master/AFG/projections.csv
https://raw.githubusercontent.com/mrc-ide/global-lmic-reports/master/AFG/projections.csv
https://raw.githubusercontent.com/mrc-ide/global-lmic-reports/master/AFG/projections.csv
https://raw.githubusercontent.com/mrc-ide/global-lmic-reports/master/AFG/projections.csv
https://raw.githubusercontent.com/mrc-ide/global-lmic-reports/master/AFG/projections.csv
https://raw.githubusercontent.com/mrc-ide/global-lmic-reports/master/AFG/projections.csv
https://raw.githubusercontent.com/mrc-ide/global-lmic-reports/master/AFG/projections.csv
https://raw.githubusercontent.com/mrc-ide/global-lmic-reports/master/AFG/projections.csv
https://raw.githubusercontent.com/mrc-ide/global-lmic-reports/master/AFG/projections.csv
https://raw.githubusercontent.com/mrc-ide/global-lmic-reports/master/AFG/projections.csv
https://raw.githubusercontent.com/mrc-ide/global-lmic-reports/master/AFG/projections.csv
https://raw.githubusercontent.com/mrc-ide/global-lmic-reports/master/AFG/projections.csv
https://raw.githubusercontent.com/mrc-ide/global-lmic-reports/master/AFG/projections.csv
https://raw.githubusercontent.com/mrc-ide/global-lmic-reports/master/AFG/projections.csv
https://raw.githubusercontent.com/mrc-ide/global-lmic-reports/master/AFG/projections.csv
https://raw.githubusercontent.com/mrc-ide/global-lmic-reports/master/AFG/projections.csv
https://raw.githubusercontent.com/mrc-ide/global-lmic-reports/master/AFG/projections.csv
https://raw.githubusercontent.com/mrc-ide/global-lmic-reports/master/AFG/projections.csv
https://raw.githubusercontent.com/mrc-ide/global-lmic-reports/master/AFG/projections.csv
https://raw.githubusercontent.com/mrc-ide/global-lmic-reports/master/AFG/projections.csv
https://raw.githubusercontent.com/mrc-ide/global-lmic-reports/master/AFG/projections.csv
https://raw.githubusercontent.com/mrc-ide/global-lmic-reports/master/AFG/projections.csv
https://raw.githubusercontent.com/mrc-ide/global-lmic-reports/master/AFG/projections.csv
https://raw.githubusercontent.com/mrc-ide/global-lmic-reports/master/AFG/projections.csv
https://raw.githubusercontent.com/mrc-ide/global-lmic-reports/master/AFG/projections.csv
https://raw.githubusercontent.com/mrc-ide/global-lmic-reports/master/AFG/projections.csv
https://raw.githubusercontent.com/mrc-ide/global-lmic-reports/master/AFG/projections.csv
https://raw.githubusercontent.com/mrc-ide/global-lmic-reports/master/AFG/projections.csv
https://raw.githubusercontent.com/mrc-ide/global-lmic-reports/master/AFG/projections.csv
https://raw.githubusercontent.com/mrc-ide/global-lmic-reports/master/AFG/projections.csv
https://raw.githubusercontent.com/mrc-ide/global-lmic-reports/master/AFG/projections.csv
https://raw.githubusercontent.com/mrc-ide/global-lmic-reports/master/AFG/projections.csv
https://raw.githubusercontent.com/mrc-ide/global-lmic-reports/master/AFG/projections.csv
https://raw.githubusercontent.com/mrc-ide/global-lmic-reports/master/AFG/projections.csv
https://raw.githubusercontent.com/mrc-ide/global-lmic-reports/master/AFG/projections.csv
https://raw.githubusercontent.com/mrc-ide/global-lmic-reports/master/AFG/projections.csv
https://raw.githubusercontent.com/mrc-ide/global-lmic-reports/master/AFG/projections.csv
https://raw.githubusercontent.com/mrc-ide/global-lmic-reports/master/AFG/projections.csv
https://raw.githubusercontent.com/mrc-ide/global-lmic-reports/master/AFG/projections.csv
https://raw.githubusercontent.com/mrc-ide/global-lmic-reports/master/AFG/projections.csv
https://raw.githubusercontent.com/mrc-ide/global-lmic-reports/master/AFG/projections.csv
https://raw.githubusercontent.com/mrc-ide/global-lmic-reports/master/AFG/projections.csv
https://raw.githubusercontent.com/mrc-ide/global-lmic-reports/master/AFG/projections.csv
https://raw.githubusercontent.com/mrc-ide/global-lmic-reports/master/AFG/projections.csv
https://raw.githubusercontent.com/mrc-ide/global-lmic-reports/master/AFG/projections.csv
https://raw.githubusercontent.com/mrc-ide/global-lmic-reports/master/AFG/projections.csv
https://raw.githubusercontent.com/mrc-ide/global-lmic-reports/master/AFG/projections.csv
https://raw.githubusercontent.com/mrc-ide/global-lmic-reports/master/AFG/projections.csv
https://raw.githubusercontent.com/mrc-ide/global-lmic-reports/master/AFG/projections.csv
https://raw.githubusercontent.com/mrc-ide/global-lmic-reports/master/AFG/projections.csv
https://raw.githubusercontent.com/mrc-ide/global-lmic-reports/master/AFG/projections.csv
https://raw.githubusercontent.com/mrc-ide/global-lmic-reports/master/AFG/projections.csv
https://raw.githubusercontent.com/mrc-ide/global-lmic-reports/master/AFG/projections.csv
https://raw.githubusercontent.com/mrc-ide/global-lmic-reports/master/AFG/projections.csv
https://raw.githubusercontent.com/mrc-ide/global-lmic-reports/master/AFG/projections.csv
https://raw.githubusercontent.com/mrc-ide/global-lmic-reports/master/AFG/projections.csv
https://raw.githubusercontent.com/mrc-ide/global-lmic-reports/master/AFG/projections.csv
https://raw.githubusercontent.com/mrc-ide/global-lmic-reports/master/AFG/projections.csv
https://raw.githubusercontent.com/mrc-ide/global-lmic-reports/master/AFG/projections.csv
https://raw.githubusercontent.com/mrc-ide/global-lmic-reports/master/AFG/projections.csv
https://raw.githubusercontent.com/mrc-ide/global-lmic-reports/master/AFG/projections.csv
https://raw.githubusercontent.com/mrc-ide/global-lmic-reports/master/AFG/projections.csv
https://raw.githubusercontent.com/mrc-ide/global-lmic-reports/master/AFG/projections.csv
https://raw.githubusercontent.com/mrc-ide/global-lmic-reports/master/AFG/projections.csv
https://raw.githubusercontent.com/mrc-ide/global-lmic-reports/master/AFG/projections.csv
https://raw.githubusercontent.com/mrc-ide/global-lmic-reports/master/AFG/projections.csv
https://raw.githubusercontent.com/mrc-ide/global-lmic-reports/master/AFG/projections.csv
https://raw.githubusercontent.com/mrc-ide/global-lmic-reports/master/AFG/projections.csv
https://raw.githubusercontent.com/mrc-ide/global-lmic-reports/master/AFG/projections.csv
https://raw.githubusercontent.com/mrc-ide/global-lmic-reports/master/AFG/projections.csv
https://raw.githubusercontent.com/mrc-ide/global-lmic-reports/master/AFG/projections.csv
https://raw.githubusercontent.com/mrc-ide/global-lmic-reports/master/AFG/projections.csv
https://raw.githubusercontent.com/mrc-ide/global-lmic-reports/master/AFG/projections.csv
https://raw.githubusercontent.com/mrc-ide/global-lmic-reports/master/AFG/projections.csv
https://raw.githubusercontent.com/mrc-ide/global-lmic-reports/master/AFG/projections.csv
https://raw.githubusercontent.com/mrc-ide/global-lmic-reports/master/AFG/projections.csv
https://raw.githubusercontent.com/mrc-ide/global-lmic-reports/master/AFG/projections.csv
https://raw.githubusercontent.com/mrc-ide/global-lmic-reports/master/AFG/projections.csv
https://raw.githubusercontent.com/mrc-ide/global-lmic-reports/master/AFG/projections.csv
https://raw.githubusercontent.com/mrc-ide/global-lmic-reports/master/AFG/projections.csv
https://raw.githubusercontent.com/mrc-ide/global-lmic-reports/master/AFG/projections.csv
https://raw.githubusercontent.com/mrc-ide/global-lmic-reports/master/AFG/projections.csv
https://raw.githubusercontent.com/mrc-ide/global-lmic-reports/master/AFG/projections.csv
https://raw.githubusercontent.com/mrc-ide/global-lmic-reports/master/AFG/projections.csv
https://raw.githubusercontent.com/mrc-ide/global-lmic-reports/master/AFG/projections.csv
https://raw.githubusercontent.com/mrc-ide/global-lmic-reports/master/AFG/projections.csv
https://raw.githubusercontent.com/mrc-ide/global-lmic-reports/master/AFG/projections.csv
https://raw.githubusercontent.com/mrc-ide/global-lmic-reports/master/AFG/projections.csv
https://raw.githubusercontent.com/mrc-ide/global-lmic-reports/master/AFG/projections.csv
https://raw.githubusercontent.com/mrc-ide/global-lmic-reports/master/AFG/projections.csv
https://raw.githubusercontent.com/mrc-ide/global-lmic-reports/master/AFG/projections.csv
https://raw.githubusercontent.com/mrc-ide/global-lmic-reports/master/AFG/projections.csv
https://raw.githubusercontent.com/mrc-ide/global-lmic-reports/master/AFG/projections.csv
https://raw.githubusercontent.com/mrc-ide/global-lmic-reports/master/AFG/projections.csv
https://raw.githubusercontent.com/mrc-ide/global-lmic-reports/master/AFG/projections.csv
https://raw.githubusercontent.com/mrc-ide/global-lmic-reports/master/AFG/projections.csv
https://raw.githubusercontent.com/mrc-ide/global-lmic-reports/master/AFG/projections.csv
https://raw.githubusercontent.com/mrc-ide/global-lmic-reports/master/AFG/projections.csv
https://raw.githubusercontent.com/mrc-ide/global-lmic-reports/master/AFG/projections.csv
https://raw.githubusercontent.com/mrc-ide/global-lmic-reports/master/AFG/projections.csv
https://raw.githubusercontent.com/mrc-ide/global-lmic-reports/master/AFG/projections.csv
https://raw.githubusercontent.com/mrc-ide/global-lmic-reports/master/AFG/projections.csv
https://raw.githubusercontent.com/mrc-ide/global-lmic-reports/master/AFG/projections.csv
https://raw.githubusercontent.com/mrc-ide/global-lmic-reports/master/AFG/projections.csv
https://raw.githubusercontent.com/mrc-ide/global-lmic-reports/master/AFG/projections.csv
https://raw.githubusercontent.com/mrc-ide/global-lmic-reports/master/AFG/projections.csv
https://raw.githubusercontent.com/mrc-ide/global-lmic-reports/master/AFG/projections.csv
https://raw.githubusercontent.com/mrc-ide/global-lmic-reports/master/AFG/projections.csv
https://raw.githubusercontent.com/mrc-ide/global-lmic-reports/master/AFG/projections.csv
https://raw.githubusercontent.com/mrc-ide/global-lmic-reports/master/AFG/projections.csv
https://raw.githubusercontent.com/mrc-ide/global-lmic-reports/master/AFG/projections.csv
https://raw.githubusercontent.com/mrc-ide/global-lmic-reports/master/AFG/projections.csv
https://raw.githubusercontent.com/mrc-ide/global-lmic-reports/master/AFG/projections.csv
https://raw.githubusercontent.com/mrc-ide/global-lmic-reports/master/AFG/projections.csv
https://raw.githubusercontent.com/mrc-ide/global-lmic-reports/master/AFG/projections.csv
https://raw.githubusercontent.com/mrc-ide/global-lmic-reports/master/AFG/projections.csv
https://raw.githubusercontent.com/mrc-ide/global-lmic-reports/master/AFG/projections.csv
https://raw.githubusercontent.com/mrc-ide/global-lmic-reports/master/AFG/projections.csv
https://raw.githubusercontent.com/mrc-ide/global-lmic-reports/master/AFG/projections.csv
https://raw.githubusercontent.com/mrc-ide/global-lmic-reports/master/AFG/projections.csv
https://raw.githubusercontent.com/mrc-ide/global-lmic-reports/master/AFG/projections.csv
https://raw.githubusercontent.com/mrc-ide/global-lmic-reports/master/AFG/projections.csv
https://raw.githubusercontent.com/mrc-ide/global-lmic-reports/master/AFG/projections.csv
https://raw.githubusercontent.com/mrc-ide/global-lmic-reports/master/AFG/projections.csv
https://raw.githubusercontent.com/mrc-ide/global-lmic-reports/master/AFG/projections.csv
https://raw.githubusercontent.com/mrc-ide/global-lmic-reports/master/AFG/projections.csv
https://raw.githubusercontent.com/mrc-ide/global-lmic-reports/master/AFG/projections.csv
https://raw.githubusercontent.com/mrc-ide/global-lmic-reports/master/AFG/projections.csv
https://raw.githubusercontent.com/mrc-ide/global-lmic-reports/master/AFG/projections.csv
https://raw.githubusercontent.com/mrc-ide/global-lmic-reports/master/AFG/projections.csv
https://raw.githubusercontent.com/mrc-ide/global-lmic-reports/master/AFG/projections.csv
https://raw.githubusercontent.com/mrc-ide/global-lmic-reports/master/AFG/projections.csv
https://raw.githubusercontent.com/mrc-ide/global-lmic-reports/master/AFG/projections.csv
https://raw.githubusercontent.com/mrc-ide/global-lmic-reports/master/AFG/projections.csv
https://raw.githubusercontent.com/mrc-ide/global-lmic-reports/master/AFG/projections.csv
https://raw.githubusercontent.com/mrc-ide/global-lmic-reports/master/AFG/projections.csv
https://raw.githubusercontent.com/mrc-ide/global-lmic-reports/master/AFG/projections.csv
https://raw.githubusercontent.com/mrc-ide/global-lmic-reports/master/AFG/projections.csv
https://raw.githubusercontent.com/mrc-ide/global-lmic-reports/master/AFG/projections.csv
https://raw.githubusercontent.com/mrc-ide/global-lmic-reports/master/AFG/projections.csv
https://raw.githubusercontent.com/mrc-ide/global-lmic-reports/master/AFG/projections.csv
https://raw.githubusercontent.com/mrc-ide/global-lmic-reports/master/AFG/projections.csv
https://raw.githubusercontent.com/mrc-ide/global-lmic-reports/master/AFG/projections.csv
https://raw.githubusercontent.com/mrc-ide/global-lmic-reports/master/AFG/projections.csv
https://raw.githubusercontent.com/mrc-ide/global-lmic-reports/master/AFG/projections.csv
https://raw.githubusercontent.com/mrc-ide/global-lmic-reports/master/AFG/projections.csv
https://raw.githubusercontent.com/mrc-ide/global-lmic-reports/master/AFG/projections.csv
https://raw.githubusercontent.com/mrc-ide/global-lmic-reports/master/AFG/projections.csv
https://raw.githubusercontent.com/mrc-ide/global-lmic-reports/master/AFG/projections.csv
https://raw.githubusercontent.com/mrc-ide/global-lmic-reports/master/AFG/projections.csv
https://raw.githubusercontent.com/mrc-ide/global-lmic-reports/master/AFG/projections.csv
https://raw.githubusercontent.com/mrc-ide/global-lmic-reports/master/AFG/projections.csv
https://raw.githubusercontent.com/mrc-ide/global-lmic-reports/master/AFG/projections.csv
https://raw.githubusercontent.com/mrc-ide/global-lmic-reports/master/AFG/projections.csv
https://raw.githubusercontent.com/mrc-ide/global-lmic-reports/master/AFG/projections.csv
https://raw.githubusercontent.com/mrc-ide/global-lmic-reports/master/AFG/projections.csv
https://raw.githubusercontent.com/mrc-ide/global-lmic-reports/master/AFG/projections.csv
https://raw.githubusercontent.com/mrc-ide/global-lmic-reports/master/AFG/projections.csv
https://raw.githubusercontent.com/mrc-ide/global-lmic-reports/master/AFG/projections.csv
https://raw.githubusercontent.com/mrc-ide/global-lmic-reports/master/AFG/projections.csv
https://raw.githubusercontent.com/mrc-ide/global-lmic-reports/master/AFG/projections.csv
https://raw.githubusercontent.com/mrc-ide/global-lmic-reports/master/AFG/projections.csv
https://raw.githubusercontent.com/mrc-ide/global-lmic-reports/master/AFG/projections.csv
https://raw.githubusercontent.com/mrc-ide/global-lmic-reports/master/AFG/projections.csv
https://raw.githubusercontent.com/mrc-ide/global-lmic-reports/master/AFG/projections.csv
https://raw.githubusercontent.com/mrc-ide/global-lmic-reports/master/AFG/projections.csv
https://raw.githubusercontent.com/mrc-ide/global-lmic-reports/master/AFG/projections.csv
https://raw.githubusercontent.com/mrc-ide/global-lmic-reports/master/AFG/projections.csv
https://raw.githubusercontent.com/mrc-ide/global-lmic-reports/master/AFG/projections.csv
https://raw.githubusercontent.com/mrc-ide/global-lmic-reports/master/AFG/projections.csv
https://raw.githubusercontent.com/mrc-ide/global-lmic-reports/master/AFG/projections.csv
https://raw.githubusercontent.com/mrc-ide/global-lmic-reports/master/AFG/projections.csv
https://raw.githubusercontent.com/mrc-ide/global-lmic-reports/master/AFG/projections.csv
https://raw.githubusercontent.com/mrc-ide/global-lmic-reports/master/AFG/projections.csv
https://raw.githubusercontent.com/mrc-ide/global-lmic-reports/master/AFG/projections.csv
https://raw.githubusercontent.com/mrc-ide/global-lmic-reports/master/AFG/projections.csv
https://raw.githubusercontent.com/mrc-ide/global-lmic-reports/master/AFG/projections.csv
https://raw.githubusercontent.com/mrc-ide/global-lmic-reports/master/AFG/projections.csv
https://raw.githubusercontent.com/mrc-ide/global-lmic-reports/master/AFG/projections.csv
https://raw.githubusercontent.com/mrc-ide/global-lmic-reports/master/AFG/projections.csv
https://raw.githubusercontent.com/mrc-ide/global-lmic-reports/master/AFG/projections.csv
https://raw.githubusercontent.com/mrc-ide/global-lmic-reports/master/AFG/projections.csv
https://raw.githubusercontent.com/mrc-ide/global-lmic-reports/master/AFG/projections.csv
https://raw.githubusercontent.com/mrc-ide/global-lmic-reports/master/AFG/projections.csv
https://raw.githubusercontent.com/mrc-ide/global-lmic-reports/master/AFG/projections.csv
https://raw.githubusercontent.com/mrc-ide/global-lmic-reports/master/AFG/projections.csv
https://raw.githubusercontent.com/mrc-ide/global-lmic-reports/master/AFG/projections.csv
https://raw.githubusercontent.com/mrc-ide/global-lmic-reports/master/AFG/projections.csv
https://raw.githubusercontent.com/mrc-ide/global-lmic-reports/master/AFG/projections.csv
https://raw.githubusercontent.com/mrc-ide/global-lmic-reports/master/AFG/projections.csv
https://raw.githubusercontent.com/mrc-ide/global-lmic-reports/master/AFG/projections.csv
https://raw.githubusercontent.com/mrc-ide/global-lmic-reports/master/AFG/projections.csv
https://raw.githubusercontent.com/mrc-ide/global-lmic-reports/master/AFG/projections.csv
https://raw.githubusercontent.com/mrc-ide/global-lmic-reports/master/AFG/projections.csv
https://raw.githubusercontent.com/mrc-ide/global-lmic-reports/master/AFG/projections.csv
https://raw.githubusercontent.com/mrc-ide/global-lmic-reports/master/AFG/projections.csv
https://raw.githubusercontent.com/mrc-ide/global-lmic-reports/master/AFG/projections.csv
https://raw.githubusercontent.com/mrc-ide/global-lmic-reports/master/AFG/projections.csv
https://raw.githubusercontent.com/mrc-ide/global-lmic-reports/master/AFG/projections.csv
https://raw.githubusercontent.com/mrc-ide/global-lmic-reports/master/AFG/projections.csv
https://raw.githubusercontent.com/mrc-ide/global-lmic-reports/master/AFG/projections.csv
https://raw.githubusercontent.com/mrc-ide/global-lmic-reports/master/AFG/projections.csv
https://raw.githubusercontent.com/mrc-ide/global-lmic-reports/master/AFG/projections.csv
https://raw.githubusercontent.com/mrc-ide/global-lmic-reports/master/AFG/projections.csv
https://raw.githubusercontent.com/mrc-ide/global-lmic-reports/master/AFG/projections.csv
https://raw.githubusercontent.com/mrc-ide/global-lmic-reports/master/AFG/projections.csv
https://raw.githubusercontent.com/mrc-ide/global-lmic-reports/master/AFG/projections.csv
https://raw.githubusercontent.com/mrc-ide/global-lmic-reports/master/AFG/projections.csv
https://raw.githubusercontent.com/mrc-ide/global-lmic-reports/master/AFG/projections.csv
https://raw.githubusercontent.com/mrc-ide/global-lmic-reports/master/AFG/projections.csv
https://raw.githubusercontent.com/mrc-ide/global-lmic-reports/master/AFG/projections.csv
https://raw.githubusercontent.com/mrc-ide/global-lmic-reports/master/AFG/projections.csv
https://raw.githubusercontent.com/mrc-ide/global-lmic-reports/master/AFG/projections.csv
https://raw.githubusercontent.com/mrc-ide/global-lmic-reports/master/AFG/projections.csv
https://raw.githubusercontent.com/mrc-ide/global-lmic-reports/master/AFG/projections.csv
https://raw.githubusercontent.com/mrc-ide/global-lmic-reports/master/AFG/projections.csv
https://raw.githubusercontent.com/mrc-ide/global-lmic-reports/master/AFG/projections.csv
https://raw.githubusercontent.com/mrc-ide/global-lmic-reports/master/AFG/projections.csv
https://raw.githubusercontent.com/mrc-ide/global-lmic-reports/master/AFG/projections.csv
https://raw.githubusercontent.com/mrc-ide/global-lmic-reports/master/AFG/projections.csv
https://raw.githubusercontent.com/mrc-ide/global-lmic-reports/master/AFG/projections.csv
https://raw.githubusercontent.com/mrc-ide/global-lmic-reports/master/AFG/projections.csv
https://raw.githubusercontent.com/mrc-ide/global-lmic-reports/master/AFG/projections.csv
https://raw.githubusercontent.com/mrc-ide/global-lmic-reports/master/AFG/projections.csv
https://raw.githubusercontent.com/mrc-ide/global-lmic-reports/master/AFG/projections.csv
https://raw.githubusercontent.com/mrc-ide/global-lmic-reports/master/AFG/projections.csv
https://raw.githubusercontent.com/mrc-ide/global-lmic-reports/master/AFG/projections.csv
https://raw.githubusercontent.com/mrc-ide/global-lmic-reports/master/AFG/projections.csv
https://raw.githubusercontent.com/mrc-ide/global-lmic-reports/master/AFG/projections.csv
https://raw.githubusercontent.com/mrc-ide/global-lmic-reports/master/AFG/projections.csv
https://raw.githubusercontent.com/mrc-ide/global-lmic-reports/master/AFG/projections.csv
https://raw.githubusercontent.com/mrc-ide/global-lmic-reports/master/AFG/projections.csv
https://raw.githubusercontent.com/mrc-ide/global-lmic-reports/master/AFG/projections.csv
https://raw.githubusercontent.com/mrc-ide/global-lmic-reports/master/AFG/projections.csv
https://raw.githubusercontent.com/mrc-ide/global-lmic-reports/master/AFG/projections.csv
https://raw.githubusercontent.com/mrc-ide/global-lmic-reports/master/AFG/projections.csv
https://raw.githubusercontent.com/mrc-ide/global-lmic-reports/master/AFG/projections.csv
https://raw.githubusercontent.com/mrc-ide/global-lmic-reports/master/AFG/projections.csv
https://raw.githubusercontent.com/mrc-ide/global-lmic-reports/master/AFG/projections.csv
https://raw.githubusercontent.com/mrc-ide/global-lmic-reports/master/AFG/projections.csv
https://raw.githubusercontent.com/mrc-ide/global-lmic-reports/master/AFG/projections.csv
https://raw.githubusercontent.com/mrc-ide/global-lmic-reports/master/AFG/projections.csv
https://raw.githubusercontent.com/mrc-ide/global-lmic-reports/master/AFG/projections.csv
https://raw.githubusercontent.com/mrc-ide/global-lmic-reports/master/AFG/projections.csv
https://raw.githubusercontent.com/mrc-ide/global-lmic-reports/master/AFG/projections.csv
https://raw.githubusercontent.com/mrc-ide/global-lmic-reports/master/AFG/projections.csv
https://raw.githubusercontent.com/mrc-ide/global-lmic-reports/master/AFG/projections.csv
https://raw.githubusercontent.com/mrc-ide/global-lmic-reports/master/AFG/projections.csv
https://raw.githubusercontent.com/mrc-ide/global-lmic-reports/master/AFG/projections.csv
https://raw.githubusercontent.com/mrc-ide/global-lmic-reports/master/AFG/projections.csv
https://raw.githubusercontent.com/mrc-ide/global-lmic-reports/master/AFG/projections.csv
https://raw.githubusercontent.com/mrc-ide/global-lmic-reports/master/AFG/projections.csv
https://raw.githubusercontent.com/mrc-ide/global-lmic-reports/master/AFG/projections.csv
https://raw.githubusercontent.com/mrc-ide/global-lmic-reports/master/AFG/projections.csv
https://raw.githubusercontent.com/mrc-ide/global-lmic-reports/master/AFG/projections.csv
https://raw.githubusercontent.com/mrc-ide/global-lmic-reports/master/AFG/projections.csv
https://raw.githubusercontent.com/mrc-ide/global-lmic-reports/master/AFG/projections.csv
https://raw.githubusercontent.com/mrc-ide/global-lmic-reports/master/AFG/projections.csv
https://raw.githubusercontent.com/mrc-ide/global-lmic-reports/master/AFG/projections.csv
https://raw.githubusercontent.com/mrc-ide/global-lmic-reports/master/AFG/projections.csv
https://raw.githubusercontent.com/mrc-ide/global-lmic-reports/master/AFG/projections.csv
https://raw.githubusercontent.com/mrc-ide/global-lmic-reports/master/AFG/projections.csv
https://raw.githubusercontent.com/mrc-ide/global-lmic-reports/master/AFG/projections.csv
https://raw.githubusercontent.com/mrc-ide/global-lmic-reports/master/AFG/projections.csv
https://raw.githubusercontent.com/mrc-ide/global-lmic-reports/master/AFG/projections.csv
https://raw.githubusercontent.com/mrc-ide/global-lmic-reports/master/AFG/projections.csv
https://raw.githubusercontent.com/mrc-ide/global-lmic-reports/master/AFG/projections.csv
https://raw.githubusercontent.com/mrc-ide/global-lmic-reports/master/AFG/projections.csv
https://raw.githubusercontent.com/mrc-ide/global-lmic-reports/master/AFG/projections.csv
https://raw.githubusercontent.com/mrc-ide/global-lmic-reports/master/AFG/projections.csv
https://raw.githubusercontent.com/mrc-ide/global-lmic-reports/master/AFG/projections.csv
https://raw.githubusercontent.com/mrc-ide/global-lmic-reports/master/AFG/projections.csv
https://raw.githubusercontent.com/mrc-ide/global-lmic-reports/master/AFG/projections.csv
https://raw.githubusercontent.com/mrc-ide/global-lmic-reports/master/AFG/projections.csv
https://raw.githubusercontent.com/mrc-ide/global-lmic-reports/master/AFG/projections.csv
https://raw.githubusercontent.com/mrc-ide/global-lmic-reports/master/AFG/projections.csv
https://raw.githubusercontent.com/mrc-ide/global-lmic-reports/master/AFG/projections.csv
https://raw.githubusercontent.com/mrc-ide/global-lmic-reports/master/AFG/projections.csv
https://raw.githubusercontent.com/mrc-ide/global-lmic-reports/master/AFG/projections.csv
https://raw.githubusercontent.com/mrc-ide/global-lmic-reports/master/AFG/projections.csv
https://raw.githubusercontent.com/mrc-ide/global-lmic-reports/master/AFG/projections.csv
https://raw.githubusercontent.com/mrc-ide/global-lmic-reports/master/AFG/projections.csv
https://raw.githubusercontent.com/mrc-ide/global-lmic-reports/master/AFG/projections.csv
https://raw.githubusercontent.com/mrc-ide/global-lmic-reports/master/AFG/projections.csv
https://raw.githubusercontent.com/mrc-ide/global-lmic-reports/master/AFG/projections.csv
https://raw.githubusercontent.com/mrc-ide/global-lmic-reports/master/AFG/projections.csv
https://raw.githubusercontent.com/mrc-ide/global-lmic-reports/master/AFG/projections.csv
https://raw.githubusercontent.com/mrc-ide/global-lmic-reports/master/AFG/projections.csv
https://raw.githubusercontent.com/mrc-ide/global-lmic-reports/master/AFG/projections.csv
https://raw.githubusercontent.com/mrc-ide/global-lmic-reports/master/AFG/projections.csv
https://raw.githubusercontent.com/mrc-ide/global-lmic-reports/master/AFG/projections.csv
https://raw.githubusercontent.com/mrc-ide/global-lmic-reports/master/AFG/projections.csv
https://raw.githubusercontent.com/mrc-ide/global-lmic-reports/master/AFG/projections.csv
https://raw.githubusercontent.com/mrc-ide/global-lmic-reports/master/AFG/projections.csv
https://raw.githubusercontent.com/mrc-ide/global-lmic-reports/master/AFG/projections.csv
https://raw.githubusercontent.com/mrc-ide/global-lmic-reports/master/AFG/projections.csv
https://raw.githubusercontent.com/mrc-ide/global-lmic-reports/master/AFG/projections.csv
https://raw.githubusercontent.com/mrc-ide/global-lmic-reports/master/AFG/projections.csv
https://raw.githubusercontent.com/mrc-ide/global-lmic-reports/master/AFG/projections.csv
https://raw.githubusercontent.com/mrc-ide/global-lmic-reports/master/AFG/projections.csv
https://raw.githubusercontent.com/mrc-ide/global-lmic-reports/master/AFG/projections.csv
https://raw.githubusercontent.com/mrc-ide/global-lmic-reports/master/AFG/projections.csv
https://raw.githubusercontent.com/mrc-ide/global-lmic-reports/master/AFG/projections.csv
https://raw.githubusercontent.com/mrc-ide/global-lmic-reports/master/AFG/projections.csv
https://raw.githubusercontent.com/mrc-ide/global-lmic-reports/master/AFG/projections.csv
https://raw.githubusercontent.com/mrc-ide/global-lmic-reports/master/AFG/projections.csv
https://raw.githubusercontent.com/mrc-ide/global-lmic-reports/master/AFG/projections.csv
https://raw.githubusercontent.com/mrc-ide/global-lmic-reports/master/AFG/projections.csv
https://raw.githubusercontent.com/mrc-ide/global-lmic-reports/master/AFG/projections.csv
https://raw.githubusercontent.com/mrc-ide/global-lmic-reports/master/AFG/projections.csv
https://raw.githubusercontent.com/mrc-ide/global-lmic-reports/master/AFG/projections.csv
https://raw.githubusercontent.com/mrc-ide/global-lmic-reports/master/AFG/projections.csv
https://raw.githubusercontent.com/mrc-ide/global-lmic-reports/master/AFG/projections.csv
https://raw.githubusercontent.com/mrc-ide/global-lmic-reports/master/AFG/projections.csv
https://raw.githubusercontent.com/mrc-ide/global-lmic-reports/master/AFG/projections.csv
https://raw.githubusercontent.com/mrc-ide/global-lmic-reports/master/AFG/projections.csv
https://raw.githubusercontent.com/mrc-ide/global-lmic-reports/master/AFG/projections.csv
https://raw.githubusercontent.com/mrc-ide/global-lmic-reports/master/AFG/projections.csv
https://raw.githubusercontent.com/mrc-ide/global-lmic-reports/master/AFG/projections.csv
https://raw.githubusercontent.com/mrc-ide/global-lmic-reports/master/AFG/projections.csv
https://raw.githubusercontent.com/mrc-ide/global-lmic-reports/master/AFG/projections.csv
https://raw.githubusercontent.com/mrc-ide/global-lmic-reports/master/AFG/projections.csv
https://raw.githubusercontent.com/mrc-ide/global-lmic-reports/master/AFG/projections.csv
https://raw.githubusercontent.com/mrc-ide/global-lmic-reports/master/AFG/projections.csv
https://raw.githubusercontent.com/mrc-ide/global-lmic-reports/master/AFG/projections.csv
https://raw.githubusercontent.com/mrc-ide/global-lmic-reports/master/AFG/projections.csv
https://raw.githubusercontent.com/mrc-ide/global-lmic-reports/master/AFG/projections.csv
https://raw.githubusercontent.com/mrc-ide/global-lmic-reports/master/AFG/projections.csv
https://raw.githubusercontent.com/mrc-ide/global-lmic-reports/master/AFG/projections.csv
https://raw.githubusercontent.com/mrc-ide/global-lmic-reports/master/AFG/projections.csv
https://raw.githubusercontent.com/mrc-ide/global-lmic-reports/master/AFG/projections.csv
https://raw.githubusercontent.com/mrc-ide/global-lmic-reports/master/AFG/projections.csv
https://raw.githubusercontent.com/mrc-ide/global-lmic-reports/master/AFG/projections.csv
https://raw.githubusercontent.com/mrc-ide/global-lmic-reports/master/AFG/projections.csv
https://raw.githubusercontent.com/mrc-ide/global-lmic-reports/master/AFG/projections.csv
https://raw.githubusercontent.com/mrc-ide/global-lmic-reports/master/AFG/projections.csv
https://raw.githubusercontent.com/mrc-ide/global-lmic-reports/master/AFG/projections.csv
https://raw.githubusercontent.com/mrc-ide/global-lmic-reports/master/AFG/projections.csv
https://raw.githubusercontent.com/mrc-ide/global-lmic-reports/master/AFG/projections.csv
https://raw.githubusercontent.com/mrc-ide/global-lmic-reports/master/AFG/projections.csv
https://raw.githubusercontent.com/mrc-ide/global-lmic-reports/master/AFG/projections.csv
https://raw.githubusercontent.com/mrc-ide/global-lmic-reports/master/AFG/projections.csv
https://raw.githubusercontent.com/mrc-ide/global-lmic-reports/master/AFG/projections.csv
https://raw.githubusercontent.com/mrc-ide/global-lmic-reports/master/AFG/projections.csv
https://raw.githubusercontent.com/mrc-ide/global-lmic-reports/master/AFG/projections.csv
https://raw.githubusercontent.com/mrc-ide/global-lmic-reports/master/AFG/projections.csv
https://raw.githubusercontent.com/mrc-ide/global-lmic-reports/master/AFG/projections.csv
https://raw.githubusercontent.com/mrc-ide/global-lmic-reports/master/AFG/projections.csv
https://raw.githubusercontent.com/mrc-ide/global-lmic-reports/master/AFG/projections.csv
https://raw.githubusercontent.com/mrc-ide/global-lmic-reports/master/AFG/projections.csv
https://raw.githubusercontent.com/mrc-ide/global-lmic-reports/master/AFG/projections.csv
https://raw.githubusercontent.com/mrc-ide/global-lmic-reports/master/AFG/projections.csv
https://raw.githubusercontent.com/mrc-ide/global-lmic-reports/master/AFG/projections.csv
https://raw.githubusercontent.com/mrc-ide/global-lmic-reports/master/AFG/projections.csv
https://raw.githubusercontent.com/mrc-ide/global-lmic-reports/master/AFG/projections.csv
https://raw.githubusercontent.com/mrc-ide/global-lmic-reports/master/AFG/projections.csv
https://raw.githubusercontent.com/mrc-ide/global-lmic-reports/master/AFG/projections.csv
https://raw.githubusercontent.com/mrc-ide/global-lmic-reports/master/AFG/projections.csv
https://raw.githubusercontent.com/mrc-ide/global-lmic-reports/master/AFG/projections.csv
https://raw.githubusercontent.com/mrc-ide/global-lmic-reports/master/AFG/projections.csv
https://raw.githubusercontent.com/mrc-ide/global-lmic-reports/master/AFG/projections.csv
https://raw.githubusercontent.com/mrc-ide/global-lmic-reports/master/AFG/projections.csv
https://raw.githubusercontent.com/mrc-ide/global-lmic-reports/master/AFG/projections.csv
https://raw.githubusercontent.com/mrc-ide/global-lmic-reports/master/AFG/projections.csv
https://raw.githubusercontent.com/mrc-ide/global-lmic-reports/master/AFG/projections.csv
https://raw.githubusercontent.com/mrc-ide/global-lmic-reports/master/AFG/projections.csv
https://raw.githubusercontent.com/mrc-ide/global-lmic-reports/master/AFG/projections.csv
https://raw.githubusercontent.com/mrc-ide/global-lmic-reports/master/AFG/projections.csv
https://raw.githubusercontent.com/mrc-ide/global-lmic-reports/master/AFG/projections.csv
https://raw.githubusercontent.com/mrc-ide/global-lmic-reports/master/AFG/projections.csv
https://raw.githubusercontent.com/mrc-ide/global-lmic-reports/master/AFG/projections.csv
https://raw.githubusercontent.com/mrc-ide/global-lmic-reports/master/AFG/projections.csv
https://raw.githubusercontent.com/mrc-ide/global-lmic-reports/master/AFG/projections.csv
https://raw.githubusercontent.com/mrc-ide/global-lmic-reports/master/AFG/projections.csv
https://raw.githubusercontent.com/mrc-ide/global-lmic-reports/master/AFG/projections.csv
https://raw.githubusercontent.com/mrc-ide/global-lmic-reports/master/AFG/projections.csv
https://raw.githubusercontent.com/mrc-ide/global-lmic-reports/master/AFG/projections.csv
https://raw.githubusercontent.com/mrc-ide/global-lmic-reports/master/AFG/projections.csv
https://raw.githubusercontent.com/mrc-ide/global-lmic-reports/master/AFG/projections.csv
https://raw.githubusercontent.com/mrc-ide/global-lmic-reports/master/AFG/projections.csv
https://raw.githubusercontent.com/mrc-ide/global-lmic-reports/master/AFG/projections.csv
https://raw.githubusercontent.com/mrc-ide/global-lmic-reports/master/AFG/projections.csv
https://raw.githubusercontent.com/mrc-ide/global-lmic-reports/master/AFG/projections.csv
https://raw.githubusercontent.com/mrc-ide/global-lmic-reports/master/AFG/projections.csv
https://raw.githubusercontent.com/mrc-ide/global-lmic-reports/master/AFG/projections.csv
https://raw.githubusercontent.com/mrc-ide/global-lmic-reports/master/AFG/projections.csv
https://raw.githubusercontent.com/mrc-ide/global-lmic-reports/master/AFG/projections.csv
https://raw.githubusercontent.com/mrc-ide/global-lmic-reports/master/AFG/projections.csv
https://raw.githubusercontent.com/mrc-ide/global-lmic-reports/master/AFG/projections.csv
https://raw.githubusercontent.com/mrc-ide/global-lmic-reports/master/AFG/projections.csv
https://raw.githubusercontent.com/mrc-ide/global-lmic-reports/master/AFG/projections.csv
https://raw.githubusercontent.com/mrc-ide/global-lmic-reports/master/AFG/projections.csv
https://raw.githubusercontent.com/mrc-ide/global-lmic-reports/master/AFG/projections.csv
https://raw.githubusercontent.com/mrc-ide/global-lmic-reports/master/AFG/projections.csv
https://raw.githubusercontent.com/mrc-ide/global-lmic-reports/master/AFG/projections.csv
https://raw.githubusercontent.com/mrc-ide/global-lmic-reports/master/AFG/projections.csv
https://raw.githubusercontent.com/mrc-ide/global-lmic-reports/master/AFG/projections.csv
https://raw.githubusercontent.com/mrc-ide/global-lmic-reports/master/AFG/projections.csv
https://raw.githubusercontent.com/mrc-ide/global-lmic-reports/master/AFG/projections.csv
https://raw.githubusercontent.com/mrc-ide/global-lmic-reports/master/AFG/projections.csv
https://raw.githubusercontent.com/mrc-ide/global-lmic-reports/master/AFG/projections.csv
https://raw.githubusercontent.com/mrc-ide/global-lmic-reports/master/AFG/projections.csv
https://raw.githubusercontent.com/mrc-ide/global-lmic-reports/master/AFG/projections.csv
https://raw.githubusercontent.com/mrc-ide/global-lmic-reports/master/AFG/projections.csv
https://raw.githubusercontent.com/mrc-ide/global-lmic-reports/master/AFG/projections.csv
https://raw.githubusercontent.com/mrc-ide/global-lmic-reports/master/AFG/projections.csv
https://raw.githubusercontent.com/mrc-ide/global-lmic-reports/master/AFG/projections.csv
https://raw.githubusercontent.com/mrc-ide/global-lmic-reports/master/AFG/projections.csv
https://raw.githubusercontent.com/mrc-ide/global-lmic-reports/master/AFG/projections.csv
https://raw.githubusercontent.com/mrc-ide/global-lmic-reports/master/AFG/projections.csv
https://raw.githubusercontent.com/mrc-ide/global-lmic-reports/master/AFG/projections.csv
https://raw.githubusercontent.com/mrc-ide/global-lmic-reports/master/AFG/projections.csv
https://raw.githubusercontent.com/mrc-ide/global-lmic-reports/master/AFG/projections.csv
https://raw.githubusercontent.com/mrc-ide/global-lmic-reports/master/AFG/projections.csv
https://raw.githubusercontent.com/mrc-ide/global-lmic-reports/master/AFG/projections.csv
https://raw.githubusercontent.com/mrc-ide/global-lmic-reports/master/AFG/projections.csv
https://raw.githubusercontent.com/mrc-ide/global-lmic-reports/master/AFG/projections.csv
https://raw.githubusercontent.com/mrc-ide/global-lmic-reports/master/AFG/projections.csv
https://raw.githubusercontent.com/mrc-ide/global-lmic-reports/master/AFG/projections.csv
https://raw.githubusercontent.com/mrc-ide/global-lmic-reports/master/AFG/projections.csv
https://raw.githubusercontent.com/mrc-ide/global-lmic-reports/master/AFG/projections.csv
https://raw.githubusercontent.com/mrc-ide/global-lmic-reports/master/AFG/projections.csv
https://raw.githubusercontent.com/mrc-ide/global-lmic-reports/master/AFG/projections.csv
https://raw.githubusercontent.com/mrc-ide/global-lmic-reports/master/AFG/projections.csv
https://raw.githubusercontent.com/mrc-ide/global-lmic-reports/master/AFG/projections.csv
https://raw.githubusercontent.com/mrc-ide/global-lmic-reports/master/AFG/projections.csv
https://raw.githubusercontent.com/mrc-ide/global-lmic-reports/master/AFG/projections.csv
https://raw.githubusercontent.com/mrc-ide/global-lmic-reports/master/AFG/projections.csv
https://raw.githubusercontent.com/mrc-ide/global-lmic-reports/master/AFG/projections.csv
https://raw.githubusercontent.com/mrc-ide/global-lmic-reports/master/AFG/projections.csv
https://raw.githubusercontent.com/mrc-ide/global-lmic-reports/master/AFG/projections.csv
https://raw.githubusercontent.com/mrc-ide/global-lmic-reports/master/AFG/projections.csv
https://raw.githubusercontent.com/mrc-ide/global-lmic-reports/master/AFG/projections.csv
https://raw.githubusercontent.com/mrc-ide/global-lmic-reports/master/AFG/projections.csv
https://raw.githubusercontent.com/mrc-ide/global-lmic-reports/master/AFG/projections.csv
https://raw.githubusercontent.com/mrc-ide/global-lmic-reports/master/AFG/projections.csv
https://raw.githubusercontent.com/mrc-ide/global-lmic-reports/master/AFG/projections.csv
https://raw.githubusercontent.com/mrc-ide/global-lmic-reports/master/AFG/projections.csv
https://raw.githubusercontent.com/mrc-ide/global-lmic-reports/master/AFG/projections.csv
https://raw.githubusercontent.com/mrc-ide/global-lmic-reports/master/AFG/projections.csv
https://raw.githubusercontent.com/mrc-ide/global-lmic-reports/master/AFG/projections.csv
https://raw.githubusercontent.com/mrc-ide/global-lmic-reports/master/AFG/projections.csv
https://raw.githubusercontent.com/mrc-ide/global-lmic-reports/master/AFG/projections.csv
https://raw.githubusercontent.com/mrc-ide/global-lmic-reports/master/AFG/projections.csv
https://raw.githubusercontent.com/mrc-ide/global-lmic-reports/master/AFG/projections.csv
https://raw.githubusercontent.com/mrc-ide/global-lmic-reports/master/AFG/projections.csv
https://raw.githubusercontent.com/mrc-ide/global-lmic-reports/master/AFG/projections.csv
https://raw.githubusercontent.com/mrc-ide/global-lmic-reports/master/AFG/projections.csv
https://raw.githubusercontent.com/mrc-ide/global-lmic-reports/master/AFG/projections.csv
https://raw.githubusercontent.com/mrc-ide/global-lmic-reports/master/AFG/projections.csv
https://raw.githubusercontent.com/mrc-ide/global-lmic-reports/master/AFG/projections.csv
https://raw.githubusercontent.com/mrc-ide/global-lmic-reports/master/AFG/projections.csv
https://raw.githubusercontent.com/mrc-ide/global-lmic-reports/master/AFG/projections.csv
https://raw.githubusercontent.com/mrc-ide/global-lmic-reports/master/AFG/projections.csv
https://raw.githubusercontent.com/mrc-ide/global-lmic-reports/master/AFG/projections.csv
https://raw.githubusercontent.com/mrc-ide/global-lmic-reports/master/AFG/projections.csv
https://raw.githubusercontent.com/mrc-ide/global-lmic-reports/master/AFG/projections.csv
https://raw.githubusercontent.com/mrc-ide/global-lmic-reports/master/AFG/projections.csv
https://raw.githubusercontent.com/mrc-ide/global-lmic-reports/master/AFG/projections.csv
https://raw.githubusercontent.com/mrc-ide/global-lmic-reports/master/AFG/projections.csv
https://raw.githubusercontent.com/mrc-ide/global-lmic-reports/master/AFG/projections.csv
https://raw.githubusercontent.com/mrc-ide/global-lmic-reports/master/AFG/projections.csv
https://raw.githubusercontent.com/mrc-ide/global-lmic-reports/master/AFG/projections.csv
https://raw.githubusercontent.com/mrc-ide/global-lmic-reports/master/AFG/projections.csv
https://raw.githubusercontent.com/mrc-ide/global-lmic-reports/master/AFG/projections.csv
https://raw.githubusercontent.com/mrc-ide/global-lmic-reports/master/AFG/projections.csv
https://raw.githubusercontent.com/mrc-ide/global-lmic-reports/master/AFG/projections.csv
https://raw.githubusercontent.com/mrc-ide/global-lmic-reports/master/AFG/projections.csv
https://raw.githubusercontent.com/mrc-ide/global-lmic-reports/master/AFG/projections.csv
https://raw.githubusercontent.com/mrc-ide/global-lmic-reports/master/AFG/projections.csv
https://raw.githubusercontent.com/mrc-ide/global-lmic-reports/master/AFG/projections.csv
https://raw.githubusercontent.com/mrc-ide/global-lmic-reports/master/AFG/projections.csv
https://raw.githubusercontent.com/mrc-ide/global-lmic-reports/master/AFG/projections.csv
https://raw.githubusercontent.com/mrc-ide/global-lmic-reports/master/AFG/projections.csv
https://raw.githubusercontent.com/mrc-ide/global-lmic-reports/master/AFG/projections.csv
https://raw.githubusercontent.com/mrc-ide/global-lmic-reports/master/AFG/projections.csv
https://raw.githubusercontent.com/mrc-ide/global-lmic-reports/master/AFG/projections.csv
https://raw.githubusercontent.com/mrc-ide/global-lmic-reports/master/AFG/projections.csv
https://raw.githubusercontent.com/mrc-ide/global-lmic-reports/master/AFG/projections.csv
https://raw.githubusercontent.com/mrc-ide/global-lmic-reports/master/AFG/projections.csv
https://raw.githubusercontent.com/mrc-ide/global-lmic-reports/master/AFG/projections.csv
https://raw.githubusercontent.com/mrc-ide/global-lmic-reports/master/AFG/projections.csv
https://raw.githubusercontent.com/mrc-ide/global-lmic-reports/master/AFG/projections.csv
https://raw.githubusercontent.com/mrc-ide/global-lmic-reports/master/AFG/projections.csv
https://raw.githubusercontent.com/mrc-ide/global-lmic-reports/master/AFG/projections.csv
https://raw.githubusercontent.com/mrc-ide/global-lmic-reports/master/AFG/projections.csv
https://raw.githubusercontent.com/mrc-ide/global-lmic-reports/master/AFG/projections.csv
https://raw.githubusercontent.com/mrc-ide/global-lmic-reports/master/AFG/projections.csv
https://raw.githubusercontent.com/mrc-ide/global-lmic-reports/master/AFG/projections.csv
https://raw.githubusercontent.com/mrc-ide/global-lmic-reports/master/AFG/projections.csv
https://raw.githubusercontent.com/mrc-ide/global-lmic-reports/master/AFG/projections.csv
https://raw.githubusercontent.com/mrc-ide/global-lmic-reports/master/AFG/projections.csv
https://raw.githubusercontent.com/mrc-ide/global-lmic-reports/master/AFG/projections.csv
https://raw.githubusercontent.com/mrc-ide/global-lmic-reports/master/AFG/projections.csv
https://raw.githubusercontent.com/mrc-ide/global-lmic-reports/master/AFG/projections.csv
https://raw.githubusercontent.com/mrc-ide/global-lmic-reports/master/AFG/projections.csv
https://raw.githubusercontent.com/mrc-ide/global-lmic-reports/master/AFG/projections.csv
https://raw.githubusercontent.com/mrc-ide/global-lmic-reports/master/AFG/projections.csv
https://raw.githubusercontent.com/mrc-ide/global-lmic-reports/master/AFG/projections.csv
https://raw.githubusercontent.com/mrc-ide/global-lmic-reports/master/AFG/projections.csv
https://raw.githubusercontent.com/mrc-ide/global-lmic-reports/master/AFG/projections.csv
https://raw.githubusercontent.com/mrc-ide/global-lmic-reports/master/AFG/projections.csv
https://raw.githubusercontent.com/mrc-ide/global-lmic-reports/master/AFG/projections.csv
https://raw.githubusercontent.com/mrc-ide/global-lmic-reports/master/AFG/projections.csv
https://raw.githubusercontent.com/mrc-ide/global-lmic-reports/master/AFG/projections.csv
https://raw.githubusercontent.com/mrc-ide/global-lmic-reports/master/AFG/projections.csv
https://raw.githubusercontent.com/mrc-ide/global-lmic-reports/master/AFG/projections.csv
https://raw.githubusercontent.com/mrc-ide/global-lmic-reports/master/AFG/projections.csv
https://raw.githubusercontent.com/mrc-ide/global-lmic-reports/master/AFG/projections.csv
https://raw.githubusercontent.com/mrc-ide/global-lmic-reports/master/AFG/projections.csv
https://raw.githubusercontent.com/mrc-ide/global-lmic-reports/master/AFG/projections.csv
https://raw.githubusercontent.com/mrc-ide/global-lmic-reports/master/AFG/projections.csv
https://raw.githubusercontent.com/mrc-ide/global-lmic-reports/master/AFG/projections.csv
https://raw.githubusercontent.com/mrc-ide/global-lmic-reports/master/AFG/projections.csv
https://raw.githubusercontent.com/mrc-ide/global-lmic-reports/master/AFG/projections.csv
https://raw.githubusercontent.com/mrc-ide/global-lmic-reports/master/AFG/projections.csv
https://raw.githubusercontent.com/mrc-ide/global-lmic-reports/master/AFG/projections.csv
https://raw.githubusercontent.com/mrc-ide/global-lmic-reports/master/AFG/projections.csv
https://raw.githubusercontent.com/mrc-ide/global-lmic-reports/master/AFG/projections.csv
https://raw.githubusercontent.com/mrc-ide/global-lmic-reports/master/AFG/projections.csv
https://raw.githubusercontent.com/mrc-ide/global-lmic-reports/master/AFG/projections.csv
https://raw.githubusercontent.com/mrc-ide/global-lmic-reports/master/AFG/projections.csv
https://raw.githubusercontent.com/mrc-ide/global-lmic-reports/master/AFG/projections.csv
https://raw.githubusercontent.com/mrc-ide/global-lmic-reports/master/AFG/projections.csv
https://raw.githubusercontent.com/mrc-ide/global-lmic-reports/master/AFG/projections.csv
https://raw.githubusercontent.com/mrc-ide/global-lmic-reports/master/AFG/projections.csv
https://raw.githubusercontent.com/mrc-ide/global-lmic-reports/master/AFG/projections.csv
https://raw.githubusercontent.com/mrc-ide/global-lmic-reports/master/AFG/projections.csv
https://raw.githubusercontent.com/mrc-ide/global-lmic-reports/master/AFG/projections.csv
https://raw.githubusercontent.com/mrc-ide/global-lmic-reports/master/AFG/projections.csv
https://raw.githubusercontent.com/mrc-ide/global-lmic-reports/master/AFG/projections.csv
https://raw.githubusercontent.com/mrc-ide/global-lmic-reports/master/AFG/projections.csv
https://raw.githubusercontent.com/mrc-ide/global-lmic-reports/master/AFG/projections.csv
https://raw.githubusercontent.com/mrc-ide/global-lmic-reports/master/AFG/projections.csv
https://raw.githubusercontent.com/mrc-ide/global-lmic-reports/master/AFG/projections.csv
https://raw.githubusercontent.com/mrc-ide/global-lmic-reports/master/AFG/projections.csv
https://raw.githubusercontent.com/mrc-ide/global-lmic-reports/master/AFG/projections.csv
https://raw.githubusercontent.com/mrc-ide/global-lmic-reports/master/AFG/projections.csv
https://raw.githubusercontent.com/mrc-ide/global-lmic-reports/master/AFG/projections.csv
https://raw.githubusercontent.com/mrc-ide/global-lmic-reports/master/AFG/projections.csv
https://raw.githubusercontent.com/mrc-ide/global-lmic-reports/master/AFG/projections.csv
https://raw.githubusercontent.com/mrc-ide/global-lmic-reports/master/AFG/projections.csv
https://raw.githubusercontent.com/mrc-ide/global-lmic-reports/master/AFG/projections.csv
https://raw.githubusercontent.com/mrc-ide/global-lmic-reports/master/AFG/projections.csv
https://raw.githubusercontent.com/mrc-ide/global-lmic-reports/master/AFG/projections.csv
https://raw.githubusercontent.com/mrc-ide/global-lmic-reports/master/AFG/projections.csv
https://raw.githubusercontent.com/mrc-ide/global-lmic-reports/master/AFG/projections.csv
https://raw.githubusercontent.com/mrc-ide/global-lmic-reports/master/AFG/projections.csv
https://raw.githubusercontent.com/mrc-ide/global-lmic-reports/master/AFG/projections.csv
https://raw.githubusercontent.com/mrc-ide/global-lmic-reports/master/AFG/projections.csv
https://raw.githubusercontent.com/mrc-ide/global-lmic-reports/master/AFG/projections.csv
https://raw.githubusercontent.com/mrc-ide/global-lmic-reports/master/AFG/projections.csv
https://raw.githubusercontent.com/mrc-ide/global-lmic-reports/master/AFG/projections.csv
https://raw.githubusercontent.com/mrc-ide/global-lmic-reports/master/AFG/projections.csv
https://raw.githubusercontent.com/mrc-ide/global-lmic-reports/master/AFG/projections.csv
https://raw.githubusercontent.com/mrc-ide/global-lmic-reports/master/AFG/projections.csv
https://raw.githubusercontent.com/mrc-ide/global-lmic-reports/master/AFG/projections.csv
https://raw.githubusercontent.com/mrc-ide/global-lmic-reports/master/AFG/projections.csv
https://raw.githubusercontent.com/mrc-ide/global-lmic-reports/master/AFG/projections.csv
https://raw.githubusercontent.com/mrc-ide/global-lmic-reports/master/AFG/projections.csv
https://raw.githubusercontent.com/mrc-ide/global-lmic-reports/master/AFG/projections.csv
https://raw.githubusercontent.com/mrc-ide/global-lmic-reports/master/AFG/projections.csv
https://raw.githubusercontent.com/mrc-ide/global-lmic-reports/master/AFG/projections.csv
https://raw.githubusercontent.com/mrc-ide/global-lmic-reports/master/AFG/projections.csv
https://raw.githubusercontent.com/mrc-ide/global-lmic-reports/master/AFG/projections.csv
https://raw.githubusercontent.com/mrc-ide/global-lmic-reports/master/AFG/projections.csv
https://raw.githubusercontent.com/mrc-ide/global-lmic-reports/master/AFG/projections.csv
https://raw.githubusercontent.com/mrc-ide/global-lmic-reports/master/AFG/projections.csv
https://raw.githubusercontent.com/mrc-ide/global-lmic-reports/master/AFG/projections.csv
https://raw.githubusercontent.com/mrc-ide/global-lmic-reports/master/AFG/projections.csv
https://raw.githubusercontent.com/mrc-ide/global-lmic-reports/master/AFG/projections.csv
https://raw.githubusercontent.com/mrc-ide/global-lmic-reports/master/AFG/projections.csv
https://raw.githubusercontent.com/mrc-ide/global-lmic-reports/master/AFG/projections.csv
https://raw.githubusercontent.com/mrc-ide/global-lmic-reports/master/AFG/projections.csv
https://raw.githubusercontent.com/mrc-ide/global-lmic-reports/master/AFG/projections.csv
https://raw.githubusercontent.com/mrc-ide/global-lmic-reports/master/AFG/projections.csv
https://raw.githubusercontent.com/mrc-ide/global-lmic-reports/master/AFG/projections.csv
https://raw.githubusercontent.com/mrc-ide/global-lmic-reports/master/AFG/projections.csv
https://raw.githubusercontent.com/mrc-ide/global-lmic-reports/master/AFG/projections.csv
https://raw.githubusercontent.com/mrc-ide/global-lmic-reports/master/AFG/projections.csv
https://raw.githubusercontent.com/mrc-ide/global-lmic-reports/master/AFG/projections.csv
https://raw.githubusercontent.com/mrc-ide/global-lmic-reports/master/AFG/projections.csv
https://raw.githubusercontent.com/mrc-ide/global-lmic-reports/master/AFG/projections.csv
https://raw.githubusercontent.com/mrc-ide/global-lmic-reports/master/AFG/projections.csv
https://raw.githubusercontent.com/mrc-ide/global-lmic-reports/master/AFG/projections.csv
https://raw.githubusercontent.com/mrc-ide/global-lmic-reports/master/AFG/projections.csv
https://raw.githubusercontent.com/mrc-ide/global-lmic-reports/master/AFG/projections.csv
https://raw.githubusercontent.com/mrc-ide/global-lmic-reports/master/AFG/projections.csv
https://raw.githubusercontent.com/mrc-ide/global-lmic-reports/master/AFG/projections.csv
https://raw.githubusercontent.com/mrc-ide/global-lmic-reports/master/AFG/projections.csv
https://raw.githubusercontent.com/mrc-ide/global-lmic-reports/master/AFG/projections.csv
https://raw.githubusercontent.com/mrc-ide/global-lmic-reports/master/AFG/projections.csv
https://raw.githubusercontent.com/mrc-ide/global-lmic-reports/master/AFG/projections.csv
https://raw.githubusercontent.com/mrc-ide/global-lmic-reports/master/AFG/projections.csv
https://raw.githubusercontent.com/mrc-ide/global-lmic-reports/master/AFG/projections.csv
https://raw.githubusercontent.com/mrc-ide/global-lmic-reports/master/AFG/projections.csv
https://raw.githubusercontent.com/mrc-ide/global-lmic-reports/master/AFG/projections.csv
https://raw.githubusercontent.com/mrc-ide/global-lmic-reports/master/AFG/projections.csv
https://raw.githubusercontent.com/mrc-ide/global-lmic-reports/master/AFG/projections.csv
https://raw.githubusercontent.com/mrc-ide/global-lmic-reports/master/AFG/projections.csv
https://raw.githubusercontent.com/mrc-ide/global-lmic-reports/master/AFG/projections.csv
https://raw.githubusercontent.com/mrc-ide/global-lmic-reports/master/AFG/projections.csv
https://raw.githubusercontent.com/mrc-ide/global-lmic-reports/master/AFG/projections.csv
https://raw.githubusercontent.com/mrc-ide/global-lmic-reports/master/AFG/projections.csv
https://raw.githubusercontent.com/mrc-ide/global-lmic-reports/master/AFG/projections.csv
https://raw.githubusercontent.com/mrc-ide/global-lmic-reports/master/AFG/projections.csv
https://raw.githubusercontent.com/mrc-ide/global-lmic-reports/master/AFG/projections.csv
https://raw.githubusercontent.com/mrc-ide/global-lmic-reports/master/AFG/projections.csv
https://raw.githubusercontent.com/mrc-ide/global-lmic-reports/master/AFG/projections.csv
https://raw.githubusercontent.com/mrc-ide/global-lmic-reports/master/AFG/projections.csv
https://raw.githubusercontent.com/mrc-ide/global-lmic-reports/master/AFG/projections.csv
https://raw.githubusercontent.com/mrc-ide/global-lmic-reports/master/AFG/projections.csv
https://raw.githubusercontent.com/mrc-ide/global-lmic-reports/master/AFG/projections.csv
https://raw.githubusercontent.com/mrc-ide/global-lmic-reports/master/AFG/projections.csv
https://raw.githubusercontent.com/mrc-ide/global-lmic-reports/master/AFG/projections.csv
https://raw.githubusercontent.com/mrc-ide/global-lmic-reports/master/AFG/projections.csv
https://raw.githubusercontent.com/mrc-ide/global-lmic-reports/master/AFG/projections.csv
https://raw.githubusercontent.com/mrc-ide/global-lmic-reports/master/AFG/projections.csv
https://raw.githubusercontent.com/mrc-ide/global-lmic-reports/master/AFG/projections.csv
https://raw.githubusercontent.com/mrc-ide/global-lmic-reports/master/AFG/projections.csv
https://raw.githubusercontent.com/mrc-ide/global-lmic-reports/master/AFG/projections.csv
https://raw.githubusercontent.com/mrc-ide/global-lmic-reports/master/AFG/projections.csv
https://raw.githubusercontent.com/mrc-ide/global-lmic-reports/master/AFG/projections.csv
https://raw.githubusercontent.com/mrc-ide/global-lmic-reports/master/AFG/projections.csv
https://raw.githubusercontent.com/mrc-ide/global-lmic-reports/master/AFG/projections.csv
https://raw.githubusercontent.com/mrc-ide/global-lmic-reports/master/AFG/projections.csv
https://raw.githubusercontent.com/mrc-ide/global-lmic-reports/master/AFG/projections.csv
https://raw.githubusercontent.com/mrc-ide/global-lmic-reports/master/AFG/projections.csv
https://raw.githubusercontent.com/mrc-ide/global-lmic-reports/master/AFG/projections.csv
https://raw.githubusercontent.com/mrc-ide/global-lmic-reports/master/AFG/projections.csv
https://raw.githubusercontent.com/mrc-ide/global-lmic-reports/master/AFG/projections.csv
https://raw.githubusercontent.com/mrc-ide/global-lmic-reports/master/AFG/projections.csv
https://raw.githubusercontent.com/mrc-ide/global-lmic-reports/master/AFG/projections.csv
https://raw.githubusercontent.com/mrc-ide/global-lmic-reports/master/AFG/projections.csv
https://raw.githubusercontent.com/mrc-ide/global-lmic-reports/master/AFG/projections.csv
https://raw.githubusercontent.com/mrc-ide/global-lmic-reports/master/AFG/projections.csv
https://raw.githubusercontent.com/mrc-ide/global-lmic-reports/master/AFG/projections.csv
https://raw.githubusercontent.com/mrc-ide/global-lmic-reports/master/AFG/projections.csv
https://raw.githubusercontent.com/mrc-ide/global-lmic-reports/master/AFG/projections.csv
https://raw.githubusercontent.com/mrc-ide/global-lmic-reports/master/AFG/projections.csv
https://raw.githubusercontent.com/mrc-ide/global-lmic-reports/master/AFG/projections.csv
https://raw.githubusercontent.com/mrc-ide/global-lmic-reports/master/AFG/projections.csv
https://raw.githubusercontent.com/mrc-ide/global-lmic-reports/master/AFG/projections.csv
https://raw.githubusercontent.com/mrc-ide/global-lmic-reports/master/AFG/projections.csv
https://raw.githubusercontent.com/mrc-ide/global-lmic-reports/master/AFG/projections.csv
https://raw.githubusercontent.com/mrc-ide/global-lmic-reports/master/AFG/projections.csv
https://raw.githubusercontent.com/mrc-ide/global-lmic-reports/master/AFG/projections.csv
https://raw.githubusercontent.com/mrc-ide/global-lmic-reports/master/AFG/projections.csv
https://raw.githubusercontent.com/mrc-ide/global-lmic-reports/master/AFG/projections.csv
https://raw.githubusercontent.com/mrc-ide/global-lmic-reports/master/AFG/projections.csv
https://raw.githubusercontent.com/mrc-ide/global-lmic-reports/master/AFG/projections.csv
https://raw.githubusercontent.com/mrc-ide/global-lmic-reports/master/AFG/projections.csv
https://raw.githubusercontent.com/mrc-ide/global-lmic-reports/master/AFG/projections.csv
https://raw.githubusercontent.com/mrc-ide/global-lmic-reports/master/AFG/projections.csv
https://raw.githubusercontent.com/mrc-ide/global-lmic-reports/master/AFG/projections.csv
https://raw.githubusercontent.com/mrc-ide/global-lmic-reports/master/AFG/projections.csv
https://raw.githubusercontent.com/mrc-ide/global-lmic-reports/master/AFG/projections.csv
https://raw.githubusercontent.com/mrc-ide/global-lmic-reports/master/AFG/projections.csv
https://raw.githubusercontent.com/mrc-ide/global-lmic-reports/master/AFG/projections.csv
https://raw.githubusercontent.com/mrc-ide/global-lmic-reports/master/AFG/projections.csv
https://raw.githubusercontent.com/mrc-ide/global-lmic-reports/master/AFG/projections.csv
https://raw.githubusercontent.com/mrc-ide/global-lmic-reports/master/AFG/projections.csv
https://raw.githubusercontent.com/mrc-ide/global-lmic-reports/master/AFG/projections.csv
https://raw.githubusercontent.com/mrc-ide/global-lmic-reports/master/AFG/projections.csv
https://raw.githubusercontent.com/mrc-ide/global-lmic-reports/master/AFG/projections.csv
https://raw.githubusercontent.com/mrc-ide/global-lmic-reports/master/AFG/projections.csv
https://raw.githubusercontent.com/mrc-ide/global-lmic-reports/master/AFG/projections.csv
https://raw.githubusercontent.com/mrc-ide/global-lmic-reports/master/AFG/projections.csv
https://raw.githubusercontent.com/mrc-ide/global-lmic-reports/master/AFG/projections.csv
https://raw.githubusercontent.com/mrc-ide/global-lmic-reports/master/AFG/projections.csv
https://raw.githubusercontent.com/mrc-ide/global-lmic-reports/master/AFG/projections.csv
https://raw.githubusercontent.com/mrc-ide/global-lmic-reports/master/AFG/projections.csv
https://raw.githubusercontent.com/mrc-ide/global-lmic-reports/master/AFG/projections.csv
https://raw.githubusercontent.com/mrc-ide/global-lmic-reports/master/AFG/projections.csv
https://raw.githubusercontent.com/mrc-ide/global-lmic-reports/master/AFG/projections.csv
https://raw.githubusercontent.com/mrc-ide/global-lmic-reports/master/AFG/projections.csv
https://raw.githubusercontent.com/mrc-ide/global-lmic-reports/master/AFG/projections.csv
https://raw.githubusercontent.com/mrc-ide/global-lmic-reports/master/AFG/projections.csv
https://raw.githubusercontent.com/mrc-ide/global-lmic-reports/master/AFG/projections.csv
https://raw.githubusercontent.com/mrc-ide/global-lmic-reports/master/AFG/projections.csv
https://raw.githubusercontent.com/mrc-ide/global-lmic-reports/master/AFG/projections.csv
https://raw.githubusercontent.com/mrc-ide/global-lmic-reports/master/AFG/projections.csv
https://raw.githubusercontent.com/mrc-ide/global-lmic-reports/master/AFG/projections.csv
https://raw.githubusercontent.com/mrc-ide/global-lmic-reports/master/AFG/projections.csv
https://raw.githubusercontent.com/mrc-ide/global-lmic-reports/master/AFG/projections.csv
https://raw.githubusercontent.com/mrc-ide/global-lmic-reports/master/AFG/projections.csv
https://raw.githubusercontent.com/mrc-ide/global-lmic-reports/master/AFG/projections.csv
https://raw.githubusercontent.com/mrc-ide/global-lmic-reports/master/AFG/projections.csv
https://raw.githubusercontent.com/mrc-ide/global-lmic-reports/master/AFG/projections.csv
https://raw.githubusercontent.com/mrc-ide/global-lmic-reports/master/AFG/projections.csv
https://raw.githubusercontent.com/mrc-ide/global-lmic-reports/master/AFG/projections.csv
https://raw.githubusercontent.com/mrc-ide/global-lmic-reports/master/AFG/projections.csv
https://raw.githubusercontent.com/mrc-ide/global-lmic-reports/master/AFG/projections.csv
https://raw.githubusercontent.com/mrc-ide/global-lmic-reports/master/AFG/projections.csv
https://raw.githubusercontent.com/mrc-ide/global-lmic-reports/master/AFG/projections.csv
https://raw.githubusercontent.com/mrc-ide/global-lmic-reports/master/AFG/projections.csv
https://raw.githubusercontent.com/mrc-ide/global-lmic-reports/master/AFG/projections.csv
https://raw.githubusercontent.com/mrc-ide/global-lmic-reports/master/AFG/projections.csv
https://raw.githubusercontent.com/mrc-ide/global-lmic-reports/master/AFG/projections.csv
https://raw.githubusercontent.com/mrc-ide/global-lmic-reports/master/AFG/projections.csv
https://raw.githubusercontent.com/mrc-ide/global-lmic-reports/master/AFG/projections.csv
https://raw.githubusercontent.com/mrc-ide/global-lmic-reports/master/AFG/projections.csv
https://raw.githubusercontent.com/mrc-ide/global-lmic-reports/master/AFG/projections.csv
https://raw.githubusercontent.com/mrc-ide/global-lmic-reports/master/AFG/projections.csv
https://raw.githubusercontent.com/mrc-ide/global-lmic-reports/master/AFG/projections.csv
https://raw.githubusercontent.com/mrc-ide/global-lmic-reports/master/AFG/projections.csv
https://raw.githubusercontent.com/mrc-ide/global-lmic-reports/master/AFG/projections.csv
https://raw.githubusercontent.com/mrc-ide/global-lmic-reports/master/AFG/projections.csv
https://raw.githubusercontent.com/mrc-ide/global-lmic-reports/master/AFG/projections.csv
https://raw.githubusercontent.com/mrc-ide/global-lmic-reports/master/AFG/projections.csv
https://raw.githubusercontent.com/mrc-ide/global-lmic-reports/master/AFG/projections.csv
https://raw.githubusercontent.com/mrc-ide/global-lmic-reports/master/AFG/projections.csv
https://raw.githubusercontent.com/mrc-ide/global-lmic-reports/master/AFG/projections.csv
https://raw.githubusercontent.com/mrc-ide/global-lmic-reports/master/AFG/projections.csv
https://raw.githubusercontent.com/mrc-ide/global-lmic-reports/master/AFG/projections.csv
https://raw.githubusercontent.com/mrc-ide/global-lmic-reports/master/AFG/projections.csv
https://raw.githubusercontent.com/mrc-ide/global-lmic-reports/master/AFG/projections.csv
https://raw.githubusercontent.com/mrc-ide/global-lmic-reports/master/AFG/projections.csv
https://raw.githubusercontent.com/mrc-ide/global-lmic-reports/master/AFG/projections.csv
https://raw.githubusercontent.com/mrc-ide/global-lmic-reports/master/AFG/projections.csv
https://raw.githubusercontent.com/mrc-ide/global-lmic-reports/master/AFG/projections.csv
https://raw.githubusercontent.com/mrc-ide/global-lmic-reports/master/AFG/projections.csv
https://raw.githubusercontent.com/mrc-ide/global-lmic-reports/master/AFG/projections.csv
https://raw.githubusercontent.com/mrc-ide/global-lmic-reports/master/AFG/projections.csv
https://raw.githubusercontent.com/mrc-ide/global-lmic-reports/master/AFG/projections.csv
https://raw.githubusercontent.com/mrc-ide/global-lmic-reports/master/AFG/projections.csv
https://raw.githubusercontent.com/mrc-ide/global-lmic-reports/master/AFG/projections.csv
https://raw.githubusercontent.com/mrc-ide/global-lmic-reports/master/AFG/projections.csv
https://raw.githubusercontent.com/mrc-ide/global-lmic-reports/master/AFG/projections.csv
https://raw.githubusercontent.com/mrc-ide/global-lmic-reports/master/AFG/projections.csv
https://raw.githubusercontent.com/mrc-ide/global-lmic-reports/master/AFG/projections.csv
https://raw.githubusercontent.com/mrc-ide/global-lmic-reports/master/AFG/projections.csv
https://raw.githubusercontent.com/mrc-ide/global-lmic-reports/master/AFG/projections.csv
https://raw.githubusercontent.com/mrc-ide/global-lmic-reports/master/AFG/projections.csv
https://raw.githubusercontent.com/mrc-ide/global-lmic-reports/master/AFG/projections.csv
https://raw.githubusercontent.com/mrc-ide/global-lmic-reports/master/AFG/projections.csv
https://raw.githubusercontent.com/mrc-ide/global-lmic-reports/master/AFG/projections.csv
https://raw.githubusercontent.com/mrc-ide/global-lmic-reports/master/AFG/projections.csv
https://raw.githubusercontent.com/mrc-ide/global-lmic-reports/master/AFG/projections.csv
https://raw.githubusercontent.com/mrc-ide/global-lmic-reports/master/AFG/projections.csv
https://raw.githubusercontent.com/mrc-ide/global-lmic-reports/master/AFG/projections.csv
https://raw.githubusercontent.com/mrc-ide/global-lmic-reports/master/AFG/projections.csv
https://raw.githubusercontent.com/mrc-ide/global-lmic-reports/master/AFG/projections.csv
https://raw.githubusercontent.com/mrc-ide/global-lmic-reports/master/AFG/projections.csv
https://raw.githubusercontent.com/mrc-ide/global-lmic-reports/master/AFG/projections.csv
https://raw.githubusercontent.com/mrc-ide/global-lmic-reports/master/AFG/projections.csv
https://raw.githubusercontent.com/mrc-ide/global-lmic-reports/master/AFG/projections.csv
https://raw.githubusercontent.com/mrc-ide/global-lmic-reports/master/AFG/projections.csv
https://raw.githubusercontent.com/mrc-ide/global-lmic-reports/master/AFG/projections.csv
https://raw.githubusercontent.com/mrc-ide/global-lmic-reports/master/AFG/projections.csv
https://raw.githubusercontent.com/mrc-ide/global-lmic-reports/master/AFG/projections.csv
https://raw.githubusercontent.com/mrc-ide/global-lmic-reports/master/AFG/projections.csv
https://raw.githubusercontent.com/mrc-ide/global-lmic-reports/master/AFG/projections.csv
https://raw.githubusercontent.com/mrc-ide/global-lmic-reports/master/AFG/projections.csv
https://raw.githubusercontent.com/mrc-ide/global-lmic-reports/master/AFG/projections.csv
https://raw.githubusercontent.com/mrc-ide/global-lmic-reports/master/AFG/projections.csv
https://raw.githubusercontent.com/mrc-ide/global-lmic-reports/master/AFG/projections.csv
https://raw.githubusercontent.com/mrc-ide/global-lmic-reports/master/AFG/projections.csv
https://raw.githubusercontent.com/mrc-ide/global-lmic-reports/master/AFG/projections.csv
https://raw.githubusercontent.com/mrc-ide/global-lmic-reports/master/AFG/projections.csv
https://raw.githubusercontent.com/mrc-ide/global-lmic-reports/master/AFG/projections.csv
https://raw.githubusercontent.com/mrc-ide/global-lmic-reports/master/AFG/projections.csv
https://raw.githubusercontent.com/mrc-ide/global-lmic-reports/master/AFG/projections.csv
https://raw.githubusercontent.com/mrc-ide/global-lmic-reports/master/AFG/projections.csv
https://raw.githubusercontent.com/mrc-ide/global-lmic-reports/master/AFG/projections.csv
https://raw.githubusercontent.com/mrc-ide/global-lmic-reports/master/AFG/projections.csv
https://raw.githubusercontent.com/mrc-ide/global-lmic-reports/master/AFG/projections.csv
https://raw.githubusercontent.com/mrc-ide/global-lmic-reports/master/AFG/projections.csv
https://raw.githubusercontent.com/mrc-ide/global-lmic-reports/master/AFG/projections.csv
https://raw.githubusercontent.com/mrc-ide/global-lmic-reports/master/AFG/projections.csv
https://raw.githubusercontent.com/mrc-ide/global-lmic-reports/master/AFG/projections.csv
https://raw.githubusercontent.com/mrc-ide/global-lmic-reports/master/AFG/projections.csv
https://raw.githubusercontent.com/mrc-ide/global-lmic-reports/master/AFG/projections.csv
https://raw.githubusercontent.com/mrc-ide/global-lmic-reports/master/AFG/projections.csv
https://raw.githubusercontent.com/mrc-ide/global-lmic-reports/master/AFG/projections.csv
https://raw.githubusercontent.com/mrc-ide/global-lmic-reports/master/AFG/projections.csv
https://raw.githubusercontent.com/mrc-ide/global-lmic-reports/master/AFG/projections.csv
https://raw.githubusercontent.com/mrc-ide/global-lmic-reports/master/AFG/projections.csv
https://raw.githubusercontent.com/mrc-ide/global-lmic-reports/master/AFG/projections.csv
https://raw.githubusercontent.com/mrc-ide/global-lmic-reports/master/AFG/projections.csv
https://raw.githubusercontent.com/mrc-ide/global-lmic-reports/master/AFG/projections.csv
https://raw.githubusercontent.com/mrc-ide/global-lmic-reports/master/AFG/projections.csv
https://raw.githubusercontent.com/mrc-ide/global-lmic-reports/master/AFG/projections.csv
https://raw.githubusercontent.com/mrc-ide/global-lmic-reports/master/AFG/projections.csv
https://raw.githubusercontent.com/mrc-ide/global-lmic-reports/master/AFG/projections.csv
https://raw.githubusercontent.com/mrc-ide/global-lmic-reports/master/AFG/projections.csv
https://raw.githubusercontent.com/mrc-ide/global-lmic-reports/master/AFG/projections.csv
https://raw.githubusercontent.com/mrc-ide/global-lmic-reports/master/AFG/projections.csv
https://raw.githubusercontent.com/mrc-ide/global-lmic-reports/master/AFG/projections.csv
https://raw.githubusercontent.com/mrc-ide/global-lmic-reports/master/AFG/projections.csv
https://raw.githubusercontent.com/mrc-ide/global-lmic-reports/master/AFG/projections.csv
https://raw.githubusercontent.com/mrc-ide/global-lmic-reports/master/AFG/projections.csv
https://raw.githubusercontent.com/mrc-ide/global-lmic-reports/master/AFG/projections.csv
https://raw.githubusercontent.com/mrc-ide/global-lmic-reports/master/AFG/projections.csv
https://raw.githubusercontent.com/mrc-ide/global-lmic-reports/master/AFG/projections.csv
https://raw.githubusercontent.com/mrc-ide/global-lmic-reports/master/AFG/projections.csv
https://raw.githubusercontent.com/mrc-ide/global-lmic-reports/master/AFG/projections.csv
https://raw.githubusercontent.com/mrc-ide/global-lmic-reports/master/AFG/projections.csv
https://raw.githubusercontent.com/mrc-ide/global-lmic-reports/master/AFG/projections.csv
https://raw.githubusercontent.com/mrc-ide/global-lmic-reports/master/AFG/projections.csv
https://raw.githubusercontent.com/mrc-ide/global-lmic-reports/master/AFG/projections.csv
https://raw.githubusercontent.com/mrc-ide/global-lmic-reports/master/AFG/projections.csv
https://raw.githubusercontent.com/mrc-ide/global-lmic-reports/master/AFG/projections.csv
https://raw.githubusercontent.com/mrc-ide/global-lmic-reports/master/AFG/projections.csv
https://raw.githubusercontent.com/mrc-ide/global-lmic-reports/master/AFG/projections.csv
https://raw.githubusercontent.com/mrc-ide/global-lmic-reports/master/AFG/projections.csv
https://raw.githubusercontent.com/mrc-ide/global-lmic-reports/master/AFG/projections.csv
https://raw.githubusercontent.com/mrc-ide/global-lmic-reports/master/AFG/projections.csv
https://raw.githubusercontent.com/mrc-ide/global-lmic-reports/master/AFG/projections.csv
https://raw.githubusercontent.com/mrc-ide/global-lmic-reports/master/AFG/projections.csv
https://raw.githubusercontent.com/mrc-ide/global-lmic-reports/master/AFG/projections.csv
https://raw.githubusercontent.com/mrc-ide/global-lmic-reports/master/AFG/projections.csv
https://raw.githubusercontent.com/mrc-ide/global-lmic-reports/master/AFG/projections.csv
https://raw.githubusercontent.com/mrc-ide/global-lmic-reports/master/AFG/projections.csv
https://raw.githubusercontent.com/mrc-ide/global-lmic-reports/master/AFG/projections.csv
https://raw.githubusercontent.com/mrc-ide/global-lmic-reports/master/AFG/projections.csv
https://raw.githubusercontent.com/mrc-ide/global-lmic-reports/master/AFG/projections.csv
https://raw.githubusercontent.com/mrc-ide/global-lmic-reports/master/AFG/projections.csv
https://raw.githubusercontent.com/mrc-ide/global-lmic-reports/master/AFG/projections.csv
https://raw.githubusercontent.com/mrc-ide/global-lmic-reports/master/AFG/projections.csv
https://raw.githubusercontent.com/mrc-ide/global-lmic-reports/master/AFG/projections.csv
https://raw.githubusercontent.com/mrc-ide/global-lmic-reports/master/AFG/projections.csv
https://raw.githubusercontent.com/mrc-ide/global-lmic-reports/master/AFG/projections.csv
https://raw.githubusercontent.com/mrc-ide/global-lmic-reports/master/AFG/projections.csv
https://raw.githubusercontent.com/mrc-ide/global-lmic-reports/master/AFG/projections.csv
https://raw.githubusercontent.com/mrc-ide/global-lmic-reports/master/AFG/projections.csv
https://raw.githubusercontent.com/mrc-ide/global-lmic-reports/master/AFG/projections.csv
https://raw.githubusercontent.com/mrc-ide/global-lmic-reports/master/AFG/projections.csv
https://raw.githubusercontent.com/mrc-ide/global-lmic-reports/master/AFG/projections.csv
https://raw.githubusercontent.com/mrc-ide/global-lmic-reports/master/AFG/projections.csv
https://raw.githubusercontent.com/mrc-ide/global-lmic-reports/master/AFG/projections.csv
https://raw.githubusercontent.com/mrc-ide/global-lmic-reports/master/AFG/projections.csv
https://raw.githubusercontent.com/mrc-ide/global-lmic-reports/master/AFG/projections.csv
https://raw.githubusercontent.com/mrc-ide/global-lmic-reports/master/AFG/projections.csv
https://raw.githubusercontent.com/mrc-ide/global-lmic-reports/master/AFG/projections.csv
https://raw.githubusercontent.com/mrc-ide/global-lmic-reports/master/AFG/projections.csv
https://raw.githubusercontent.com/mrc-ide/global-lmic-reports/master/AFG/projections.csv
https://raw.githubusercontent.com/mrc-ide/global-lmic-reports/master/AFG/projections.csv
https://raw.githubusercontent.com/mrc-ide/global-lmic-reports/master/AFG/projections.csv
https://raw.githubusercontent.com/mrc-ide/global-lmic-reports/master/AFG/projections.csv
https://raw.githubusercontent.com/mrc-ide/global-lmic-reports/master/AFG/projections.csv
https://raw.githubusercontent.com/mrc-ide/global-lmic-reports/master/AFG/projections.csv
https://raw.githubusercontent.com/mrc-ide/global-lmic-reports/master/AFG/projections.csv
https://raw.githubusercontent.com/mrc-ide/global-lmic-reports/master/AFG/projections.csv
https://raw.githubusercontent.com/mrc-ide/global-lmic-reports/master/AFG/projections.csv
https://raw.githubusercontent.com/mrc-ide/global-lmic-reports/master/AFG/projections.csv
https://raw.githubusercontent.com/mrc-ide/global-lmic-reports/master/AFG/projections.csv
https://raw.githubusercontent.com/mrc-ide/global-lmic-reports/master/AFG/projections.csv
https://raw.githubusercontent.com/mrc-ide/global-lmic-reports/master/AFG/projections.csv
https://raw.githubusercontent.com/mrc-ide/global-lmic-reports/master/AFG/projections.csv
https://raw.githubusercontent.com/mrc-ide/global-lmic-reports/master/AFG/projections.csv
https://raw.githubusercontent.com/mrc-ide/global-lmic-reports/master/AFG/projections.csv
https://raw.githubusercontent.com/mrc-ide/global-lmic-reports/master/AFG/projections.csv
https://raw.githubusercontent.com/mrc-ide/global-lmic-reports/master/AFG/projections.csv
https://raw.githubusercontent.com/mrc-ide/global-lmic-reports/master/AFG/projections.csv
https://raw.githubusercontent.com/mrc-ide/global-lmic-reports/master/AFG/projections.csv
https://raw.githubusercontent.com/mrc-ide/global-lmic-reports/master/AFG/projections.csv
https://raw.githubusercontent.com/mrc-ide/global-lmic-reports/master/AFG/projections.csv
https://raw.githubusercontent.com/mrc-ide/global-lmic-reports/master/AFG/projections.csv
https://raw.githubusercontent.com/mrc-ide/global-lmic-reports/master/AFG/projections.csv
https://raw.githubusercontent.com/mrc-ide/global-lmic-reports/master/AFG/projections.csv
https://raw.githubusercontent.com/mrc-ide/global-lmic-reports/master/AFG/projections.csv
https://raw.githubusercontent.com/mrc-ide/global-lmic-reports/master/AFG/projections.csv
https://raw.githubusercontent.com/mrc-ide/global-lmic-reports/master/AFG/projections.csv
https://raw.githubusercontent.com/mrc-ide/global-lmic-reports/master/AFG/projections.csv
https://raw.githubusercontent.com/mrc-ide/global-lmic-reports/master/AFG/projections.csv
https://raw.githubusercontent.com/mrc-ide/global-lmic-reports/master/AFG/projections.csv
https://raw.githubusercontent.com/mrc-ide/global-lmic-reports/master/AFG/projections.csv
https://raw.githubusercontent.com/mrc-ide/global-lmic-reports/master/AFG/projections.csv
https://raw.githubusercontent.com/mrc-ide/global-lmic-reports/master/AFG/projections.csv
https://raw.githubusercontent.com/mrc-ide/global-lmic-reports/master/AFG/projections.csv
https://raw.githubusercontent.com/mrc-ide/global-lmic-reports/master/AFG/projections.csv
https://raw.githubusercontent.com/mrc-ide/global-lmic-reports/master/AFG/projections.csv
https://raw.githubusercontent.com/mrc-ide/global-lmic-reports/master/AFG/projections.csv
https://raw.githubusercontent.com/mrc-ide/global-lmic-reports/master/AFG/projections.csv
https://raw.githubusercontent.com/mrc-ide/global-lmic-reports/master/AFG/projections.csv
https://raw.githubusercontent.com/mrc-ide/global-lmic-reports/master/AFG/projections.csv
https://raw.githubusercontent.com/mrc-ide/global-lmic-reports/master/AFG/projections.csv
https://raw.githubusercontent.com/mrc-ide/global-lmic-reports/master/AFG/projections.csv
https://raw.githubusercontent.com/mrc-ide/global-lmic-reports/master/AFG/projections.csv
https://raw.githubusercontent.com/mrc-ide/global-lmic-reports/master/AFG/projections.csv
https://raw.githubusercontent.com/mrc-ide/global-lmic-reports/master/AFG/projections.csv
https://raw.githubusercontent.com/mrc-ide/global-lmic-reports/master/AFG/projections.csv
https://raw.githubusercontent.com/mrc-ide/global-lmic-reports/master/AFG/projections.csv
https://raw.githubusercontent.com/mrc-ide/global-lmic-reports/master/AFG/projections.csv
https://raw.githubusercontent.com/mrc-ide/global-lmic-reports/master/AFG/projections.csv
https://raw.githubusercontent.com/mrc-ide/global-lmic-reports/master/AFG/projections.csv
https://raw.githubusercontent.com/mrc-ide/global-lmic-reports/master/AFG/projections.csv
https://raw.githubusercontent.com/mrc-ide/global-lmic-reports/master/AFG/projections.csv
https://raw.githubusercontent.com/mrc-ide/global-lmic-reports/master/AFG/projections.csv
https://raw.githubusercontent.com/mrc-ide/global-lmic-reports/master/AFG/projections.csv
https://raw.githubusercontent.com/mrc-ide/global-lmic-reports/master/AFG/projections.csv
https://raw.githubusercontent.com/mrc-ide/global-lmic-reports/master/AFG/projections.csv
https://raw.githubusercontent.com/mrc-ide/global-lmic-reports/master/AFG/projections.csv
https://raw.githubusercontent.com/mrc-ide/global-lmic-reports/master/AFG/projections.csv
https://raw.githubusercontent.com/mrc-ide/global-lmic-reports/master/AFG/projections.csv
https://raw.githubusercontent.com/mrc-ide/global-lmic-reports/master/AFG/projections.csv
https://raw.githubusercontent.com/mrc-ide/global-lmic-reports/master/AFG/projections.csv
https://raw.githubusercontent.com/mrc-ide/global-lmic-reports/master/AFG/projections.csv
https://raw.githubusercontent.com/mrc-ide/global-lmic-reports/master/AFG/projections.csv
https://raw.githubusercontent.com/mrc-ide/global-lmic-reports/master/AFG/projections.csv
https://raw.githubusercontent.com/mrc-ide/global-lmic-reports/master/AFG/projections.csv
https://raw.githubusercontent.com/mrc-ide/global-lmic-reports/master/AFG/projections.csv
https://raw.githubusercontent.com/mrc-ide/global-lmic-reports/master/AFG/projections.csv
https://raw.githubusercontent.com/mrc-ide/global-lmic-reports/master/AFG/projections.csv
https://raw.githubusercontent.com/mrc-ide/global-lmic-reports/master/AFG/projections.csv
https://raw.githubusercontent.com/mrc-ide/global-lmic-reports/master/AFG/projections.csv
https://raw.githubusercontent.com/mrc-ide/global-lmic-reports/master/AFG/projections.csv
https://raw.githubusercontent.com/mrc-ide/global-lmic-reports/master/AFG/projections.csv
https://raw.githubusercontent.com/mrc-ide/global-lmic-reports/master/AFG/projections.csv
https://raw.githubusercontent.com/mrc-ide/global-lmic-reports/master/AFG/projections.csv
https://raw.githubusercontent.com/mrc-ide/global-lmic-reports/master/AFG/projections.csv
https://raw.githubusercontent.com/mrc-ide/global-lmic-reports/master/AFG/projections.csv
https://raw.githubusercontent.com/mrc-ide/global-lmic-reports/master/AFG/projections.csv
https://raw.githubusercontent.com/mrc-ide/global-lmic-reports/master/AFG/projections.csv
https://raw.githubusercontent.com/mrc-ide/global-lmic-reports/master/AFG/projections.csv
https://raw.githubusercontent.com/mrc-ide/global-lmic-reports/master/AFG/projections.csv
https://raw.githubusercontent.com/mrc-ide/global-lmic-reports/master/AFG/projections.csv
https://raw.githubusercontent.com/mrc-ide/global-lmic-reports/master/AFG/projections.csv
https://raw.githubusercontent.com/mrc-ide/global-lmic-reports/master/AFG/projections.csv
https://raw.githubusercontent.com/mrc-ide/global-lmic-reports/master/AFG/projections.csv
https://raw.githubusercontent.com/mrc-ide/global-lmic-reports/master/AFG/projections.csv
https://raw.githubusercontent.com/mrc-ide/global-lmic-reports/master/AFG/projections.csv
https://raw.githubusercontent.com/mrc-ide/global-lmic-reports/master/AFG/projections.csv
https://raw.githubusercontent.com/mrc-ide/global-lmic-reports/master/AFG/projections.csv
https://raw.githubusercontent.com/mrc-ide/global-lmic-reports/master/AFG/projections.csv
https://raw.githubusercontent.com/mrc-ide/global-lmic-reports/master/AFG/projections.csv
https://raw.githubusercontent.com/mrc-ide/global-lmic-reports/master/AFG/projections.csv
https://raw.githubusercontent.com/mrc-ide/global-lmic-reports/master/AFG/projections.csv
https://raw.githubusercontent.com/mrc-ide/global-lmic-reports/master/AFG/projections.csv
https://raw.githubusercontent.com/mrc-ide/global-lmic-reports/master/AFG/projections.csv
https://raw.githubusercontent.com/mrc-ide/global-lmic-reports/master/AFG/projections.csv
https://raw.githubusercontent.com/mrc-ide/global-lmic-reports/master/AFG/projections.csv
https://raw.githubusercontent.com/mrc-ide/global-lmic-reports/master/AFG/projections.csv
https://raw.githubusercontent.com/mrc-ide/global-lmic-reports/master/AFG/projections.csv
https://raw.githubusercontent.com/mrc-ide/global-lmic-reports/master/AFG/projections.csv
https://raw.githubusercontent.com/mrc-ide/global-lmic-reports/master/AFG/projections.csv
https://raw.githubusercontent.com/mrc-ide/global-lmic-reports/master/AFG/projections.csv
https://raw.githubusercontent.com/mrc-ide/global-lmic-reports/master/AFG/projections.csv
https://raw.githubusercontent.com/mrc-ide/global-lmic-reports/master/AFG/projections.csv
https://raw.githubusercontent.com/mrc-ide/global-lmic-reports/master/AFG/projections.csv
https://raw.githubusercontent.com/mrc-ide/global-lmic-reports/master/AFG/projections.csv
https://raw.githubusercontent.com/mrc-ide/global-lmic-reports/master/AFG/projections.csv
https://raw.githubusercontent.com/mrc-ide/global-lmic-reports/master/AFG/projections.csv
https://raw.githubusercontent.com/mrc-ide/global-lmic-reports/master/AFG/projections.csv
https://raw.githubusercontent.com/mrc-ide/global-lmic-reports/master/AFG/projections.csv
https://raw.githubusercontent.com/mrc-ide/global-lmic-reports/master/AFG/projections.csv
https://raw.githubusercontent.com/mrc-ide/global-lmic-reports/master/AFG/projections.csv
https://raw.githubusercontent.com/mrc-ide/global-lmic-reports/master/AFG/projections.csv
https://raw.githubusercontent.com/mrc-ide/global-lmic-reports/master/AFG/projections.csv
https://raw.githubusercontent.com/mrc-ide/global-lmic-reports/master/AFG/projections.csv
https://raw.githubusercontent.com/mrc-ide/global-lmic-reports/master/AFG/projections.csv
https://raw.githubusercontent.com/mrc-ide/global-lmic-reports/master/AFG/projections.csv
https://raw.githubusercontent.com/mrc-ide/global-lmic-reports/master/AFG/projections.csv
https://raw.githubusercontent.com/mrc-ide/global-lmic-reports/master/AFG/projections.csv
https://raw.githubusercontent.com/mrc-ide/global-lmic-reports/master/AFG/projections.csv
https://raw.githubusercontent.com/mrc-ide/global-lmic-reports/master/AFG/projections.csv
https://raw.githubusercontent.com/mrc-ide/global-lmic-reports/master/AFG/projections.csv
https://raw.githubusercontent.com/mrc-ide/global-lmic-reports/master/AFG/projections.csv
https://raw.githubusercontent.com/mrc-ide/global-lmic-reports/master/AFG/projections.csv
https://raw.githubusercontent.com/mrc-ide/global-lmic-reports/master/AFG/projections.csv
https://raw.githubusercontent.com/mrc-ide/global-lmic-reports/master/AFG/projections.csv
https://raw.githubusercontent.com/mrc-ide/global-lmic-reports/master/AFG/projections.csv
https://raw.githubusercontent.com/mrc-ide/global-lmic-reports/master/AFG/projections.csv
https://raw.githubusercontent.com/mrc-ide/global-lmic-reports/master/AFG/projections.csv
https://raw.githubusercontent.com/mrc-ide/global-lmic-reports/master/AFG/projections.csv
https://raw.githubusercontent.com/mrc-ide/global-lmic-reports/master/AFG/projections.csv
https://raw.githubusercontent.com/mrc-ide/global-lmic-reports/master/AFG/projections.csv
https://raw.githubusercontent.com/mrc-ide/global-lmic-reports/master/AFG/projections.csv
https://raw.githubusercontent.com/mrc-ide/global-lmic-reports/master/AFG/projections.csv
https://raw.githubusercontent.com/mrc-ide/global-lmic-reports/master/AFG/projections.csv
https://raw.githubusercontent.com/mrc-ide/global-lmic-reports/master/AFG/projections.csv
https://raw.githubusercontent.com/mrc-ide/global-lmic-reports/master/AFG/projections.csv
https://raw.githubusercontent.com/mrc-ide/global-lmic-reports/master/AFG/projections.csv
https://raw.githubusercontent.com/mrc-ide/global-lmic-reports/master/AFG/projections.csv
https://raw.githubusercontent.com/mrc-ide/global-lmic-reports/master/AFG/projections.csv
https://raw.githubusercontent.com/mrc-ide/global-lmic-reports/master/AFG/projections.csv
https://raw.githubusercontent.com/mrc-ide/global-lmic-reports/master/AFG/projections.csv
https://raw.githubusercontent.com/mrc-ide/global-lmic-reports/master/AFG/projections.csv
https://raw.githubusercontent.com/mrc-ide/global-lmic-reports/master/AFG/projections.csv
https://raw.githubusercontent.com/mrc-ide/global-lmic-reports/master/AFG/projections.csv
https://raw.githubusercontent.com/mrc-ide/global-lmic-reports/master/AFG/projections.csv
https://raw.githubusercontent.com/mrc-ide/global-lmic-reports/master/AFG/projections.csv
https://raw.githubusercontent.com/mrc-ide/global-lmic-reports/master/AFG/projections.csv
https://raw.githubusercontent.com/mrc-ide/global-lmic-reports/master/AFG/projections.csv
https://raw.githubusercontent.com/mrc-ide/global-lmic-reports/master/AFG/projections.csv
https://raw.githubusercontent.com/mrc-ide/global-lmic-reports/master/AFG/projections.csv
https://raw.githubusercontent.com/mrc-ide/global-lmic-reports/master/AFG/projections.csv
https://raw.githubusercontent.com/mrc-ide/global-lmic-reports/master/AFG/projections.csv
https://raw.githubusercontent.com/mrc-ide/global-lmic-reports/master/AFG/projections.csv
https://raw.githubusercontent.com/mrc-ide/global-lmic-reports/master/AFG/projections.csv
https://raw.githubusercontent.com/mrc-ide/global-lmic-reports/master/AFG/projections.csv
https://raw.githubusercontent.com/mrc-ide/global-lmic-reports/master/AFG/projections.csv
https://raw.githubusercontent.com/mrc-ide/global-lmic-reports/master/AFG/projections.csv
https://raw.githubusercontent.com/mrc-ide/global-lmic-reports/master/AFG/projections.csv
https://raw.githubusercontent.com/mrc-ide/global-lmic-reports/master/AFG/projections.csv
https://raw.githubusercontent.com/mrc-ide/global-lmic-reports/master/AFG/projections.csv
https://raw.githubusercontent.com/mrc-ide/global-lmic-reports/master/AFG/projections.csv
https://raw.githubusercontent.com/mrc-ide/global-lmic-reports/master/AFG/projections.csv
https://raw.githubusercontent.com/mrc-ide/global-lmic-reports/master/AFG/projections.csv
https://raw.githubusercontent.com/mrc-ide/global-lmic-reports/master/AFG/projections.csv
https://raw.githubusercontent.com/mrc-ide/global-lmic-reports/master/AFG/projections.csv
https://raw.githubusercontent.com/mrc-ide/global-lmic-reports/master/AFG/projections.csv
https://raw.githubusercontent.com/mrc-ide/global-lmic-reports/master/AFG/projections.csv
https://raw.githubusercontent.com/mrc-ide/global-lmic-reports/master/AFG/projections.csv
https://raw.githubusercontent.com/mrc-ide/global-lmic-reports/master/AFG/projections.csv
https://raw.githubusercontent.com/mrc-ide/global-lmic-reports/master/AFG/projections.csv
https://raw.githubusercontent.com/mrc-ide/global-lmic-reports/master/AFG/projections.csv
https://raw.githubusercontent.com/mrc-ide/global-lmic-reports/master/AFG/projections.csv
https://raw.githubusercontent.com/mrc-ide/global-lmic-reports/master/AFG/projections.csv
https://raw.githubusercontent.com/mrc-ide/global-lmic-reports/master/AFG/projections.csv
https://raw.githubusercontent.com/mrc-ide/global-lmic-reports/master/AFG/projections.csv
https://raw.githubusercontent.com/mrc-ide/global-lmic-reports/master/AFG/projections.csv
https://raw.githubusercontent.com/mrc-ide/global-lmic-reports/master/AFG/projections.csv
https://raw.githubusercontent.com/mrc-ide/global-lmic-reports/master/AFG/projections.csv
https://raw.githubusercontent.com/mrc-ide/global-lmic-reports/master/AFG/projections.csv
https://raw.githubusercontent.com/mrc-ide/global-lmic-reports/master/AFG/projections.csv
https://raw.githubusercontent.com/mrc-ide/global-lmic-reports/master/AFG/projections.csv
https://raw.githubusercontent.com/mrc-ide/global-lmic-reports/master/AFG/projections.csv
https://raw.githubusercontent.com/mrc-ide/global-lmic-reports/master/AFG/projections.csv
https://raw.githubusercontent.com/mrc-ide/global-lmic-reports/master/AFG/projections.csv
https://raw.githubusercontent.com/mrc-ide/global-lmic-reports/master/AFG/projections.csv
https://raw.githubusercontent.com/mrc-ide/global-lmic-reports/master/AFG/projections.csv
https://raw.githubusercontent.com/mrc-ide/global-lmic-reports/master/AFG/projections.csv
https://raw.githubusercontent.com/mrc-ide/global-lmic-reports/master/AFG/projections.csv
https://raw.githubusercontent.com/mrc-ide/global-lmic-reports/master/AFG/projections.csv
https://raw.githubusercontent.com/mrc-ide/global-lmic-reports/master/AFG/projections.csv
https://raw.githubusercontent.com/mrc-ide/global-lmic-reports/master/AFG/projections.csv
https://raw.githubusercontent.com/mrc-ide/global-lmic-reports/master/AFG/projections.csv
https://raw.githubusercontent.com/mrc-ide/global-lmic-reports/master/AFG/projections.csv
https://raw.githubusercontent.com/mrc-ide/global-lmic-reports/master/AFG/projections.csv
https://raw.githubusercontent.com/mrc-ide/global-lmic-reports/master/AFG/projections.csv
https://raw.githubusercontent.com/mrc-ide/global-lmic-reports/master/AFG/projections.csv
https://raw.githubusercontent.com/mrc-ide/global-lmic-reports/master/AFG/projections.csv
https://raw.githubusercontent.com/mrc-ide/global-lmic-reports/master/AFG/projections.csv
https://raw.githubusercontent.com/mrc-ide/global-lmic-reports/master/AFG/projections.csv
https://raw.githubusercontent.com/mrc-ide/global-lmic-reports/master/AFG/projections.csv
https://raw.githubusercontent.com/mrc-ide/global-lmic-reports/master/AFG/projections.csv
https://raw.githubusercontent.com/mrc-ide/global-lmic-reports/master/AFG/projections.csv
https://raw.githubusercontent.com/mrc-ide/global-lmic-reports/master/AFG/projections.csv
https://raw.githubusercontent.com/mrc-ide/global-lmic-reports/master/AFG/projections.csv
https://raw.githubusercontent.com/mrc-ide/global-lmic-reports/master/AFG/projections.csv
https://raw.githubusercontent.com/mrc-ide/global-lmic-reports/master/AFG/projections.csv
https://raw.githubusercontent.com/mrc-ide/global-lmic-reports/master/AFG/projections.csv
https://raw.githubusercontent.com/mrc-ide/global-lmic-reports/master/AFG/projections.csv
https://raw.githubusercontent.com/mrc-ide/global-lmic-reports/master/AFG/projections.csv
https://raw.githubusercontent.com/mrc-ide/global-lmic-reports/master/AFG/projections.csv
https://raw.githubusercontent.com/mrc-ide/global-lmic-reports/master/AFG/projections.csv
https://raw.githubusercontent.com/mrc-ide/global-lmic-reports/master/AFG/projections.csv
https://raw.githubusercontent.com/mrc-ide/global-lmic-reports/master/AFG/projections.csv
https://raw.githubusercontent.com/mrc-ide/global-lmic-reports/master/AFG/projections.csv
https://raw.githubusercontent.com/mrc-ide/global-lmic-reports/master/AFG/projections.csv
https://raw.githubusercontent.com/mrc-ide/global-lmic-reports/master/AFG/projections.csv
https://raw.githubusercontent.com/mrc-ide/global-lmic-reports/master/AFG/projections.csv
https://raw.githubusercontent.com/mrc-ide/global-lmic-reports/master/AFG/projections.csv
https://raw.githubusercontent.com/mrc-ide/global-lmic-reports/master/AFG/projections.csv
https://raw.githubusercontent.com/mrc-ide/global-lmic-reports/master/AFG/projections.csv
https://raw.githubusercontent.com/mrc-ide/global-lmic-reports/master/AFG/projections.csv
https://raw.githubusercontent.com/mrc-ide/global-lmic-reports/master/AFG/projections.csv
https://raw.githubusercontent.com/mrc-ide/global-lmic-reports/master/AFG/projections.csv
https://raw.githubusercontent.com/mrc-ide/global-lmic-reports/master/AFG/projections.csv
https://raw.githubusercontent.com/mrc-ide/global-lmic-reports/master/AFG/projections.csv
https://raw.githubusercontent.com/mrc-ide/global-lmic-reports/master/AFG/projections.csv
https://raw.githubusercontent.com/mrc-ide/global-lmic-reports/master/AFG/projections.csv
https://raw.githubusercontent.com/mrc-ide/global-lmic-reports/master/AFG/projections.csv
https://raw.githubusercontent.com/mrc-ide/global-lmic-reports/master/AFG/projections.csv
https://raw.githubusercontent.com/mrc-ide/global-lmic-reports/master/AFG/projections.csv
https://raw.githubusercontent.com/mrc-ide/global-lmic-reports/master/AFG/projections.csv
https://raw.githubusercontent.com/mrc-ide/global-lmic-reports/master/AFG/projections.csv
https://raw.githubusercontent.com/mrc-ide/global-lmic-reports/master/AFG/projections.csv
https://raw.githubusercontent.com/mrc-ide/global-lmic-reports/master/AFG/projections.csv
https://raw.githubusercontent.com/mrc-ide/global-lmic-reports/master/AFG/projections.csv
https://raw.githubusercontent.com/mrc-ide/global-lmic-reports/master/AFG/projections.csv
https://raw.githubusercontent.com/mrc-ide/global-lmic-reports/master/AFG/projections.csv
https://raw.githubusercontent.com/mrc-ide/global-lmic-reports/master/AFG/projections.csv
https://raw.githubusercontent.com/mrc-ide/global-lmic-reports/master/AFG/projections.csv
https://raw.githubusercontent.com/mrc-ide/global-lmic-reports/master/AFG/projections.csv
https://raw.githubusercontent.com/mrc-ide/global-lmic-reports/master/AFG/projections.csv
https://raw.githubusercontent.com/mrc-ide/global-lmic-reports/master/AFG/projections.csv
https://raw.githubusercontent.com/mrc-ide/global-lmic-reports/master/AFG/projections.csv
https://raw.githubusercontent.com/mrc-ide/global-lmic-reports/master/AFG/projections.csv
https://raw.githubusercontent.com/mrc-ide/global-lmic-reports/master/AFG/projections.csv
https://raw.githubusercontent.com/mrc-ide/global-lmic-reports/master/AFG/projections.csv
https://raw.githubusercontent.com/mrc-ide/global-lmic-reports/master/AFG/projections.csv
https://raw.githubusercontent.com/mrc-ide/global-lmic-reports/master/AFG/projections.csv
https://raw.githubusercontent.com/mrc-ide/global-lmic-reports/master/AFG/projections.csv
https://raw.githubusercontent.com/mrc-ide/global-lmic-reports/master/AFG/projections.csv
https://raw.githubusercontent.com/mrc-ide/global-lmic-reports/master/AFG/projections.csv
https://raw.githubusercontent.com/mrc-ide/global-lmic-reports/master/AFG/projections.csv
https://raw.githubusercontent.com/mrc-ide/global-lmic-reports/master/AFG/projections.csv
https://raw.githubusercontent.com/mrc-ide/global-lmic-reports/master/AFG/projections.csv
https://raw.githubusercontent.com/mrc-ide/global-lmic-reports/master/AFG/projections.csv
https://raw.githubusercontent.com/mrc-ide/global-lmic-reports/master/AFG/projections.csv
https://raw.githubusercontent.com/mrc-ide/global-lmic-reports/master/AFG/projections.csv
https://raw.githubusercontent.com/mrc-ide/global-lmic-reports/master/AFG/projections.csv
https://raw.githubusercontent.com/mrc-ide/global-lmic-reports/master/AFG/projections.csv
https://raw.githubusercontent.com/mrc-ide/global-lmic-reports/master/AFG/projections.csv
https://raw.githubusercontent.com/mrc-ide/global-lmic-reports/master/AFG/projections.csv
https://raw.githubusercontent.com/mrc-ide/global-lmic-reports/master/AFG/projections.csv
https://raw.githubusercontent.com/mrc-ide/global-lmic-reports/master/AFG/projections.csv
https://raw.githubusercontent.com/mrc-ide/global-lmic-reports/master/AFG/projections.csv
https://raw.githubusercontent.com/mrc-ide/global-lmic-reports/master/AFG/projections.csv
https://raw.githubusercontent.com/mrc-ide/global-lmic-reports/master/AFG/projections.csv
https://raw.githubusercontent.com/mrc-ide/global-lmic-reports/master/AFG/projections.csv
https://raw.githubusercontent.com/mrc-ide/global-lmic-reports/master/AFG/projections.csv
https://raw.githubusercontent.com/mrc-ide/global-lmic-reports/master/AFG/projections.csv
https://raw.githubusercontent.com/mrc-ide/global-lmic-reports/master/AFG/projections.csv
https://raw.githubusercontent.com/mrc-ide/global-lmic-reports/master/AFG/projections.csv
https://raw.githubusercontent.com/mrc-ide/global-lmic-reports/master/AFG/projections.csv
https://raw.githubusercontent.com/mrc-ide/global-lmic-reports/master/AFG/projections.csv
https://raw.githubusercontent.com/mrc-ide/global-lmic-reports/master/AFG/projections.csv
https://raw.githubusercontent.com/mrc-ide/global-lmic-reports/master/AFG/projections.csv
https://raw.githubusercontent.com/mrc-ide/global-lmic-reports/master/AFG/projections.csv
https://raw.githubusercontent.com/mrc-ide/global-lmic-reports/master/AFG/projections.csv
https://raw.githubusercontent.com/mrc-ide/global-lmic-reports/master/AFG/projections.csv
https://raw.githubusercontent.com/mrc-ide/global-lmic-reports/master/AFG/projections.csv
https://raw.githubusercontent.com/mrc-ide/global-lmic-reports/master/AFG/projections.csv
https://raw.githubusercontent.com/mrc-ide/global-lmic-reports/master/AFG/projections.csv
https://raw.githubusercontent.com/mrc-ide/global-lmic-reports/master/AFG/projections.csv
https://raw.githubusercontent.com/mrc-ide/global-lmic-reports/master/AFG/projections.csv
https://raw.githubusercontent.com/mrc-ide/global-lmic-reports/master/AFG/projections.csv
https://raw.githubusercontent.com/mrc-ide/global-lmic-reports/master/AFG/projections.csv
https://raw.githubusercontent.com/mrc-ide/global-lmic-reports/master/AFG/projections.csv
https://raw.githubusercontent.com/mrc-ide/global-lmic-reports/master/AFG/projections.csv
https://raw.githubusercontent.com/mrc-ide/global-lmic-reports/master/AFG/projections.csv
https://raw.githubusercontent.com/mrc-ide/global-lmic-reports/master/AFG/projections.csv
https://raw.githubusercontent.com/mrc-ide/global-lmic-reports/master/AFG/projections.csv
https://raw.githubusercontent.com/mrc-ide/global-lmic-reports/master/AFG/projections.csv
https://raw.githubusercontent.com/mrc-ide/global-lmic-reports/master/AFG/projections.csv
https://raw.githubusercontent.com/mrc-ide/global-lmic-reports/master/AFG/projections.csv
https://raw.githubusercontent.com/mrc-ide/global-lmic-reports/master/AFG/projections.csv
https://raw.githubusercontent.com/mrc-ide/global-lmic-reports/master/AFG/projections.csv
https://raw.githubusercontent.com/mrc-ide/global-lmic-reports/master/AFG/projections.csv
https://raw.githubusercontent.com/mrc-ide/global-lmic-reports/master/AFG/projections.csv
https://raw.githubusercontent.com/mrc-ide/global-lmic-reports/master/AFG/projections.csv
https://raw.githubusercontent.com/mrc-ide/global-lmic-reports/master/AFG/projections.csv
https://raw.githubusercontent.com/mrc-ide/global-lmic-reports/master/AFG/projections.csv
https://raw.githubusercontent.com/mrc-ide/global-lmic-reports/master/AFG/projections.csv
https://raw.githubusercontent.com/mrc-ide/global-lmic-reports/master/AFG/projections.csv
https://raw.githubusercontent.com/mrc-ide/global-lmic-reports/master/AFG/projections.csv
https://raw.githubusercontent.com/mrc-ide/global-lmic-reports/master/AFG/projections.csv
https://raw.githubusercontent.com/mrc-ide/global-lmic-reports/master/AFG/projections.csv
https://raw.githubusercontent.com/mrc-ide/global-lmic-reports/master/AFG/projections.csv
https://raw.githubusercontent.com/mrc-ide/global-lmic-reports/master/AFG/projections.csv
https://raw.githubusercontent.com/mrc-ide/global-lmic-reports/master/AFG/projections.csv
https://raw.githubusercontent.com/mrc-ide/global-lmic-reports/master/AFG/projections.csv
https://raw.githubusercontent.com/mrc-ide/global-lmic-reports/master/AFG/projections.csv
https://raw.githubusercontent.com/mrc-ide/global-lmic-reports/master/AFG/projections.csv
https://raw.githubusercontent.com/mrc-ide/global-lmic-reports/master/AFG/projections.csv
https://raw.githubusercontent.com/mrc-ide/global-lmic-reports/master/AFG/projections.csv
https://raw.githubusercontent.com/mrc-ide/global-lmic-reports/master/AFG/projections.csv
https://raw.githubusercontent.com/mrc-ide/global-lmic-reports/master/AFG/projections.csv
https://raw.githubusercontent.com/mrc-ide/global-lmic-reports/master/AFG/projections.csv
https://raw.githubusercontent.com/mrc-ide/global-lmic-reports/master/AFG/projections.csv
https://raw.githubusercontent.com/mrc-ide/global-lmic-reports/master/AFG/projections.csv
https://raw.githubusercontent.com/mrc-ide/global-lmic-reports/master/AFG/projections.csv
https://raw.githubusercontent.com/mrc-ide/global-lmic-reports/master/AFG/projections.csv
https://raw.githubusercontent.com/mrc-ide/global-lmic-reports/master/AFG/projections.csv
https://raw.githubusercontent.com/mrc-ide/global-lmic-reports/master/AFG/projections.csv
https://raw.githubusercontent.com/mrc-ide/global-lmic-reports/master/AFG/projections.csv
https://raw.githubusercontent.com/mrc-ide/global-lmic-reports/master/AFG/projections.csv
https://raw.githubusercontent.com/mrc-ide/global-lmic-reports/master/AFG/projections.csv
https://raw.githubusercontent.com/mrc-ide/global-lmic-reports/master/AFG/projections.csv
https://raw.githubusercontent.com/mrc-ide/global-lmic-reports/master/AFG/projections.csv
https://raw.githubusercontent.com/mrc-ide/global-lmic-reports/master/AFG/projections.csv
https://raw.githubusercontent.com/mrc-ide/global-lmic-reports/master/AFG/projections.csv
https://raw.githubusercontent.com/mrc-ide/global-lmic-reports/master/AFG/projections.csv
https://raw.githubusercontent.com/mrc-ide/global-lmic-reports/master/AFG/projections.csv
https://raw.githubusercontent.com/mrc-ide/global-lmic-reports/master/AFG/projections.csv
https://raw.githubusercontent.com/mrc-ide/global-lmic-reports/master/AFG/projections.csv
https://raw.githubusercontent.com/mrc-ide/global-lmic-reports/master/AFG/projections.csv
https://raw.githubusercontent.com/mrc-ide/global-lmic-reports/master/AFG/projections.csv
https://raw.githubusercontent.com/mrc-ide/global-lmic-reports/master/AFG/projections.csv
https://raw.githubusercontent.com/mrc-ide/global-lmic-reports/master/AFG/projections.csv
https://raw.githubusercontent.com/mrc-ide/global-lmic-reports/master/AFG/projections.csv
https://raw.githubusercontent.com/mrc-ide/global-lmic-reports/master/AFG/projections.csv
https://raw.githubusercontent.com/mrc-ide/global-lmic-reports/master/AFG/projections.csv
https://raw.githubusercontent.com/mrc-ide/global-lmic-reports/master/AFG/projections.csv
https://raw.githubusercontent.com/mrc-ide/global-lmic-reports/master/AFG/projections.csv
https://raw.githubusercontent.com/mrc-ide/global-lmic-reports/master/AFG/projections.csv
https://raw.githubusercontent.com/mrc-ide/global-lmic-reports/master/AFG/projections.csv
https://raw.githubusercontent.com/mrc-ide/global-lmic-reports/master/AFG/projections.csv
https://raw.githubusercontent.com/mrc-ide/global-lmic-reports/master/AFG/projections.csv
https://raw.githubusercontent.com/mrc-ide/global-lmic-reports/master/AFG/projections.csv
https://raw.githubusercontent.com/mrc-ide/global-lmic-reports/master/AFG/projections.csv
https://raw.githubusercontent.com/mrc-ide/global-lmic-reports/master/AFG/projections.csv
https://raw.githubusercontent.com/mrc-ide/global-lmic-reports/master/AFG/projections.csv
https://raw.githubusercontent.com/mrc-ide/global-lmic-reports/master/AFG/projections.csv
https://raw.githubusercontent.com/mrc-ide/global-lmic-reports/master/AFG/projections.csv
https://raw.githubusercontent.com/mrc-ide/global-lmic-reports/master/AFG/projections.csv
https://raw.githubusercontent.com/mrc-ide/global-lmic-reports/master/AFG/projections.csv
https://raw.githubusercontent.com/mrc-ide/global-lmic-reports/master/AFG/projections.csv
https://raw.githubusercontent.com/mrc-ide/global-lmic-reports/master/AFG/projections.csv
https://raw.githubusercontent.com/mrc-ide/global-lmic-reports/master/AFG/projections.csv
https://raw.githubusercontent.com/mrc-ide/global-lmic-reports/master/AFG/projections.csv
https://raw.githubusercontent.com/mrc-ide/global-lmic-reports/master/AFG/projections.csv
https://raw.githubusercontent.com/mrc-ide/global-lmic-reports/master/AFG/projections.csv
https://raw.githubusercontent.com/mrc-ide/global-lmic-reports/master/AFG/projections.csv
https://raw.githubusercontent.com/mrc-ide/global-lmic-reports/master/AFG/projections.csv
https://raw.githubusercontent.com/mrc-ide/global-lmic-reports/master/AFG/projections.csv
https://raw.githubusercontent.com/mrc-ide/global-lmic-reports/master/AFG/projections.csv
https://raw.githubusercontent.com/mrc-ide/global-lmic-reports/master/AFG/projections.csv
https://raw.githubusercontent.com/mrc-ide/global-lmic-reports/master/AFG/projections.csv
https://raw.githubusercontent.com/mrc-ide/global-lmic-reports/master/AFG/projections.csv
https://raw.githubusercontent.com/mrc-ide/global-lmic-reports/master/AFG/projections.csv
https://raw.githubusercontent.com/mrc-ide/global-lmic-reports/master/AFG/projections.csv
https://raw.githubusercontent.com/mrc-ide/global-lmic-reports/master/AFG/projections.csv
https://raw.githubusercontent.com/mrc-ide/global-lmic-reports/master/AFG/projections.csv
https://raw.githubusercontent.com/mrc-ide/global-lmic-reports/master/AFG/projections.csv
https://raw.githubusercontent.com/mrc-ide/global-lmic-reports/master/AFG/projections.csv
https://raw.githubusercontent.com/mrc-ide/global-lmic-reports/master/AFG/projections.csv
https://raw.githubusercontent.com/mrc-ide/global-lmic-reports/master/AFG/projections.csv
https://raw.githubusercontent.com/mrc-ide/global-lmic-reports/master/AFG/projections.csv
https://raw.githubusercontent.com/mrc-ide/global-lmic-reports/master/AFG/projections.csv
https://raw.githubusercontent.com/mrc-ide/global-lmic-reports/master/AFG/projections.csv
https://raw.githubusercontent.com/mrc-ide/global-lmic-reports/master/AFG/projections.csv
https://raw.githubusercontent.com/mrc-ide/global-lmic-reports/master/AFG/projections.csv
https://raw.githubusercontent.com/mrc-ide/global-lmic-reports/master/AFG/projections.csv
https://raw.githubusercontent.com/mrc-ide/global-lmic-reports/master/AFG/projections.csv
https://raw.githubusercontent.com/mrc-ide/global-lmic-reports/master/AFG/projections.csv
https://raw.githubusercontent.com/mrc-ide/global-lmic-reports/master/AFG/projections.csv
https://raw.githubusercontent.com/mrc-ide/global-lmic-reports/master/AFG/projections.csv
https://raw.githubusercontent.com/mrc-ide/global-lmic-reports/master/AFG/projections.csv
https://raw.githubusercontent.com/mrc-ide/global-lmic-reports/master/AFG/projections.csv
https://raw.githubusercontent.com/mrc-ide/global-lmic-reports/master/AFG/projections.csv
https://raw.githubusercontent.com/mrc-ide/global-lmic-reports/master/AFG/projections.csv
https://raw.githubusercontent.com/mrc-ide/global-lmic-reports/master/AFG/projections.csv
https://raw.githubusercontent.com/mrc-ide/global-lmic-reports/master/AFG/projections.csv
https://raw.githubusercontent.com/mrc-ide/global-lmic-reports/master/AFG/projections.csv
https://raw.githubusercontent.com/mrc-ide/global-lmic-reports/master/AFG/projections.csv
https://raw.githubusercontent.com/mrc-ide/global-lmic-reports/master/AFG/projections.csv
https://raw.githubusercontent.com/mrc-ide/global-lmic-reports/master/AFG/projections.csv
https://raw.githubusercontent.com/mrc-ide/global-lmic-reports/master/AFG/projections.csv
https://raw.githubusercontent.com/mrc-ide/global-lmic-reports/master/AFG/projections.csv
https://raw.githubusercontent.com/mrc-ide/global-lmic-reports/master/AFG/projections.csv
https://raw.githubusercontent.com/mrc-ide/global-lmic-reports/master/AFG/projections.csv
https://raw.githubusercontent.com/mrc-ide/global-lmic-reports/master/AFG/projections.csv
https://raw.githubusercontent.com/mrc-ide/global-lmic-reports/master/AFG/projections.csv
https://raw.githubusercontent.com/mrc-ide/global-lmic-reports/master/AFG/projections.csv
https://raw.githubusercontent.com/mrc-ide/global-lmic-reports/master/AFG/projections.csv
https://raw.githubusercontent.com/mrc-ide/global-lmic-reports/master/AFG/projections.csv
https://raw.githubusercontent.com/mrc-ide/global-lmic-reports/master/AFG/projections.csv
https://raw.githubusercontent.com/mrc-ide/global-lmic-reports/master/AFG/projections.csv
https://raw.githubusercontent.com/mrc-ide/global-lmic-reports/master/AFG/projections.csv
https://raw.githubusercontent.com/mrc-ide/global-lmic-reports/master/AFG/projections.csv
https://raw.githubusercontent.com/mrc-ide/global-lmic-reports/master/AFG/projections.csv
https://raw.githubusercontent.com/mrc-ide/global-lmic-reports/master/AFG/projections.csv
https://raw.githubusercontent.com/mrc-ide/global-lmic-reports/master/AFG/projections.csv
https://raw.githubusercontent.com/mrc-ide/global-lmic-reports/master/AFG/projections.csv
https://raw.githubusercontent.com/mrc-ide/global-lmic-reports/master/AFG/projections.csv
https://raw.githubusercontent.com/mrc-ide/global-lmic-reports/master/AFG/projections.csv
https://raw.githubusercontent.com/mrc-ide/global-lmic-reports/master/AFG/projections.csv
https://raw.githubusercontent.com/mrc-ide/global-lmic-reports/master/AFG/projections.csv
https://raw.githubusercontent.com/mrc-ide/global-lmic-reports/master/AFG/projections.csv
https://raw.githubusercontent.com/mrc-ide/global-lmic-reports/master/AFG/projections.csv
https://raw.githubusercontent.com/mrc-ide/global-lmic-reports/master/AFG/projections.csv
https://raw.githubusercontent.com/mrc-ide/global-lmic-reports/master/AFG/projections.csv
https://raw.githubusercontent.com/mrc-ide/global-lmic-reports/master/AFG/projections.csv
https://raw.githubusercontent.com/mrc-ide/global-lmic-reports/master/AFG/projections.csv
https://raw.githubusercontent.com/mrc-ide/global-lmic-reports/master/AFG/projections.csv
https://raw.githubusercontent.com/mrc-ide/global-lmic-reports/master/AFG/projections.csv
https://raw.githubusercontent.com/mrc-ide/global-lmic-reports/master/AFG/projections.csv
https://raw.githubusercontent.com/mrc-ide/global-lmic-reports/master/AFG/projections.csv
https://raw.githubusercontent.com/mrc-ide/global-lmic-reports/master/AFG/projections.csv
https://raw.githubusercontent.com/mrc-ide/global-lmic-reports/master/AFG/projections.csv
https://raw.githubusercontent.com/mrc-ide/global-lmic-reports/master/AFG/projections.csv
https://raw.githubusercontent.com/mrc-ide/global-lmic-reports/master/AFG/projections.csv
https://raw.githubusercontent.com/mrc-ide/global-lmic-reports/master/AFG/projections.csv
https://raw.githubusercontent.com/mrc-ide/global-lmic-reports/master/AFG/projections.csv
https://raw.githubusercontent.com/mrc-ide/global-lmic-reports/master/AFG/projections.csv
https://raw.githubusercontent.com/mrc-ide/global-lmic-reports/master/AFG/projections.csv
https://raw.githubusercontent.com/mrc-ide/global-lmic-reports/master/AFG/projections.csv
https://raw.githubusercontent.com/mrc-ide/global-lmic-reports/master/AFG/projections.csv
https://raw.githubusercontent.com/mrc-ide/global-lmic-reports/master/AFG/projections.csv
https://raw.githubusercontent.com/mrc-ide/global-lmic-reports/master/AFG/projections.csv
https://raw.githubusercontent.com/mrc-ide/global-lmic-reports/master/AFG/projections.csv
https://raw.githubusercontent.com/mrc-ide/global-lmic-reports/master/AFG/projections.csv
https://raw.githubusercontent.com/mrc-ide/global-lmic-reports/master/AFG/projections.csv
https://raw.githubusercontent.com/mrc-ide/global-lmic-reports/master/AFG/projections.csv
https://raw.githubusercontent.com/mrc-ide/global-lmic-reports/master/AFG/projections.csv
https://raw.githubusercontent.com/mrc-ide/global-lmic-reports/master/AFG/projections.csv
https://raw.githubusercontent.com/mrc-ide/global-lmic-reports/master/AFG/projections.csv
https://raw.githubusercontent.com/mrc-ide/global-lmic-reports/master/AFG/projections.csv
https://raw.githubusercontent.com/mrc-ide/global-lmic-reports/master/AFG/projections.csv
https://raw.githubusercontent.com/mrc-ide/global-lmic-reports/master/AFG/projections.csv
https://raw.githubusercontent.com/mrc-ide/global-lmic-reports/master/AFG/projections.csv
https://raw.githubusercontent.com/mrc-ide/global-lmic-reports/master/AFG/projections.csv
https://raw.githubusercontent.com/mrc-ide/global-lmic-reports/master/AFG/projections.csv
https://raw.githubusercontent.com/mrc-ide/global-lmic-reports/master/AFG/projections.csv
https://raw.githubusercontent.com/mrc-ide/global-lmic-reports/master/AFG/projections.csv
https://raw.githubusercontent.com/mrc-ide/global-lmic-reports/master/AFG/projections.csv
https://raw.githubusercontent.com/mrc-ide/global-lmic-reports/master/AFG/projections.csv
https://raw.githubusercontent.com/mrc-ide/global-lmic-reports/master/AFG/projections.csv
https://raw.githubusercontent.com/mrc-ide/global-lmic-reports/master/AFG/projections.csv
https://raw.githubusercontent.com/mrc-ide/global-lmic-reports/master/AFG/projections.csv
https://raw.githubusercontent.com/mrc-ide/global-lmic-reports/master/AFG/projections.csv
https://raw.githubusercontent.com/mrc-ide/global-lmic-reports/master/AFG/projections.csv
https://raw.githubusercontent.com/mrc-ide/global-lmic-reports/master/AFG/projections.csv
https://raw.githubusercontent.com/mrc-ide/global-lmic-reports/master/AFG/projections.csv
https://raw.githubusercontent.com/mrc-ide/global-lmic-reports/master/AFG/projections.csv
https://raw.githubusercontent.com/mrc-ide/global-lmic-reports/master/AFG/projections.csv
https://raw.githubusercontent.com/mrc-ide/global-lmic-reports/master/AFG/projections.csv
https://raw.githubusercontent.com/mrc-ide/global-lmic-reports/master/AFG/projections.csv
https://raw.githubusercontent.com/mrc-ide/global-lmic-reports/master/AFG/projections.csv
https://raw.githubusercontent.com/mrc-ide/global-lmic-reports/master/AFG/projections.csv
https://raw.githubusercontent.com/mrc-ide/global-lmic-reports/master/AFG/projections.csv
https://raw.githubusercontent.com/mrc-ide/global-lmic-reports/master/AFG/projections.csv
https://raw.githubusercontent.com/mrc-ide/global-lmic-reports/master/AFG/projections.csv
https://raw.githubusercontent.com/mrc-ide/global-lmic-reports/master/AFG/projections.csv
https://raw.githubusercontent.com/mrc-ide/global-lmic-reports/master/AFG/projections.csv
https://raw.githubusercontent.com/mrc-ide/global-lmic-reports/master/AFG/projections.csv
https://raw.githubusercontent.com/mrc-ide/global-lmic-reports/master/AFG/projections.csv
https://raw.githubusercontent.com/mrc-ide/global-lmic-reports/master/AFG/projections.csv
https://raw.githubusercontent.com/mrc-ide/global-lmic-reports/master/AFG/projections.csv
https://raw.githubusercontent.com/mrc-ide/global-lmic-reports/master/AFG/projections.csv
https://raw.githubusercontent.com/mrc-ide/global-lmic-reports/master/AFG/projections.csv
https://raw.githubusercontent.com/mrc-ide/global-lmic-reports/master/AFG/projections.csv
https://raw.githubusercontent.com/mrc-ide/global-lmic-reports/master/AFG/projections.csv
https://raw.githubusercontent.com/mrc-ide/global-lmic-reports/master/AFG/projections.csv
https://raw.githubusercontent.com/mrc-ide/global-lmic-reports/master/AFG/projections.csv
https://raw.githubusercontent.com/mrc-ide/global-lmic-reports/master/AFG/projections.csv
https://raw.githubusercontent.com/mrc-ide/global-lmic-reports/master/AFG/projections.csv
https://raw.githubusercontent.com/mrc-ide/global-lmic-reports/master/AFG/projections.csv
https://raw.githubusercontent.com/mrc-ide/global-lmic-reports/master/AFG/projections.csv
https://raw.githubusercontent.com/mrc-ide/global-lmic-reports/master/AFG/projections.csv
https://raw.githubusercontent.com/mrc-ide/global-lmic-reports/master/AFG/projections.csv
https://raw.githubusercontent.com/mrc-ide/global-lmic-reports/master/AFG/projections.csv
https://raw.githubusercontent.com/mrc-ide/global-lmic-reports/master/AFG/projections.csv
https://raw.githubusercontent.com/mrc-ide/global-lmic-reports/master/AFG/projections.csv
https://raw.githubusercontent.com/mrc-ide/global-lmic-reports/master/AFG/projections.csv
https://raw.githubusercontent.com/mrc-ide/global-lmic-reports/master/AFG/projections.csv
https://raw.githubusercontent.com/mrc-ide/global-lmic-reports/master/AFG/projections.csv
https://raw.githubusercontent.com/mrc-ide/global-lmic-reports/master/AFG/projections.csv
https://raw.githubusercontent.com/mrc-ide/global-lmic-reports/master/AFG/projections.csv
https://raw.githubusercontent.com/mrc-ide/global-lmic-reports/master/AFG/projections.csv
https://raw.githubusercontent.com/mrc-ide/global-lmic-reports/master/AFG/projections.csv
https://raw.githubusercontent.com/mrc-ide/global-lmic-reports/master/AFG/projections.csv
https://raw.githubusercontent.com/mrc-ide/global-lmic-reports/master/AFG/projections.csv
https://raw.githubusercontent.com/mrc-ide/global-lmic-reports/master/AFG/projections.csv
https://raw.githubusercontent.com/mrc-ide/global-lmic-reports/master/AFG/projections.csv
https://raw.githubusercontent.com/mrc-ide/global-lmic-reports/master/AFG/projections.csv
https://raw.githubusercontent.com/mrc-ide/global-lmic-reports/master/AFG/projections.csv
https://raw.githubusercontent.com/mrc-ide/global-lmic-reports/master/AFG/projections.csv
https://raw.githubusercontent.com/mrc-ide/global-lmic-reports/master/AFG/projections.csv
https://raw.githubusercontent.com/mrc-ide/global-lmic-reports/master/AFG/projections.csv
https://raw.githubusercontent.com/mrc-ide/global-lmic-reports/master/AFG/projections.csv
https://raw.githubusercontent.com/mrc-ide/global-lmic-reports/master/AFG/projections.csv
https://raw.githubusercontent.com/mrc-ide/global-lmic-reports/master/AFG/projections.csv
https://raw.githubusercontent.com/mrc-ide/global-lmic-reports/master/AFG/projections.csv
https://raw.githubusercontent.com/mrc-ide/global-lmic-reports/master/AFG/projections.csv
https://raw.githubusercontent.com/mrc-ide/global-lmic-reports/master/AFG/projections.csv
https://raw.githubusercontent.com/mrc-ide/global-lmic-reports/master/AFG/projections.csv
https://raw.githubusercontent.com/mrc-ide/global-lmic-reports/master/AFG/projections.csv
https://raw.githubusercontent.com/mrc-ide/global-lmic-reports/master/AFG/projections.csv
https://raw.githubusercontent.com/mrc-ide/global-lmic-reports/master/AFG/projections.csv
https://raw.githubusercontent.com/mrc-ide/global-lmic-reports/master/AFG/projections.csv
https://raw.githubusercontent.com/mrc-ide/global-lmic-reports/master/AFG/projections.csv
https://raw.githubusercontent.com/mrc-ide/global-lmic-reports/master/AFG/projections.csv
https://raw.githubusercontent.com/mrc-ide/global-lmic-reports/master/AFG/projections.csv
https://raw.githubusercontent.com/mrc-ide/global-lmic-reports/master/AFG/projections.csv
https://raw.githubusercontent.com/mrc-ide/global-lmic-reports/master/AFG/projections.csv
https://raw.githubusercontent.com/mrc-ide/global-lmic-reports/master/AFG/projections.csv
https://raw.githubusercontent.com/mrc-ide/global-lmic-reports/master/AFG/projections.csv
https://raw.githubusercontent.com/mrc-ide/global-lmic-reports/master/AFG/projections.csv
https://raw.githubusercontent.com/mrc-ide/global-lmic-reports/master/AFG/projections.csv
https://raw.githubusercontent.com/mrc-ide/global-lmic-reports/master/AFG/projections.csv
https://raw.githubusercontent.com/mrc-ide/global-lmic-reports/master/AFG/projections.csv
https://raw.githubusercontent.com/mrc-ide/global-lmic-reports/master/AFG/projections.csv
https://raw.githubusercontent.com/mrc-ide/global-lmic-reports/master/AFG/projections.csv
https://raw.githubusercontent.com/mrc-ide/global-lmic-reports/master/AFG/projections.csv
https://raw.githubusercontent.com/mrc-ide/global-lmic-reports/master/AFG/projections.csv
https://raw.githubusercontent.com/mrc-ide/global-lmic-reports/master/AFG/projections.csv
https://raw.githubusercontent.com/mrc-ide/global-lmic-reports/master/AFG/projections.csv
https://raw.githubusercontent.com/mrc-ide/global-lmic-reports/master/AFG/projections.csv
https://raw.githubusercontent.com/mrc-ide/global-lmic-reports/master/AFG/projections.csv
https://raw.githubusercontent.com/mrc-ide/global-lmic-reports/master/AFG/projections.csv
https://raw.githubusercontent.com/mrc-ide/global-lmic-reports/master/AFG/projections.csv
https://raw.githubusercontent.com/mrc-ide/global-lmic-reports/master/AFG/projections.csv
https://raw.githubusercontent.com/mrc-ide/global-lmic-reports/master/AFG/projections.csv
https://raw.githubusercontent.com/mrc-ide/global-lmic-reports/master/AFG/projections.csv
https://raw.githubusercontent.com/mrc-ide/global-lmic-reports/master/AFG/projections.csv
https://raw.githubusercontent.com/mrc-ide/global-lmic-reports/master/AFG/projections.csv
https://raw.githubusercontent.com/mrc-ide/global-lmic-reports/master/AFG/projections.csv
https://raw.githubusercontent.com/mrc-ide/global-lmic-reports/master/AFG/projections.csv
https://raw.githubusercontent.com/mrc-ide/global-lmic-reports/master/AFG/projections.csv
https://raw.githubusercontent.com/mrc-ide/global-lmic-reports/master/AFG/projections.csv
https://raw.githubusercontent.com/mrc-ide/global-lmic-reports/master/AFG/projections.csv
https://raw.githubusercontent.com/mrc-ide/global-lmic-reports/master/AFG/projections.csv
https://raw.githubusercontent.com/mrc-ide/global-lmic-reports/master/AFG/projections.csv
https://raw.githubusercontent.com/mrc-ide/global-lmic-reports/master/AFG/projections.csv
https://raw.githubusercontent.com/mrc-ide/global-lmic-reports/master/AFG/projections.csv
https://raw.githubusercontent.com/mrc-ide/global-lmic-reports/master/AFG/projections.csv
https://raw.githubusercontent.com/mrc-ide/global-lmic-reports/master/AFG/projections.csv
https://raw.githubusercontent.com/mrc-ide/global-lmic-reports/master/AFG/projections.csv
https://raw.githubusercontent.com/mrc-ide/global-lmic-reports/master/AFG/projections.csv
https://raw.githubusercontent.com/mrc-ide/global-lmic-reports/master/AFG/projections.csv
https://raw.githubusercontent.com/mrc-ide/global-lmic-reports/master/AFG/projections.csv
https://raw.githubusercontent.com/mrc-ide/global-lmic-reports/master/AFG/projections.csv
https://raw.githubusercontent.com/mrc-ide/global-lmic-reports/master/AFG/projections.csv
https://raw.githubusercontent.com/mrc-ide/global-lmic-reports/master/AFG/projections.csv
https://raw.githubusercontent.com/mrc-ide/global-lmic-reports/master/AFG/projections.csv
https://raw.githubusercontent.com/mrc-ide/global-lmic-reports/master/AFG/projections.csv
https://raw.githubusercontent.com/mrc-ide/global-lmic-reports/master/AFG/projections.csv
https://raw.githubusercontent.com/mrc-ide/global-lmic-reports/master/AFG/projections.csv
https://raw.githubusercontent.com/mrc-ide/global-lmic-reports/master/AFG/projections.csv
https://raw.githubusercontent.com/mrc-ide/global-lmic-reports/master/AFG/projections.csv
https://raw.githubusercontent.com/mrc-ide/global-lmic-reports/master/AFG/projections.csv
https://raw.githubusercontent.com/mrc-ide/global-lmic-reports/master/AFG/projections.csv
https://raw.githubusercontent.com/mrc-ide/global-lmic-reports/master/AFG/projections.csv
https://raw.githubusercontent.com/mrc-ide/global-lmic-reports/master/AFG/projections.csv
https://raw.githubusercontent.com/mrc-ide/global-lmic-reports/master/AFG/projections.csv
https://raw.githubusercontent.com/mrc-ide/global-lmic-reports/master/AFG/projections.csv
https://raw.githubusercontent.com/mrc-ide/global-lmic-reports/master/AFG/projections.csv
https://raw.githubusercontent.com/mrc-ide/global-lmic-reports/master/AFG/projections.csv
https://raw.githubusercontent.com/mrc-ide/global-lmic-reports/master/AFG/projections.csv
https://raw.githubusercontent.com/mrc-ide/global-lmic-reports/master/AFG/projections.csv
https://raw.githubusercontent.com/mrc-ide/global-lmic-reports/master/AFG/projections.csv
https://raw.githubusercontent.com/mrc-ide/global-lmic-reports/master/AFG/projections.csv
https://raw.githubusercontent.com/mrc-ide/global-lmic-reports/master/AFG/projections.csv
https://raw.githubusercontent.com/mrc-ide/global-lmic-reports/master/AFG/projections.csv
https://raw.githubusercontent.com/mrc-ide/global-lmic-reports/master/AFG/projections.csv
https://raw.githubusercontent.com/mrc-ide/global-lmic-reports/master/AFG/projections.csv
https://raw.githubusercontent.com/mrc-ide/global-lmic-reports/master/AFG/projections.csv
https://raw.githubusercontent.com/mrc-ide/global-lmic-reports/master/AFG/projections.csv
https://raw.githubusercontent.com/mrc-ide/global-lmic-reports/master/AFG/projections.csv
https://raw.githubusercontent.com/mrc-ide/global-lmic-reports/master/AFG/projections.csv
https://raw.githubusercontent.com/mrc-ide/global-lmic-reports/master/AFG/projections.csv
https://raw.githubusercontent.com/mrc-ide/global-lmic-reports/master/AFG/projections.csv
https://raw.githubusercontent.com/mrc-ide/global-lmic-reports/master/AFG/projections.csv
https://raw.githubusercontent.com/mrc-ide/global-lmic-reports/master/AFG/projections.csv
https://raw.githubusercontent.com/mrc-ide/global-lmic-reports/master/AFG/projections.csv
https://raw.githubusercontent.com/mrc-ide/global-lmic-reports/master/AFG/projections.csv
https://raw.githubusercontent.com/mrc-ide/global-lmic-reports/master/AFG/projections.csv
https://raw.githubusercontent.com/mrc-ide/global-lmic-reports/master/AFG/projections.csv
https://raw.githubusercontent.com/mrc-ide/global-lmic-reports/master/AFG/projections.csv
https://raw.githubusercontent.com/mrc-ide/global-lmic-reports/master/AFG/projections.csv
https://raw.githubusercontent.com/mrc-ide/global-lmic-reports/master/AFG/projections.csv
https://raw.githubusercontent.com/mrc-ide/global-lmic-reports/master/AFG/projections.csv
https://raw.githubusercontent.com/mrc-ide/global-lmic-reports/master/AFG/projections.csv
https://raw.githubusercontent.com/mrc-ide/global-lmic-reports/master/AFG/projections.csv
https://raw.githubusercontent.com/mrc-ide/global-lmic-reports/master/AFG/projections.csv
https://raw.githubusercontent.com/mrc-ide/global-lmic-reports/master/AFG/projections.csv
https://raw.githubusercontent.com/mrc-ide/global-lmic-reports/master/AFG/projections.csv
https://raw.githubusercontent.com/mrc-ide/global-lmic-reports/master/AFG/projections.csv
https://raw.githubusercontent.com/mrc-ide/global-lmic-reports/master/AFG/projections.csv
https://raw.githubusercontent.com/mrc-ide/global-lmic-reports/master/AFG/projections.csv
https://raw.githubusercontent.com/mrc-ide/global-lmic-reports/master/AFG/projections.csv
https://raw.githubusercontent.com/mrc-ide/global-lmic-reports/master/AFG/projections.csv
https://raw.githubusercontent.com/mrc-ide/global-lmic-reports/master/AFG/projections.csv
https://raw.githubusercontent.com/mrc-ide/global-lmic-reports/master/AFG/projections.csv
https://raw.githubusercontent.com/mrc-ide/global-lmic-reports/master/AFG/projections.csv
https://raw.githubusercontent.com/mrc-ide/global-lmic-reports/master/AFG/projections.csv
https://raw.githubusercontent.com/mrc-ide/global-lmic-reports/master/AFG/projections.csv
https://raw.githubusercontent.com/mrc-ide/global-lmic-reports/master/AFG/projections.csv
https://raw.githubusercontent.com/mrc-ide/global-lmic-reports/master/AFG/projections.csv
https://raw.githubusercontent.com/mrc-ide/global-lmic-reports/master/AFG/projections.csv
https://raw.githubusercontent.com/mrc-ide/global-lmic-reports/master/AFG/projections.csv
https://raw.githubusercontent.com/mrc-ide/global-lmic-reports/master/AFG/projections.csv
https://raw.githubusercontent.com/mrc-ide/global-lmic-reports/master/AFG/projections.csv
https://raw.githubusercontent.com/mrc-ide/global-lmic-reports/master/AFG/projections.csv
https://raw.githubusercontent.com/mrc-ide/global-lmic-reports/master/AFG/projections.csv
https://raw.githubusercontent.com/mrc-ide/global-lmic-reports/master/AFG/projections.csv
https://raw.githubusercontent.com/mrc-ide/global-lmic-reports/master/AFG/projections.csv
https://raw.githubusercontent.com/mrc-ide/global-lmic-reports/master/AFG/projections.csv
https://raw.githubusercontent.com/mrc-ide/global-lmic-reports/master/AFG/projections.csv
https://raw.githubusercontent.com/mrc-ide/global-lmic-reports/master/AFG/projections.csv
https://raw.githubusercontent.com/mrc-ide/global-lmic-reports/master/AFG/projections.csv
https://raw.githubusercontent.com/mrc-ide/global-lmic-reports/master/AFG/projections.csv
https://raw.githubusercontent.com/mrc-ide/global-lmic-reports/master/AFG/projections.csv
https://raw.githubusercontent.com/mrc-ide/global-lmic-reports/master/AFG/projections.csv
https://raw.githubusercontent.com/mrc-ide/global-lmic-reports/master/AFG/projections.csv
https://raw.githubusercontent.com/mrc-ide/global-lmic-reports/master/AFG/projections.csv
https://raw.githubusercontent.com/mrc-ide/global-lmic-reports/master/AFG/projections.csv
https://raw.githubusercontent.com/mrc-ide/global-lmic-reports/master/AFG/projections.csv
https://raw.githubusercontent.com/mrc-ide/global-lmic-reports/master/AFG/projections.csv
https://raw.githubusercontent.com/mrc-ide/global-lmic-reports/master/AFG/projections.csv
https://raw.githubusercontent.com/mrc-ide/global-lmic-reports/master/AFG/projections.csv
https://raw.githubusercontent.com/mrc-ide/global-lmic-reports/master/AFG/projections.csv
https://raw.githubusercontent.com/mrc-ide/global-lmic-reports/master/AFG/projections.csv
https://raw.githubusercontent.com/mrc-ide/global-lmic-reports/master/AFG/projections.csv
https://raw.githubusercontent.com/mrc-ide/global-lmic-reports/master/AFG/projections.csv
https://raw.githubusercontent.com/mrc-ide/global-lmic-reports/master/AFG/projections.csv
https://raw.githubusercontent.com/mrc-ide/global-lmic-reports/master/AFG/projections.csv
https://raw.githubusercontent.com/mrc-ide/global-lmic-reports/master/AFG/projections.csv
https://raw.githubusercontent.com/mrc-ide/global-lmic-reports/master/AFG/projections.csv
https://raw.githubusercontent.com/mrc-ide/global-lmic-reports/master/AFG/projections.csv
https://raw.githubusercontent.com/mrc-ide/global-lmic-reports/master/AFG/projections.csv
https://raw.githubusercontent.com/mrc-ide/global-lmic-reports/master/AFG/projections.csv
https://raw.githubusercontent.com/mrc-ide/global-lmic-reports/master/AFG/projections.csv
https://raw.githubusercontent.com/mrc-ide/global-lmic-reports/master/AFG/projections.csv
https://raw.githubusercontent.com/mrc-ide/global-lmic-reports/master/AFG/projections.csv
https://raw.githubusercontent.com/mrc-ide/global-lmic-reports/master/AFG/projections.csv
https://raw.githubusercontent.com/mrc-ide/global-lmic-reports/master/AFG/projections.csv
https://raw.githubusercontent.com/mrc-ide/global-lmic-reports/master/AFG/projections.csv
https://raw.githubusercontent.com/mrc-ide/global-lmic-reports/master/AFG/projections.csv
https://raw.githubusercontent.com/mrc-ide/global-lmic-reports/master/AFG/projections.csv
https://raw.githubusercontent.com/mrc-ide/global-lmic-reports/master/AFG/projections.csv
https://raw.githubusercontent.com/mrc-ide/global-lmic-reports/master/AFG/projections.csv
https://raw.githubusercontent.com/mrc-ide/global-lmic-reports/master/AFG/projections.csv
https://raw.githubusercontent.com/mrc-ide/global-lmic-reports/master/AFG/projections.csv
https://raw.githubusercontent.com/mrc-ide/global-lmic-reports/master/AFG/projections.csv
https://raw.githubusercontent.com/mrc-ide/global-lmic-reports/master/AFG/projections.csv
https://raw.githubusercontent.com/mrc-ide/global-lmic-reports/master/AFG/projections.csv
https://raw.githubusercontent.com/mrc-ide/global-lmic-reports/master/AFG/projections.csv
https://raw.githubusercontent.com/mrc-ide/global-lmic-reports/master/AFG/projections.csv
https://raw.githubusercontent.com/mrc-ide/global-lmic-reports/master/AFG/projections.csv
https://raw.githubusercontent.com/mrc-ide/global-lmic-reports/master/AFG/projections.csv
https://raw.githubusercontent.com/mrc-ide/global-lmic-reports/master/AFG/projections.csv
https://raw.githubusercontent.com/mrc-ide/global-lmic-reports/master/AFG/projections.csv
https://raw.githubusercontent.com/mrc-ide/global-lmic-reports/master/AFG/projections.csv
https://raw.githubusercontent.com/mrc-ide/global-lmic-reports/master/AFG/projections.csv
https://raw.githubusercontent.com/mrc-ide/global-lmic-reports/master/AFG/projections.csv
https://raw.githubusercontent.com/mrc-ide/global-lmic-reports/master/AFG/projections.csv
https://raw.githubusercontent.com/mrc-ide/global-lmic-reports/master/AFG/projections.csv
https://raw.githubusercontent.com/mrc-ide/global-lmic-reports/master/AFG/projections.csv
https://raw.githubusercontent.com/mrc-ide/global-lmic-reports/master/AFG/projections.csv
https://raw.githubusercontent.com/mrc-ide/global-lmic-reports/master/AFG/projections.csv
https://raw.githubusercontent.com/mrc-ide/global-lmic-reports/master/AFG/projections.csv
https://raw.githubusercontent.com/mrc-ide/global-lmic-reports/master/AFG/projections.csv
https://raw.githubusercontent.com/mrc-ide/global-lmic-reports/master/AFG/projections.csv
https://raw.githubusercontent.com/mrc-ide/global-lmic-reports/master/AFG/projections.csv
https://raw.githubusercontent.com/mrc-ide/global-lmic-reports/master/AFG/projections.csv
https://raw.githubusercontent.com/mrc-ide/global-lmic-reports/master/AFG/projections.csv
https://raw.githubusercontent.com/mrc-ide/global-lmic-reports/master/AFG/projections.csv
https://raw.githubusercontent.com/mrc-ide/global-lmic-reports/master/AFG/projections.csv
https://raw.githubusercontent.com/mrc-ide/global-lmic-reports/master/AFG/projections.csv
https://raw.githubusercontent.com/mrc-ide/global-lmic-reports/master/AFG/projections.csv
https://raw.githubusercontent.com/mrc-ide/global-lmic-reports/master/AFG/projections.csv
https://raw.githubusercontent.com/mrc-ide/global-lmic-reports/master/AFG/projections.csv
https://raw.githubusercontent.com/mrc-ide/global-lmic-reports/master/AFG/projections.csv
https://raw.githubusercontent.com/mrc-ide/global-lmic-reports/master/AFG/projections.csv
https://raw.githubusercontent.com/mrc-ide/global-lmic-reports/master/AFG/projections.csv
https://raw.githubusercontent.com/mrc-ide/global-lmic-reports/master/AFG/projections.csv
https://raw.githubusercontent.com/mrc-ide/global-lmic-reports/master/AFG/projections.csv
https://raw.githubusercontent.com/mrc-ide/global-lmic-reports/master/AFG/projections.csv
https://raw.githubusercontent.com/mrc-ide/global-lmic-reports/master/AFG/projections.csv
https://raw.githubusercontent.com/mrc-ide/global-lmic-reports/master/AFG/projections.csv
https://raw.githubusercontent.com/mrc-ide/global-lmic-reports/master/AFG/projections.csv
https://raw.githubusercontent.com/mrc-ide/global-lmic-reports/master/AFG/projections.csv
https://raw.githubusercontent.com/mrc-ide/global-lmic-reports/master/AFG/projections.csv
https://raw.githubusercontent.com/mrc-ide/global-lmic-reports/master/AFG/projections.csv
https://raw.githubusercontent.com/mrc-ide/global-lmic-reports/master/AFG/projections.csv
https://raw.githubusercontent.com/mrc-ide/global-lmic-reports/master/AFG/projections.csv
https://raw.githubusercontent.com/mrc-ide/global-lmic-reports/master/AFG/projections.csv
https://raw.githubusercontent.com/mrc-ide/global-lmic-reports/master/AFG/projections.csv
https://raw.githubusercontent.com/mrc-ide/global-lmic-reports/master/AFG/projections.csv
https://raw.githubusercontent.com/mrc-ide/global-lmic-reports/master/AFG/projections.csv
https://raw.githubusercontent.com/mrc-ide/global-lmic-reports/master/AFG/projections.csv
https://raw.githubusercontent.com/mrc-ide/global-lmic-reports/master/AFG/projections.csv
https://raw.githubusercontent.com/mrc-ide/global-lmic-reports/master/AFG/projections.csv
https://raw.githubusercontent.com/mrc-ide/global-lmic-reports/master/AFG/projections.csv
https://raw.githubusercontent.com/mrc-ide/global-lmic-reports/master/AFG/projections.csv
https://raw.githubusercontent.com/mrc-ide/global-lmic-reports/master/AFG/projections.csv
https://raw.githubusercontent.com/mrc-ide/global-lmic-reports/master/AFG/projections.csv
https://raw.githubusercontent.com/mrc-ide/global-lmic-reports/master/AFG/projections.csv
https://raw.githubusercontent.com/mrc-ide/global-lmic-reports/master/AFG/projections.csv
https://raw.githubusercontent.com/mrc-ide/global-lmic-reports/master/AFG/projections.csv
https://raw.githubusercontent.com/mrc-ide/global-lmic-reports/master/AFG/projections.csv
https://raw.githubusercontent.com/mrc-ide/global-lmic-reports/master/AFG/projections.csv
https://raw.githubusercontent.com/mrc-ide/global-lmic-reports/master/AFG/projections.csv
https://raw.githubusercontent.com/mrc-ide/global-lmic-reports/master/AFG/projections.csv
https://raw.githubusercontent.com/mrc-ide/global-lmic-reports/master/AFG/projections.csv
https://raw.githubusercontent.com/mrc-ide/global-lmic-reports/master/AFG/projections.csv
https://raw.githubusercontent.com/mrc-ide/global-lmic-reports/master/AFG/projections.csv
https://raw.githubusercontent.com/mrc-ide/global-lmic-reports/master/AFG/projections.csv
https://raw.githubusercontent.com/mrc-ide/global-lmic-reports/master/AFG/projections.csv
https://raw.githubusercontent.com/mrc-ide/global-lmic-reports/master/AFG/projections.csv
https://raw.githubusercontent.com/mrc-ide/global-lmic-reports/master/AFG/projections.csv
https://raw.githubusercontent.com/mrc-ide/global-lmic-reports/master/AFG/projections.csv
https://raw.githubusercontent.com/mrc-ide/global-lmic-reports/master/AFG/projections.csv
https://raw.githubusercontent.com/mrc-ide/global-lmic-reports/master/AFG/projections.csv
https://raw.githubusercontent.com/mrc-ide/global-lmic-reports/master/AFG/projections.csv
https://raw.githubusercontent.com/mrc-ide/global-lmic-reports/master/AFG/projections.csv
https://raw.githubusercontent.com/mrc-ide/global-lmic-reports/master/AFG/projections.csv
https://raw.githubusercontent.com/mrc-ide/global-lmic-reports/master/AFG/projections.csv
https://raw.githubusercontent.com/mrc-ide/global-lmic-reports/master/AFG/projections.csv
https://raw.githubusercontent.com/mrc-ide/global-lmic-reports/master/AFG/projections.csv
https://raw.githubusercontent.com/mrc-ide/global-lmic-reports/master/AFG/projections.csv
https://raw.githubusercontent.com/mrc-ide/global-lmic-reports/master/AFG/projections.csv
https://raw.githubusercontent.com/mrc-ide/global-lmic-reports/master/AFG/projections.csv
https://raw.githubusercontent.com/mrc-ide/global-lmic-reports/master/AFG/projections.csv
https://raw.githubusercontent.com/mrc-ide/global-lmic-reports/master/AFG/projections.csv
https://raw.githubusercontent.com/mrc-ide/global-lmic-reports/master/AFG/projections.csv
https://raw.githubusercontent.com/mrc-ide/global-lmic-reports/master/AFG/projections.csv
https://raw.githubusercontent.com/mrc-ide/global-lmic-reports/master/AFG/projections.csv
https://raw.githubusercontent.com/mrc-ide/global-lmic-reports/master/AFG/projections.csv
https://raw.githubusercontent.com/mrc-ide/global-lmic-reports/master/AFG/projections.csv
https://raw.githubusercontent.com/mrc-ide/global-lmic-reports/master/AFG/projections.csv
https://raw.githubusercontent.com/mrc-ide/global-lmic-reports/master/AFG/projections.csv
https://raw.githubusercontent.com/mrc-ide/global-lmic-reports/master/AFG/projections.csv
https://raw.githubusercontent.com/mrc-ide/global-lmic-reports/master/AFG/projections.csv
https://raw.githubusercontent.com/mrc-ide/global-lmic-reports/master/AFG/projections.csv
https://raw.githubusercontent.com/mrc-ide/global-lmic-reports/master/AFG/projections.csv
https://raw.githubusercontent.com/mrc-ide/global-lmic-reports/master/AFG/projections.csv
https://raw.githubusercontent.com/mrc-ide/global-lmic-reports/master/AFG/projections.csv
https://raw.githubusercontent.com/mrc-ide/global-lmic-reports/master/AFG/projections.csv
https://raw.githubusercontent.com/mrc-ide/global-lmic-reports/master/AFG/projections.csv
https://raw.githubusercontent.com/mrc-ide/global-lmic-reports/master/AFG/projections.csv
https://raw.githubusercontent.com/mrc-ide/global-lmic-reports/master/AFG/projections.csv
https://raw.githubusercontent.com/mrc-ide/global-lmic-reports/master/AFG/projections.csv
https://raw.githubusercontent.com/mrc-ide/global-lmic-reports/master/AFG/projections.csv
https://raw.githubusercontent.com/mrc-ide/global-lmic-reports/master/AFG/projections.csv
https://raw.githubusercontent.com/mrc-ide/global-lmic-reports/master/AFG/projections.csv
https://raw.githubusercontent.com/mrc-ide/global-lmic-reports/master/AFG/projections.csv
https://raw.githubusercontent.com/mrc-ide/global-lmic-reports/master/AFG/projections.csv
https://raw.githubusercontent.com/mrc-ide/global-lmic-reports/master/AFG/projections.csv
https://raw.githubusercontent.com/mrc-ide/global-lmic-reports/master/AFG/projections.csv
https://raw.githubusercontent.com/mrc-ide/global-lmic-reports/master/AFG/projections.csv
https://raw.githubusercontent.com/mrc-ide/global-lmic-reports/master/AFG/projections.csv
https://raw.githubusercontent.com/mrc-ide/global-lmic-reports/master/AFG/projections.csv
https://raw.githubusercontent.com/mrc-ide/global-lmic-reports/master/AFG/projections.csv
https://raw.githubusercontent.com/mrc-ide/global-lmic-reports/master/AFG/projections.csv
https://raw.githubusercontent.com/mrc-ide/global-lmic-reports/master/AFG/projections.csv
https://raw.githubusercontent.com/mrc-ide/global-lmic-reports/master/AFG/projections.csv
https://raw.githubusercontent.com/mrc-ide/global-lmic-reports/master/AFG/projections.csv
https://raw.githubusercontent.com/mrc-ide/global-lmic-reports/master/AFG/projections.csv
https://raw.githubusercontent.com/mrc-ide/global-lmic-reports/master/AFG/projections.csv
https://raw.githubusercontent.com/mrc-ide/global-lmic-reports/master/AFG/projections.csv
https://raw.githubusercontent.com/mrc-ide/global-lmic-reports/master/AFG/projections.csv
https://raw.githubusercontent.com/mrc-ide/global-lmic-reports/master/AFG/projections.csv
https://raw.githubusercontent.com/mrc-ide/global-lmic-reports/master/AFG/projections.csv
https://raw.githubusercontent.com/mrc-ide/global-lmic-reports/master/AFG/projections.csv
https://raw.githubusercontent.com/mrc-ide/global-lmic-reports/master/AFG/projections.csv
https://raw.githubusercontent.com/mrc-ide/global-lmic-reports/master/AFG/projections.csv
https://raw.githubusercontent.com/mrc-ide/global-lmic-reports/master/AFG/projections.csv
https://raw.githubusercontent.com/mrc-ide/global-lmic-reports/master/AFG/projections.csv
https://raw.githubusercontent.com/mrc-ide/global-lmic-reports/master/AFG/projections.csv
https://raw.githubusercontent.com/mrc-ide/global-lmic-reports/master/AFG/projections.csv
https://raw.githubusercontent.com/mrc-ide/global-lmic-reports/master/AFG/projections.csv
https://raw.githubusercontent.com/mrc-ide/global-lmic-reports/master/AFG/projections.csv
https://raw.githubusercontent.com/mrc-ide/global-lmic-reports/master/AFG/projections.csv
https://raw.githubusercontent.com/mrc-ide/global-lmic-reports/master/AFG/projections.csv
https://raw.githubusercontent.com/mrc-ide/global-lmic-reports/master/AFG/projections.csv
https://raw.githubusercontent.com/mrc-ide/global-lmic-reports/master/AFG/projections.csv
https://raw.githubusercontent.com/mrc-ide/global-lmic-reports/master/AFG/projections.csv
https://raw.githubusercontent.com/mrc-ide/global-lmic-reports/master/AFG/projections.csv
https://raw.githubusercontent.com/mrc-ide/global-lmic-reports/master/AFG/projections.csv
https://raw.githubusercontent.com/mrc-ide/global-lmic-reports/master/AFG/projections.csv
https://raw.githubusercontent.com/mrc-ide/global-lmic-reports/master/AFG/projections.csv
https://raw.githubusercontent.com/mrc-ide/global-lmic-reports/master/AFG/projections.csv
https://raw.githubusercontent.com/mrc-ide/global-lmic-reports/master/AFG/projections.csv
https://raw.githubusercontent.com/mrc-ide/global-lmic-reports/master/AFG/projections.csv
https://raw.githubusercontent.com/mrc-ide/global-lmic-reports/master/AFG/projections.csv
https://raw.githubusercontent.com/mrc-ide/global-lmic-reports/master/AFG/projections.csv
https://raw.githubusercontent.com/mrc-ide/global-lmic-reports/master/AFG/projections.csv
https://raw.githubusercontent.com/mrc-ide/global-lmic-reports/master/AFG/projections.csv
https://raw.githubusercontent.com/mrc-ide/global-lmic-reports/master/AFG/projections.csv
https://raw.githubusercontent.com/mrc-ide/global-lmic-reports/master/AFG/projections.csv
https://raw.githubusercontent.com/mrc-ide/global-lmic-reports/master/AFG/projections.csv
https://raw.githubusercontent.com/mrc-ide/global-lmic-reports/master/AFG/projections.csv
https://raw.githubusercontent.com/mrc-ide/global-lmic-reports/master/AFG/projections.csv
https://raw.githubusercontent.com/mrc-ide/global-lmic-reports/master/AFG/projections.csv
https://raw.githubusercontent.com/mrc-ide/global-lmic-reports/master/AFG/projections.csv
https://raw.githubusercontent.com/mrc-ide/global-lmic-reports/master/AFG/projections.csv
https://raw.githubusercontent.com/mrc-ide/global-lmic-reports/master/AFG/projections.csv
https://raw.githubusercontent.com/mrc-ide/global-lmic-reports/master/AFG/projections.csv
https://raw.githubusercontent.com/mrc-ide/global-lmic-reports/master/AFG/projections.csv
https://raw.githubusercontent.com/mrc-ide/global-lmic-reports/master/AFG/projections.csv
https://raw.githubusercontent.com/mrc-ide/global-lmic-reports/master/AFG/projections.csv
https://raw.githubusercontent.com/mrc-ide/global-lmic-reports/master/AFG/projections.csv
https://raw.githubusercontent.com/mrc-ide/global-lmic-reports/master/AFG/projections.csv
https://raw.githubusercontent.com/mrc-ide/global-lmic-reports/master/AFG/projections.csv
https://raw.githubusercontent.com/mrc-ide/global-lmic-reports/master/AFG/projections.csv
https://raw.githubusercontent.com/mrc-ide/global-lmic-reports/master/AFG/projections.csv
https://raw.githubusercontent.com/mrc-ide/global-lmic-reports/master/AFG/projections.csv
https://raw.githubusercontent.com/mrc-ide/global-lmic-reports/master/AFG/projections.csv
https://raw.githubusercontent.com/mrc-ide/global-lmic-reports/master/AFG/projections.csv
https://raw.githubusercontent.com/mrc-ide/global-lmic-reports/master/AFG/projections.csv
https://raw.githubusercontent.com/mrc-ide/global-lmic-reports/master/AFG/projections.csv
https://raw.githubusercontent.com/mrc-ide/global-lmic-reports/master/AFG/projections.csv
https://raw.githubusercontent.com/mrc-ide/global-lmic-reports/master/AFG/projections.csv
https://raw.githubusercontent.com/mrc-ide/global-lmic-reports/master/AFG/projections.csv
https://raw.githubusercontent.com/mrc-ide/global-lmic-reports/master/AFG/projections.csv
https://raw.githubusercontent.com/mrc-ide/global-lmic-reports/master/AFG/projections.csv
https://raw.githubusercontent.com/mrc-ide/global-lmic-reports/master/AFG/projections.csv
https://raw.githubusercontent.com/mrc-ide/global-lmic-reports/master/AFG/projections.csv
https://raw.githubusercontent.com/mrc-ide/global-lmic-reports/master/AFG/projections.csv
https://raw.githubusercontent.com/mrc-ide/global-lmic-reports/master/AFG/projections.csv
https://raw.githubusercontent.com/mrc-ide/global-lmic-reports/master/AFG/projections.csv
https://raw.githubusercontent.com/mrc-ide/global-lmic-reports/master/AFG/projections.csv
https://raw.githubusercontent.com/mrc-ide/global-lmic-reports/master/AFG/projections.csv
https://raw.githubusercontent.com/mrc-ide/global-lmic-reports/master/AFG/projections.csv
https://raw.githubusercontent.com/mrc-ide/global-lmic-reports/master/AFG/projections.csv
https://raw.githubusercontent.com/mrc-ide/global-lmic-reports/master/AFG/projections.csv
https://raw.githubusercontent.com/mrc-ide/global-lmic-reports/master/AFG/projections.csv
https://raw.githubusercontent.com/mrc-ide/global-lmic-reports/master/AFG/projections.csv
https://raw.githubusercontent.com/mrc-ide/global-lmic-reports/master/AFG/projections.csv
https://raw.githubusercontent.com/mrc-ide/global-lmic-reports/master/AFG/projections.csv
https://raw.githubusercontent.com/mrc-ide/global-lmic-reports/master/AFG/projections.csv
https://raw.githubusercontent.com/mrc-ide/global-lmic-reports/master/AFG/projections.csv
https://raw.githubusercontent.com/mrc-ide/global-lmic-reports/master/AFG/projections.csv
https://raw.githubusercontent.com/mrc-ide/global-lmic-reports/master/AFG/projections.csv
https://raw.githubusercontent.com/mrc-ide/global-lmic-reports/master/AFG/projections.csv
https://raw.githubusercontent.com/mrc-ide/global-lmic-reports/master/AFG/projections.csv
https://raw.githubusercontent.com/mrc-ide/global-lmic-reports/master/AFG/projections.csv
https://raw.githubusercontent.com/mrc-ide/global-lmic-reports/master/AFG/projections.csv
https://raw.githubusercontent.com/mrc-ide/global-lmic-reports/master/AFG/projections.csv
https://raw.githubusercontent.com/mrc-ide/global-lmic-reports/master/AFG/projections.csv
https://raw.githubusercontent.com/mrc-ide/global-lmic-reports/master/AFG/projections.csv
https://raw.githubusercontent.com/mrc-ide/global-lmic-reports/master/AFG/projections.csv
https://raw.githubusercontent.com/mrc-ide/global-lmic-reports/master/AFG/projections.csv
https://raw.githubusercontent.com/mrc-ide/global-lmic-reports/master/AFG/projections.csv
https://raw.githubusercontent.com/mrc-ide/global-lmic-reports/master/AFG/projections.csv
https://raw.githubusercontent.com/mrc-ide/global-lmic-reports/master/AFG/projections.csv
https://raw.githubusercontent.com/mrc-ide/global-lmic-reports/master/AFG/projections.csv
https://raw.githubusercontent.com/mrc-ide/global-lmic-reports/master/AFG/projections.csv
https://raw.githubusercontent.com/mrc-ide/global-lmic-reports/master/AFG/projections.csv
https://raw.githubusercontent.com/mrc-ide/global-lmic-reports/master/AFG/projections.csv
https://raw.githubusercontent.com/mrc-ide/global-lmic-reports/master/AFG/projections.csv
https://raw.githubusercontent.com/mrc-ide/global-lmic-reports/master/AFG/projections.csv
https://raw.githubusercontent.com/mrc-ide/global-lmic-reports/master/AFG/projections.csv
https://raw.githubusercontent.com/mrc-ide/global-lmic-reports/master/AFG/projections.csv
https://raw.githubusercontent.com/mrc-ide/global-lmic-reports/master/AFG/projections.csv
https://raw.githubusercontent.com/mrc-ide/global-lmic-reports/master/AFG/projections.csv
https://raw.githubusercontent.com/mrc-ide/global-lmic-reports/master/AFG/projections.csv
https://raw.githubusercontent.com/mrc-ide/global-lmic-reports/master/AFG/projections.csv
https://raw.githubusercontent.com/mrc-ide/global-lmic-reports/master/AFG/projections.csv
https://raw.githubusercontent.com/mrc-ide/global-lmic-reports/master/AFG/projections.csv
https://raw.githubusercontent.com/mrc-ide/global-lmic-reports/master/AFG/projections.csv
https://raw.githubusercontent.com/mrc-ide/global-lmic-reports/master/AFG/projections.csv
https://raw.githubusercontent.com/mrc-ide/global-lmic-reports/master/AFG/projections.csv
https://raw.githubusercontent.com/mrc-ide/global-lmic-reports/master/AFG/projections.csv
https://raw.githubusercontent.com/mrc-ide/global-lmic-reports/master/AFG/projections.csv
https://raw.githubusercontent.com/mrc-ide/global-lmic-reports/master/AFG/projections.csv
https://raw.githubusercontent.com/mrc-ide/global-lmic-reports/master/AFG/projections.csv
https://raw.githubusercontent.com/mrc-ide/global-lmic-reports/master/AFG/projections.csv
https://raw.githubusercontent.com/mrc-ide/global-lmic-reports/master/AFG/projections.csv
https://raw.githubusercontent.com/mrc-ide/global-lmic-reports/master/AFG/projections.csv
https://raw.githubusercontent.com/mrc-ide/global-lmic-reports/master/AFG/projections.csv
https://raw.githubusercontent.com/mrc-ide/global-lmic-reports/master/AFG/projections.csv
https://raw.githubusercontent.com/mrc-ide/global-lmic-reports/master/AFG/projections.csv
https://raw.githubusercontent.com/mrc-ide/global-lmic-reports/master/AFG/projections.csv
https://raw.githubusercontent.com/mrc-ide/global-lmic-reports/master/AFG/projections.csv
https://raw.githubusercontent.com/mrc-ide/global-lmic-reports/master/AFG/projections.csv
https://raw.githubusercontent.com/mrc-ide/global-lmic-reports/master/AFG/projections.csv
https://raw.githubusercontent.com/mrc-ide/global-lmic-reports/master/AFG/projections.csv
https://raw.githubusercontent.com/mrc-ide/global-lmic-reports/master/AFG/projections.csv
https://raw.githubusercontent.com/mrc-ide/global-lmic-reports/master/AFG/projections.csv
https://raw.githubusercontent.com/mrc-ide/global-lmic-reports/master/AFG/projections.csv
https://raw.githubusercontent.com/mrc-ide/global-lmic-reports/master/AFG/projections.csv
https://raw.githubusercontent.com/mrc-ide/global-lmic-reports/master/AFG/projections.csv
https://raw.githubusercontent.com/mrc-ide/global-lmic-reports/master/AFG/projections.csv
https://raw.githubusercontent.com/mrc-ide/global-lmic-reports/master/AFG/projections.csv
https://raw.githubusercontent.com/mrc-ide/global-lmic-reports/master/AFG/projections.csv
https://raw.githubusercontent.com/mrc-ide/global-lmic-reports/master/AFG/projections.csv
https://raw.githubusercontent.com/mrc-ide/global-lmic-reports/master/AFG/projections.csv
https://raw.githubusercontent.com/mrc-ide/global-lmic-reports/master/AFG/projections.csv
https://raw.githubusercontent.com/mrc-ide/global-lmic-reports/master/AFG/projections.csv
https://raw.githubusercontent.com/mrc-ide/global-lmic-reports/master/AFG/projections.csv
https://raw.githubusercontent.com/mrc-ide/global-lmic-reports/master/AFG/projections.csv
https://raw.githubusercontent.com/mrc-ide/global-lmic-reports/master/AFG/projections.csv
https://raw.githubusercontent.com/mrc-ide/global-lmic-reports/master/AFG/projections.csv
https://raw.githubusercontent.com/mrc-ide/global-lmic-reports/master/AFG/projections.csv
https://raw.githubusercontent.com/mrc-ide/global-lmic-reports/master/AFG/projections.csv
https://raw.githubusercontent.com/mrc-ide/global-lmic-reports/master/AFG/projections.csv
https://raw.githubusercontent.com/mrc-ide/global-lmic-reports/master/AFG/projections.csv
https://raw.githubusercontent.com/mrc-ide/global-lmic-reports/master/AFG/projections.csv
https://raw.githubusercontent.com/mrc-ide/global-lmic-reports/master/AFG/projections.csv
https://raw.githubusercontent.com/mrc-ide/global-lmic-reports/master/AFG/projections.csv
https://raw.githubusercontent.com/mrc-ide/global-lmic-reports/master/AFG/projections.csv
https://raw.githubusercontent.com/mrc-ide/global-lmic-reports/master/AFG/projections.csv
https://raw.githubusercontent.com/mrc-ide/global-lmic-reports/master/AFG/projections.csv
https://raw.githubusercontent.com/mrc-ide/global-lmic-reports/master/AFG/projections.csv
https://raw.githubusercontent.com/mrc-ide/global-lmic-reports/master/AFG/projections.csv
https://raw.githubusercontent.com/mrc-ide/global-lmic-reports/master/AFG/projections.csv
https://raw.githubusercontent.com/mrc-ide/global-lmic-reports/master/AFG/projections.csv
https://raw.githubusercontent.com/mrc-ide/global-lmic-reports/master/AFG/projections.csv
https://raw.githubusercontent.com/mrc-ide/global-lmic-reports/master/AFG/projections.csv
https://raw.githubusercontent.com/mrc-ide/global-lmic-reports/master/AFG/projections.csv
https://raw.githubusercontent.com/mrc-ide/global-lmic-reports/master/AFG/projections.csv
https://raw.githubusercontent.com/mrc-ide/global-lmic-reports/master/AFG/projections.csv
https://raw.githubusercontent.com/mrc-ide/global-lmic-reports/master/AFG/projections.csv
https://raw.githubusercontent.com/mrc-ide/global-lmic-reports/master/AFG/projections.csv
https://raw.githubusercontent.com/mrc-ide/global-lmic-reports/master/AFG/projections.csv
https://raw.githubusercontent.com/mrc-ide/global-lmic-reports/master/AFG/projections.csv
https://raw.githubusercontent.com/mrc-ide/global-lmic-reports/master/AFG/projections.csv
https://raw.githubusercontent.com/mrc-ide/global-lmic-reports/master/AFG/projections.csv
https://raw.githubusercontent.com/mrc-ide/global-lmic-reports/master/AFG/projections.csv
https://raw.githubusercontent.com/mrc-ide/global-lmic-reports/master/AFG/projections.csv
https://raw.githubusercontent.com/mrc-ide/global-lmic-reports/master/AFG/projections.csv
https://raw.githubusercontent.com/mrc-ide/global-lmic-reports/master/AFG/projections.csv
https://raw.githubusercontent.com/mrc-ide/global-lmic-reports/master/AFG/projections.csv
https://raw.githubusercontent.com/mrc-ide/global-lmic-reports/master/AFG/projections.csv
https://raw.githubusercontent.com/mrc-ide/global-lmic-reports/master/AFG/projections.csv
https://raw.githubusercontent.com/mrc-ide/global-lmic-reports/master/AFG/projections.csv
https://raw.githubusercontent.com/mrc-ide/global-lmic-reports/master/AFG/projections.csv
https://raw.githubusercontent.com/mrc-ide/global-lmic-reports/master/AFG/projections.csv
https://raw.githubusercontent.com/mrc-ide/global-lmic-reports/master/AFG/projections.csv
https://raw.githubusercontent.com/mrc-ide/global-lmic-reports/master/AFG/projections.csv
https://raw.githubusercontent.com/mrc-ide/global-lmic-reports/master/AFG/projections.csv
https://raw.githubusercontent.com/mrc-ide/global-lmic-reports/master/AFG/projections.csv
https://raw.githubusercontent.com/mrc-ide/global-lmic-reports/master/AFG/projections.csv
https://raw.githubusercontent.com/mrc-ide/global-lmic-reports/master/AFG/projections.csv
https://raw.githubusercontent.com/mrc-ide/global-lmic-reports/master/AFG/projections.csv
https://raw.githubusercontent.com/mrc-ide/global-lmic-reports/master/AFG/projections.csv
https://raw.githubusercontent.com/mrc-ide/global-lmic-reports/master/AFG/projections.csv
https://raw.githubusercontent.com/mrc-ide/global-lmic-reports/master/AFG/projections.csv
https://raw.githubusercontent.com/mrc-ide/global-lmic-reports/master/AFG/projections.csv
https://raw.githubusercontent.com/mrc-ide/global-lmic-reports/master/AFG/projections.csv
https://raw.githubusercontent.com/mrc-ide/global-lmic-reports/master/AFG/projections.csv
https://raw.githubusercontent.com/mrc-ide/global-lmic-reports/master/AFG/projections.csv
https://raw.githubusercontent.com/mrc-ide/global-lmic-reports/master/AFG/projections.csv
https://raw.githubusercontent.com/mrc-ide/global-lmic-reports/master/AFG/projections.csv
https://raw.githubusercontent.com/mrc-ide/global-lmic-reports/master/AFG/projections.csv
https://raw.githubusercontent.com/mrc-ide/global-lmic-reports/master/AFG/projections.csv
https://raw.githubusercontent.com/mrc-ide/global-lmic-reports/master/AFG/projections.csv
https://raw.githubusercontent.com/mrc-ide/global-lmic-reports/master/AFG/projections.csv
https://raw.githubusercontent.com/mrc-ide/global-lmic-reports/master/AFG/projections.csv
https://raw.githubusercontent.com/mrc-ide/global-lmic-reports/master/AFG/projections.csv
https://raw.githubusercontent.com/mrc-ide/global-lmic-reports/master/AFG/projections.csv
https://raw.githubusercontent.com/mrc-ide/global-lmic-reports/master/AFG/projections.csv
https://raw.githubusercontent.com/mrc-ide/global-lmic-reports/master/AFG/projections.csv
https://raw.githubusercontent.com/mrc-ide/global-lmic-reports/master/AFG/projections.csv
https://raw.githubusercontent.com/mrc-ide/global-lmic-reports/master/AFG/projections.csv
https://raw.githubusercontent.com/mrc-ide/global-lmic-reports/master/AFG/projections.csv
https://raw.githubusercontent.com/mrc-ide/global-lmic-reports/master/AFG/projections.csv
https://raw.githubusercontent.com/mrc-ide/global-lmic-reports/master/AFG/projections.csv
https://raw.githubusercontent.com/mrc-ide/global-lmic-reports/master/AFG/projections.csv
https://raw.githubusercontent.com/mrc-ide/global-lmic-reports/master/AFG/projections.csv
https://raw.githubusercontent.com/mrc-ide/global-lmic-reports/master/AFG/projections.csv
https://raw.githubusercontent.com/mrc-ide/global-lmic-reports/master/AFG/projections.csv
https://raw.githubusercontent.com/mrc-ide/global-lmic-reports/master/AFG/projections.csv
https://raw.githubusercontent.com/mrc-ide/global-lmic-reports/master/AFG/projections.csv
https://raw.githubusercontent.com/mrc-ide/global-lmic-reports/master/AFG/projections.csv
https://raw.githubusercontent.com/mrc-ide/global-lmic-reports/master/AFG/projections.csv
https://raw.githubusercontent.com/mrc-ide/global-lmic-reports/master/AFG/projections.csv
https://raw.githubusercontent.com/mrc-ide/global-lmic-reports/master/AFG/projections.csv
https://raw.githubusercontent.com/mrc-ide/global-lmic-reports/master/AFG/projections.csv
https://raw.githubusercontent.com/mrc-ide/global-lmic-reports/master/AFG/projections.csv
https://raw.githubusercontent.com/mrc-ide/global-lmic-reports/master/AFG/projections.csv
https://raw.githubusercontent.com/mrc-ide/global-lmic-reports/master/AFG/projections.csv
https://raw.githubusercontent.com/mrc-ide/global-lmic-reports/master/AFG/projections.csv
https://raw.githubusercontent.com/mrc-ide/global-lmic-reports/master/AFG/projections.csv
https://raw.githubusercontent.com/mrc-ide/global-lmic-reports/master/AFG/projections.csv
https://raw.githubusercontent.com/mrc-ide/global-lmic-reports/master/AFG/projections.csv
https://raw.githubusercontent.com/mrc-ide/global-lmic-reports/master/AFG/projections.csv
https://raw.githubusercontent.com/mrc-ide/global-lmic-reports/master/AFG/projections.csv
https://raw.githubusercontent.com/mrc-ide/global-lmic-reports/master/AFG/projections.csv
https://raw.githubusercontent.com/mrc-ide/global-lmic-reports/master/AFG/projections.csv
https://raw.githubusercontent.com/mrc-ide/global-lmic-reports/master/AFG/projections.csv
https://raw.githubusercontent.com/mrc-ide/global-lmic-reports/master/AFG/projections.csv
https://raw.githubusercontent.com/mrc-ide/global-lmic-reports/master/AFG/projections.csv
https://raw.githubusercontent.com/mrc-ide/global-lmic-reports/master/AFG/projections.csv
https://raw.githubusercontent.com/mrc-ide/global-lmic-reports/master/AFG/projections.csv
https://raw.githubusercontent.com/mrc-ide/global-lmic-reports/master/AFG/projections.csv
https://raw.githubusercontent.com/mrc-ide/global-lmic-reports/master/AFG/projections.csv
https://raw.githubusercontent.com/mrc-ide/global-lmic-reports/master/AFG/projections.csv
https://raw.githubusercontent.com/mrc-ide/global-lmic-reports/master/AFG/projections.csv
https://raw.githubusercontent.com/mrc-ide/global-lmic-reports/master/AFG/projections.csv
https://raw.githubusercontent.com/mrc-ide/global-lmic-reports/master/AFG/projections.csv
https://raw.githubusercontent.com/mrc-ide/global-lmic-reports/master/AFG/projections.csv
https://raw.githubusercontent.com/mrc-ide/global-lmic-reports/master/AFG/projections.csv
https://raw.githubusercontent.com/mrc-ide/global-lmic-reports/master/AFG/projections.csv
https://raw.githubusercontent.com/mrc-ide/global-lmic-reports/master/AFG/projections.csv
https://raw.githubusercontent.com/mrc-ide/global-lmic-reports/master/AFG/projections.csv
https://raw.githubusercontent.com/mrc-ide/global-lmic-reports/master/AFG/projections.csv
https://raw.githubusercontent.com/mrc-ide/global-lmic-reports/master/AFG/projections.csv
https://raw.githubusercontent.com/mrc-ide/global-lmic-reports/master/AFG/projections.csv
https://raw.githubusercontent.com/mrc-ide/global-lmic-reports/master/AFG/projections.csv
https://raw.githubusercontent.com/mrc-ide/global-lmic-reports/master/AFG/projections.csv
https://raw.githubusercontent.com/mrc-ide/global-lmic-reports/master/AFG/projections.csv
https://raw.githubusercontent.com/mrc-ide/global-lmic-reports/master/AFG/projections.csv
https://raw.githubusercontent.com/mrc-ide/global-lmic-reports/master/AFG/projections.csv
https://raw.githubusercontent.com/mrc-ide/global-lmic-reports/master/AFG/projections.csv
https://raw.githubusercontent.com/mrc-ide/global-lmic-reports/master/AFG/projections.csv
https://raw.githubusercontent.com/mrc-ide/global-lmic-reports/master/AFG/projections.csv
https://raw.githubusercontent.com/mrc-ide/global-lmic-reports/master/AFG/projections.csv
https://raw.githubusercontent.com/mrc-ide/global-lmic-reports/master/AFG/projections.csv
https://raw.githubusercontent.com/mrc-ide/global-lmic-reports/master/AFG/projections.csv
https://raw.githubusercontent.com/mrc-ide/global-lmic-reports/master/AFG/projections.csv
https://raw.githubusercontent.com/mrc-ide/global-lmic-reports/master/AFG/projections.csv
https://raw.githubusercontent.com/mrc-ide/global-lmic-reports/master/AFG/projections.csv
https://raw.githubusercontent.com/mrc-ide/global-lmic-reports/master/AFG/projections.csv
https://raw.githubusercontent.com/mrc-ide/global-lmic-reports/master/AFG/projections.csv
https://raw.githubusercontent.com/mrc-ide/global-lmic-reports/master/AFG/projections.csv
https://raw.githubusercontent.com/mrc-ide/global-lmic-reports/master/AFG/projections.csv
https://raw.githubusercontent.com/mrc-ide/global-lmic-reports/master/AFG/projections.csv
https://raw.githubusercontent.com/mrc-ide/global-lmic-reports/master/AFG/projections.csv
https://raw.githubusercontent.com/mrc-ide/global-lmic-reports/master/AFG/projections.csv
https://raw.githubusercontent.com/mrc-ide/global-lmic-reports/master/AFG/projections.csv
https://raw.githubusercontent.com/mrc-ide/global-lmic-reports/master/AFG/projections.csv
https://raw.githubusercontent.com/mrc-ide/global-lmic-reports/master/AFG/projections.csv
https://raw.githubusercontent.com/mrc-ide/global-lmic-reports/master/AFG/projections.csv
https://raw.githubusercontent.com/mrc-ide/global-lmic-reports/master/AFG/projections.csv
https://raw.githubusercontent.com/mrc-ide/global-lmic-reports/master/AFG/projections.csv
https://raw.githubusercontent.com/mrc-ide/global-lmic-reports/master/AFG/projections.csv
https://raw.githubusercontent.com/mrc-ide/global-lmic-reports/master/AFG/projections.csv
https://raw.githubusercontent.com/mrc-ide/global-lmic-reports/master/AFG/projections.csv
https://raw.githubusercontent.com/mrc-ide/global-lmic-reports/master/AFG/projections.csv
https://raw.githubusercontent.com/mrc-ide/global-lmic-reports/master/AFG/projections.csv
https://raw.githubusercontent.com/mrc-ide/global-lmic-reports/master/AFG/projections.csv
https://raw.githubusercontent.com/mrc-ide/global-lmic-reports/master/AFG/projections.csv
https://raw.githubusercontent.com/mrc-ide/global-lmic-reports/master/AFG/projections.csv
https://raw.githubusercontent.com/mrc-ide/global-lmic-reports/master/AFG/projections.csv
https://raw.githubusercontent.com/mrc-ide/global-lmic-reports/master/AFG/projections.csv
https://raw.githubusercontent.com/mrc-ide/global-lmic-reports/master/AFG/projections.csv
https://raw.githubusercontent.com/mrc-ide/global-lmic-reports/master/AFG/projections.csv
https://raw.githubusercontent.com/mrc-ide/global-lmic-reports/master/AFG/projections.csv
https://raw.githubusercontent.com/mrc-ide/global-lmic-reports/master/AFG/projections.csv
https://raw.githubusercontent.com/mrc-ide/global-lmic-reports/master/AFG/projections.csv
https://raw.githubusercontent.com/mrc-ide/global-lmic-reports/master/AFG/projections.csv
https://raw.githubusercontent.com/mrc-ide/global-lmic-reports/master/AFG/projections.csv
https://raw.githubusercontent.com/mrc-ide/global-lmic-reports/master/AFG/projections.csv
https://raw.githubusercontent.com/mrc-ide/global-lmic-reports/master/AFG/projections.csv
https://raw.githubusercontent.com/mrc-ide/global-lmic-reports/master/AFG/projections.csv
https://raw.githubusercontent.com/mrc-ide/global-lmic-reports/master/AFG/projections.csv
https://raw.githubusercontent.com/mrc-ide/global-lmic-reports/master/AFG/projections.csv
https://raw.githubusercontent.com/mrc-ide/global-lmic-reports/master/AFG/projections.csv
https://raw.githubusercontent.com/mrc-ide/global-lmic-reports/master/AFG/projections.csv
https://raw.githubusercontent.com/mrc-ide/global-lmic-reports/master/AFG/projections.csv
https://raw.githubusercontent.com/mrc-ide/global-lmic-reports/master/AFG/projections.csv
https://raw.githubusercontent.com/mrc-ide/global-lmic-reports/master/AFG/projections.csv
https://raw.githubusercontent.com/mrc-ide/global-lmic-reports/master/AFG/projections.csv
https://raw.githubusercontent.com/mrc-ide/global-lmic-reports/master/AFG/projections.csv
https://raw.githubusercontent.com/mrc-ide/global-lmic-reports/master/AFG/projections.csv
https://raw.githubusercontent.com/mrc-ide/global-lmic-reports/master/AFG/projections.csv
https://raw.githubusercontent.com/mrc-ide/global-lmic-reports/master/AFG/projections.csv
https://raw.githubusercontent.com/mrc-ide/global-lmic-reports/master/AFG/projections.csv
https://raw.githubusercontent.com/mrc-ide/global-lmic-reports/master/AFG/projections.csv
https://raw.githubusercontent.com/mrc-ide/global-lmic-reports/master/AFG/projections.csv
https://raw.githubusercontent.com/mrc-ide/global-lmic-reports/master/AFG/projections.csv
https://raw.githubusercontent.com/mrc-ide/global-lmic-reports/master/AFG/projections.csv
https://raw.githubusercontent.com/mrc-ide/global-lmic-reports/master/AFG/projections.csv
https://raw.githubusercontent.com/mrc-ide/global-lmic-reports/master/AFG/projections.csv
https://raw.githubusercontent.com/mrc-ide/global-lmic-reports/master/AFG/projections.csv
https://raw.githubusercontent.com/mrc-ide/global-lmic-reports/master/AFG/projections.csv
https://raw.githubusercontent.com/mrc-ide/global-lmic-reports/master/AFG/projections.csv
https://raw.githubusercontent.com/mrc-ide/global-lmic-reports/master/AFG/projections.csv
https://raw.githubusercontent.com/mrc-ide/global-lmic-reports/master/AFG/projections.csv
https://raw.githubusercontent.com/mrc-ide/global-lmic-reports/master/AFG/projections.csv
https://raw.githubusercontent.com/mrc-ide/global-lmic-reports/master/AFG/projections.csv
https://raw.githubusercontent.com/mrc-ide/global-lmic-reports/master/AFG/projections.csv
https://raw.githubusercontent.com/mrc-ide/global-lmic-reports/master/AFG/projections.csv
https://raw.githubusercontent.com/mrc-ide/global-lmic-reports/master/AFG/projections.csv
https://raw.githubusercontent.com/mrc-ide/global-lmic-reports/master/AFG/projections.csv
https://raw.githubusercontent.com/mrc-ide/global-lmic-reports/master/AFG/projections.csv
https://raw.githubusercontent.com/mrc-ide/global-lmic-reports/master/AFG/projections.csv
https://raw.githubusercontent.com/mrc-ide/global-lmic-reports/master/AFG/projections.csv
https://raw.githubusercontent.com/mrc-ide/global-lmic-reports/master/AFG/projections.csv
https://raw.githubusercontent.com/mrc-ide/global-lmic-reports/master/AFG/projections.csv
https://raw.githubusercontent.com/mrc-ide/global-lmic-reports/master/AFG/projections.csv
https://raw.githubusercontent.com/mrc-ide/global-lmic-reports/master/AFG/projections.csv
https://raw.githubusercontent.com/mrc-ide/global-lmic-reports/master/AFG/projections.csv
https://raw.githubusercontent.com/mrc-ide/global-lmic-reports/master/AFG/projections.csv
https://raw.githubusercontent.com/mrc-ide/global-lmic-reports/master/AFG/projections.csv
https://raw.githubusercontent.com/mrc-ide/global-lmic-reports/master/AFG/projections.csv
https://raw.githubusercontent.com/mrc-ide/global-lmic-reports/master/AFG/projections.csv
https://raw.githubusercontent.com/mrc-ide/global-lmic-reports/master/AFG/projections.csv
https://raw.githubusercontent.com/mrc-ide/global-lmic-reports/master/AFG/projections.csv
https://raw.githubusercontent.com/mrc-ide/global-lmic-reports/master/AFG/projections.csv
https://raw.githubusercontent.com/mrc-ide/global-lmic-reports/master/AFG/projections.csv
https://raw.githubusercontent.com/mrc-ide/global-lmic-reports/master/AFG/projections.csv
https://raw.githubusercontent.com/mrc-ide/global-lmic-reports/master/AFG/projections.csv
https://raw.githubusercontent.com/mrc-ide/global-lmic-reports/master/AFG/projections.csv
https://raw.githubusercontent.com/mrc-ide/global-lmic-reports/master/AFG/projections.csv
https://raw.githubusercontent.com/mrc-ide/global-lmic-reports/master/AFG/projections.csv
https://raw.githubusercontent.com/mrc-ide/global-lmic-reports/master/AFG/projections.csv
https://raw.githubusercontent.com/mrc-ide/global-lmic-reports/master/AFG/projections.csv
https://raw.githubusercontent.com/mrc-ide/global-lmic-reports/master/AFG/projections.csv
https://raw.githubusercontent.com/mrc-ide/global-lmic-reports/master/AFG/projections.csv
https://raw.githubusercontent.com/mrc-ide/global-lmic-reports/master/AFG/projections.csv
https://raw.githubusercontent.com/mrc-ide/global-lmic-reports/master/AFG/projections.csv
https://raw.githubusercontent.com/mrc-ide/global-lmic-reports/master/AFG/projections.csv
https://raw.githubusercontent.com/mrc-ide/global-lmic-reports/master/AFG/projections.csv
https://raw.githubusercontent.com/mrc-ide/global-lmic-reports/master/AFG/projections.csv
https://raw.githubusercontent.com/mrc-ide/global-lmic-reports/master/AFG/projections.csv
https://raw.githubusercontent.com/mrc-ide/global-lmic-reports/master/AFG/projections.csv
https://raw.githubusercontent.com/mrc-ide/global-lmic-reports/master/AFG/projections.csv
https://raw.githubusercontent.com/mrc-ide/global-lmic-reports/master/AFG/projections.csv
https://raw.githubusercontent.com/mrc-ide/global-lmic-reports/master/AFG/projections.csv
https://raw.githubusercontent.com/mrc-ide/global-lmic-reports/master/AFG/projections.csv
https://raw.githubusercontent.com/mrc-ide/global-lmic-reports/master/AFG/projections.csv
https://raw.githubusercontent.com/mrc-ide/global-lmic-reports/master/AFG/projections.csv
https://raw.githubusercontent.com/mrc-ide/global-lmic-reports/master/AFG/projections.csv
https://raw.githubusercontent.com/mrc-ide/global-lmic-reports/master/AFG/projections.csv
https://raw.githubusercontent.com/mrc-ide/global-lmic-reports/master/AFG/projections.csv
https://raw.githubusercontent.com/mrc-ide/global-lmic-reports/master/AFG/projections.csv
https://raw.githubusercontent.com/mrc-ide/global-lmic-reports/master/AFG/projections.csv
https://raw.githubusercontent.com/mrc-ide/global-lmic-reports/master/AFG/projections.csv
https://raw.githubusercontent.com/mrc-ide/global-lmic-reports/master/AFG/projections.csv
https://raw.githubusercontent.com/mrc-ide/global-lmic-reports/master/AFG/projections.csv
https://raw.githubusercontent.com/mrc-ide/global-lmic-reports/master/AFG/projections.csv
https://raw.githubusercontent.com/mrc-ide/global-lmic-reports/master/AFG/projections.csv
https://raw.githubusercontent.com/mrc-ide/global-lmic-reports/master/AFG/projections.csv
https://raw.githubusercontent.com/mrc-ide/global-lmic-reports/master/AFG/projections.csv
https://raw.githubusercontent.com/mrc-ide/global-lmic-reports/master/AFG/projections.csv
https://raw.githubusercontent.com/mrc-ide/global-lmic-reports/master/AFG/projections.csv
https://raw.githubusercontent.com/mrc-ide/global-lmic-reports/master/AFG/projections.csv
https://raw.githubusercontent.com/mrc-ide/global-lmic-reports/master/AFG/projections.csv
https://raw.githubusercontent.com/mrc-ide/global-lmic-reports/master/AFG/projections.csv
https://raw.githubusercontent.com/mrc-ide/global-lmic-reports/master/AFG/projections.csv
https://raw.githubusercontent.com/mrc-ide/global-lmic-reports/master/AFG/projections.csv
https://raw.githubusercontent.com/mrc-ide/global-lmic-reports/master/AFG/projections.csv
https://raw.githubusercontent.com/mrc-ide/global-lmic-reports/master/AFG/projections.csv
https://raw.githubusercontent.com/mrc-ide/global-lmic-reports/master/AFG/projections.csv
https://raw.githubusercontent.com/mrc-ide/global-lmic-reports/master/AFG/projections.csv
https://raw.githubusercontent.com/mrc-ide/global-lmic-reports/master/AFG/projections.csv
https://raw.githubusercontent.com/mrc-ide/global-lmic-reports/master/AFG/projections.csv
https://raw.githubusercontent.com/mrc-ide/global-lmic-reports/master/AFG/projections.csv
https://raw.githubusercontent.com/mrc-ide/global-lmic-reports/master/AFG/projections.csv
https://raw.githubusercontent.com/mrc-ide/global-lmic-reports/master/AFG/projections.csv
https://raw.githubusercontent.com/mrc-ide/global-lmic-reports/master/AFG/projections.csv
https://raw.githubusercontent.com/mrc-ide/global-lmic-reports/master/AFG/projections.csv
https://raw.githubusercontent.com/mrc-ide/global-lmic-reports/master/AFG/projections.csv
https://raw.githubusercontent.com/mrc-ide/global-lmic-reports/master/AFG/projections.csv
https://raw.githubusercontent.com/mrc-ide/global-lmic-reports/master/AFG/projections.csv
https://raw.githubusercontent.com/mrc-ide/global-lmic-reports/master/AFG/projections.csv
https://raw.githubusercontent.com/mrc-ide/global-lmic-reports/master/AFG/projections.csv
https://raw.githubusercontent.com/mrc-ide/global-lmic-reports/master/AFG/projections.csv
https://raw.githubusercontent.com/mrc-ide/global-lmic-reports/master/AFG/projections.csv
https://raw.githubusercontent.com/mrc-ide/global-lmic-reports/master/AFG/projections.csv
https://raw.githubusercontent.com/mrc-ide/global-lmic-reports/master/AFG/projections.csv
https://raw.githubusercontent.com/mrc-ide/global-lmic-reports/master/AFG/projections.csv
https://raw.githubusercontent.com/mrc-ide/global-lmic-reports/master/AFG/projections.csv
https://raw.githubusercontent.com/mrc-ide/global-lmic-reports/master/AFG/projections.csv
https://raw.githubusercontent.com/mrc-ide/global-lmic-reports/master/AFG/projections.csv
https://raw.githubusercontent.com/mrc-ide/global-lmic-reports/master/AFG/projections.csv
https://raw.githubusercontent.com/mrc-ide/global-lmic-reports/master/AFG/projections.csv
https://raw.githubusercontent.com/mrc-ide/global-lmic-reports/master/AFG/projections.csv
https://raw.githubusercontent.com/mrc-ide/global-lmic-reports/master/AFG/projections.csv
https://raw.githubusercontent.com/mrc-ide/global-lmic-reports/master/AFG/projections.csv
https://raw.githubusercontent.com/mrc-ide/global-lmic-reports/master/AFG/projections.csv
https://raw.githubusercontent.com/mrc-ide/global-lmic-reports/master/AFG/projections.csv
https://raw.githubusercontent.com/mrc-ide/global-lmic-reports/master/AFG/projections.csv
https://raw.githubusercontent.com/mrc-ide/global-lmic-reports/master/AFG/projections.csv
https://raw.githubusercontent.com/mrc-ide/global-lmic-reports/master/AFG/projections.csv
https://raw.githubusercontent.com/mrc-ide/global-lmic-reports/master/AFG/projections.csv
https://raw.githubusercontent.com/mrc-ide/global-lmic-reports/master/AFG/projections.csv
https://raw.githubusercontent.com/mrc-ide/global-lmic-reports/master/AFG/projections.csv
https://raw.githubusercontent.com/mrc-ide/global-lmic-reports/master/AFG/projections.csv
https://raw.githubusercontent.com/mrc-ide/global-lmic-reports/master/AFG/projections.csv
https://raw.githubusercontent.com/mrc-ide/global-lmic-reports/master/AFG/projections.csv
https://raw.githubusercontent.com/mrc-ide/global-lmic-reports/master/AFG/projections.csv
https://raw.githubusercontent.com/mrc-ide/global-lmic-reports/master/AFG/projections.csv
https://raw.githubusercontent.com/mrc-ide/global-lmic-reports/master/AFG/projections.csv
https://raw.githubusercontent.com/mrc-ide/global-lmic-reports/master/AFG/projections.csv
https://raw.githubusercontent.com/mrc-ide/global-lmic-reports/master/AFG/projections.csv
https://raw.githubusercontent.com/mrc-ide/global-lmic-reports/master/AFG/projections.csv
https://raw.githubusercontent.com/mrc-ide/global-lmic-reports/master/AFG/projections.csv
https://raw.githubusercontent.com/mrc-ide/global-lmic-reports/master/AFG/projections.csv
https://raw.githubusercontent.com/mrc-ide/global-lmic-reports/master/AFG/projections.csv
https://raw.githubusercontent.com/mrc-ide/global-lmic-reports/master/AFG/projections.csv
https://raw.githubusercontent.com/mrc-ide/global-lmic-reports/master/AFG/projections.csv
https://raw.githubusercontent.com/mrc-ide/global-lmic-reports/master/AFG/projections.csv
https://raw.githubusercontent.com/mrc-ide/global-lmic-reports/master/AFG/projections.csv
https://raw.githubusercontent.com/mrc-ide/global-lmic-reports/master/AFG/projections.csv
https://raw.githubusercontent.com/mrc-ide/global-lmic-reports/master/AFG/projections.csv
https://raw.githubusercontent.com/mrc-ide/global-lmic-reports/master/AFG/projections.csv
https://raw.githubusercontent.com/mrc-ide/global-lmic-reports/master/AFG/projections.csv
https://raw.githubusercontent.com/mrc-ide/global-lmic-reports/master/AFG/projections.csv
https://raw.githubusercontent.com/mrc-ide/global-lmic-reports/master/AFG/projections.csv
https://raw.githubusercontent.com/mrc-ide/global-lmic-reports/master/AFG/projections.csv
https://raw.githubusercontent.com/mrc-ide/global-lmic-reports/master/AFG/projections.csv
https://raw.githubusercontent.com/mrc-ide/global-lmic-reports/master/AFG/projections.csv
https://raw.githubusercontent.com/mrc-ide/global-lmic-reports/master/AFG/projections.csv
https://raw.githubusercontent.com/mrc-ide/global-lmic-reports/master/AFG/projections.csv
https://raw.githubusercontent.com/mrc-ide/global-lmic-reports/master/AFG/projections.csv
https://raw.githubusercontent.com/mrc-ide/global-lmic-reports/master/AFG/projections.csv
https://raw.githubusercontent.com/mrc-ide/global-lmic-reports/master/AFG/projections.csv
https://raw.githubusercontent.com/mrc-ide/global-lmic-reports/master/AFG/projections.csv
https://raw.githubusercontent.com/mrc-ide/global-lmic-reports/master/AFG/projections.csv
https://raw.githubusercontent.com/mrc-ide/global-lmic-reports/master/AFG/projections.csv
https://raw.githubusercontent.com/mrc-ide/global-lmic-reports/master/AFG/projections.csv
https://raw.githubusercontent.com/mrc-ide/global-lmic-reports/master/AFG/projections.csv
https://raw.githubusercontent.com/mrc-ide/global-lmic-reports/master/AFG/projections.csv
https://raw.githubusercontent.com/mrc-ide/global-lmic-reports/master/AFG/projections.csv
https://raw.githubusercontent.com/mrc-ide/global-lmic-reports/master/AFG/projections.csv
https://raw.githubusercontent.com/mrc-ide/global-lmic-reports/master/AFG/projections.csv
https://raw.githubusercontent.com/mrc-ide/global-lmic-reports/master/AFG/projections.csv
https://raw.githubusercontent.com/mrc-ide/global-lmic-reports/master/AFG/projections.csv
https://raw.githubusercontent.com/mrc-ide/global-lmic-reports/master/AFG/projections.csv
https://raw.githubusercontent.com/mrc-ide/global-lmic-reports/master/AFG/projections.csv
https://raw.githubusercontent.com/mrc-ide/global-lmic-reports/master/AFG/projections.csv
https://raw.githubusercontent.com/mrc-ide/global-lmic-reports/master/AFG/projections.csv
https://raw.githubusercontent.com/mrc-ide/global-lmic-reports/master/AFG/projections.csv
https://raw.githubusercontent.com/mrc-ide/global-lmic-reports/master/AFG/projections.csv
https://raw.githubusercontent.com/mrc-ide/global-lmic-reports/master/AFG/projections.csv
https://raw.githubusercontent.com/mrc-ide/global-lmic-reports/master/AFG/projections.csv
https://raw.githubusercontent.com/mrc-ide/global-lmic-reports/master/AFG/projections.csv
https://raw.githubusercontent.com/mrc-ide/global-lmic-reports/master/AFG/projections.csv
https://raw.githubusercontent.com/mrc-ide/global-lmic-reports/master/AFG/projections.csv
https://raw.githubusercontent.com/mrc-ide/global-lmic-reports/master/AFG/projections.csv
https://raw.githubusercontent.com/mrc-ide/global-lmic-reports/master/AFG/projections.csv
https://raw.githubusercontent.com/mrc-ide/global-lmic-reports/master/AFG/projections.csv
https://raw.githubusercontent.com/mrc-ide/global-lmic-reports/master/AFG/projections.csv
https://raw.githubusercontent.com/mrc-ide/global-lmic-reports/master/AFG/projections.csv
https://raw.githubusercontent.com/mrc-ide/global-lmic-reports/master/AFG/projections.csv
https://raw.githubusercontent.com/mrc-ide/global-lmic-reports/master/AFG/projections.csv
https://raw.githubusercontent.com/mrc-ide/global-lmic-reports/master/AFG/projections.csv
https://raw.githubusercontent.com/mrc-ide/global-lmic-reports/master/AFG/projections.csv
https://raw.githubusercontent.com/mrc-ide/global-lmic-reports/master/AFG/projections.csv
https://raw.githubusercontent.com/mrc-ide/global-lmic-reports/master/AFG/projections.csv
https://raw.githubusercontent.com/mrc-ide/global-lmic-reports/master/AFG/projections.csv
https://raw.githubusercontent.com/mrc-ide/global-lmic-reports/master/AFG/projections.csv
https://raw.githubusercontent.com/mrc-ide/global-lmic-reports/master/AFG/projections.csv
https://raw.githubusercontent.com/mrc-ide/global-lmic-reports/master/AFG/projections.csv
https://raw.githubusercontent.com/mrc-ide/global-lmic-reports/master/AFG/projections.csv
https://raw.githubusercontent.com/mrc-ide/global-lmic-reports/master/AFG/projections.csv
https://raw.githubusercontent.com/mrc-ide/global-lmic-reports/master/AFG/projections.csv
https://raw.githubusercontent.com/mrc-ide/global-lmic-reports/master/AFG/projections.csv
https://raw.githubusercontent.com/mrc-ide/global-lmic-reports/master/AFG/projections.csv
https://raw.githubusercontent.com/mrc-ide/global-lmic-reports/master/AFG/projections.csv
https://raw.githubusercontent.com/mrc-ide/global-lmic-reports/master/AFG/projections.csv
https://raw.githubusercontent.com/mrc-ide/global-lmic-reports/master/AFG/projections.csv
https://raw.githubusercontent.com/mrc-ide/global-lmic-reports/master/AFG/projections.csv
https://raw.githubusercontent.com/mrc-ide/global-lmic-reports/master/AFG/projections.csv
https://raw.githubusercontent.com/mrc-ide/global-lmic-reports/master/AFG/projections.csv
https://raw.githubusercontent.com/mrc-ide/global-lmic-reports/master/AFG/projections.csv
https://raw.githubusercontent.com/mrc-ide/global-lmic-reports/master/AFG/projections.csv
https://raw.githubusercontent.com/mrc-ide/global-lmic-reports/master/AFG/projections.csv
https://raw.githubusercontent.com/mrc-ide/global-lmic-reports/master/AFG/projections.csv
https://raw.githubusercontent.com/mrc-ide/global-lmic-reports/master/AFG/projections.csv
https://raw.githubusercontent.com/mrc-ide/global-lmic-reports/master/AFG/projections.csv
https://raw.githubusercontent.com/mrc-ide/global-lmic-reports/master/AFG/projections.csv
https://raw.githubusercontent.com/mrc-ide/global-lmic-reports/master/AFG/projections.csv
https://raw.githubusercontent.com/mrc-ide/global-lmic-reports/master/AFG/projections.csv
https://raw.githubusercontent.com/mrc-ide/global-lmic-reports/master/AFG/projections.csv
https://raw.githubusercontent.com/mrc-ide/global-lmic-reports/master/AFG/projections.csv
https://raw.githubusercontent.com/mrc-ide/global-lmic-reports/master/AFG/projections.csv
https://raw.githubusercontent.com/mrc-ide/global-lmic-reports/master/AFG/projections.csv
https://raw.githubusercontent.com/mrc-ide/global-lmic-reports/master/AFG/projections.csv
https://raw.githubusercontent.com/mrc-ide/global-lmic-reports/master/AFG/projections.csv
https://raw.githubusercontent.com/mrc-ide/global-lmic-reports/master/AFG/projections.csv
https://raw.githubusercontent.com/mrc-ide/global-lmic-reports/master/AFG/projections.csv
https://raw.githubusercontent.com/mrc-ide/global-lmic-reports/master/AFG/projections.csv
https://raw.githubusercontent.com/mrc-ide/global-lmic-reports/master/AFG/projections.csv
https://raw.githubusercontent.com/mrc-ide/global-lmic-reports/master/AFG/projections.csv
https://raw.githubusercontent.com/mrc-ide/global-lmic-reports/master/AFG/projections.csv
https://raw.githubusercontent.com/mrc-ide/global-lmic-reports/master/AFG/projections.csv
https://raw.githubusercontent.com/mrc-ide/global-lmic-reports/master/AFG/projections.csv
https://raw.githubusercontent.com/mrc-ide/global-lmic-reports/master/AFG/projections.csv
https://raw.githubusercontent.com/mrc-ide/global-lmic-reports/master/AFG/projections.csv
https://raw.githubusercontent.com/mrc-ide/global-lmic-reports/master/AFG/projections.csv
https://raw.githubusercontent.com/mrc-ide/global-lmic-reports/master/AFG/projections.csv
https://raw.githubusercontent.com/mrc-ide/global-lmic-reports/master/AFG/projections.csv
https://raw.githubusercontent.com/mrc-ide/global-lmic-reports/master/AFG/projections.csv
https://raw.githubusercontent.com/mrc-ide/global-lmic-reports/master/AFG/projections.csv
https://raw.githubusercontent.com/mrc-ide/global-lmic-reports/master/AFG/projections.csv
https://raw.githubusercontent.com/mrc-ide/global-lmic-reports/master/AFG/projections.csv
https://raw.githubusercontent.com/mrc-ide/global-lmic-reports/master/AFG/projections.csv
https://raw.githubusercontent.com/mrc-ide/global-lmic-reports/master/AFG/projections.csv
https://raw.githubusercontent.com/mrc-ide/global-lmic-reports/master/AFG/projections.csv
https://raw.githubusercontent.com/mrc-ide/global-lmic-reports/master/AFG/projections.csv
https://raw.githubusercontent.com/mrc-ide/global-lmic-reports/master/AFG/projections.csv
https://raw.githubusercontent.com/mrc-ide/global-lmic-reports/master/AFG/projections.csv
https://raw.githubusercontent.com/mrc-ide/global-lmic-reports/master/AFG/projections.csv
https://raw.githubusercontent.com/mrc-ide/global-lmic-reports/master/AFG/projections.csv
https://raw.githubusercontent.com/mrc-ide/global-lmic-reports/master/AFG/projections.csv
https://raw.githubusercontent.com/mrc-ide/global-lmic-reports/master/AFG/projections.csv
https://raw.githubusercontent.com/mrc-ide/global-lmic-reports/master/AFG/projections.csv
https://raw.githubusercontent.com/mrc-ide/global-lmic-reports/master/AFG/projections.csv
https://raw.githubusercontent.com/mrc-ide/global-lmic-reports/master/AFG/projections.csv
https://raw.githubusercontent.com/mrc-ide/global-lmic-reports/master/AFG/projections.csv
https://raw.githubusercontent.com/mrc-ide/global-lmic-reports/master/AFG/projections.csv
https://raw.githubusercontent.com/mrc-ide/global-lmic-reports/master/AFG/projections.csv
https://raw.githubusercontent.com/mrc-ide/global-lmic-reports/master/AFG/projections.csv
https://raw.githubusercontent.com/mrc-ide/global-lmic-reports/master/AFG/projections.csv
https://raw.githubusercontent.com/mrc-ide/global-lmic-reports/master/AFG/projections.csv
https://raw.githubusercontent.com/mrc-ide/global-lmic-reports/master/AFG/projections.csv
https://raw.githubusercontent.com/mrc-ide/global-lmic-reports/master/AFG/projections.csv
https://raw.githubusercontent.com/mrc-ide/global-lmic-reports/master/AFG/projections.csv
https://raw.githubusercontent.com/mrc-ide/global-lmic-reports/master/AFG/projections.csv
https://raw.githubusercontent.com/mrc-ide/global-lmic-reports/master/AFG/projections.csv
https://raw.githubusercontent.com/mrc-ide/global-lmic-reports/master/AFG/projections.csv
https://raw.githubusercontent.com/mrc-ide/global-lmic-reports/master/AFG/projections.csv
https://raw.githubusercontent.com/mrc-ide/global-lmic-reports/master/AFG/projections.csv
https://raw.githubusercontent.com/mrc-ide/global-lmic-reports/master/AFG/projections.csv
https://raw.githubusercontent.com/mrc-ide/global-lmic-reports/master/AFG/projections.csv
https://raw.githubusercontent.com/mrc-ide/global-lmic-reports/master/AFG/projections.csv
https://raw.githubusercontent.com/mrc-ide/global-lmic-reports/master/AFG/projections.csv
https://raw.githubusercontent.com/mrc-ide/global-lmic-reports/master/AFG/projections.csv
https://raw.githubusercontent.com/mrc-ide/global-lmic-reports/master/AFG/projections.csv
https://raw.githubusercontent.com/mrc-ide/global-lmic-reports/master/AFG/projections.csv
https://raw.githubusercontent.com/mrc-ide/global-lmic-reports/master/AFG/projections.csv
https://raw.githubusercontent.com/mrc-ide/global-lmic-reports/master/AFG/projections.csv
https://raw.githubusercontent.com/mrc-ide/global-lmic-reports/master/AFG/projections.csv
https://raw.githubusercontent.com/mrc-ide/global-lmic-reports/master/AFG/projections.csv
https://raw.githubusercontent.com/mrc-ide/global-lmic-reports/master/AFG/projections.csv
https://raw.githubusercontent.com/mrc-ide/global-lmic-reports/master/AFG/projections.csv
https://raw.githubusercontent.com/mrc-ide/global-lmic-reports/master/AFG/projections.csv
https://raw.githubusercontent.com/mrc-ide/global-lmic-reports/master/AFG/projections.csv
https://raw.githubusercontent.com/mrc-ide/global-lmic-reports/master/AFG/projections.csv
https://raw.githubusercontent.com/mrc-ide/global-lmic-reports/master/AFG/projections.csv
https://raw.githubusercontent.com/mrc-ide/global-lmic-reports/master/AFG/projections.csv
https://raw.githubusercontent.com/mrc-ide/global-lmic-reports/master/AFG/projections.csv
https://raw.githubusercontent.com/mrc-ide/global-lmic-reports/master/AFG/projections.csv
https://raw.githubusercontent.com/mrc-ide/global-lmic-reports/master/AFG/projections.csv
https://raw.githubusercontent.com/mrc-ide/global-lmic-reports/master/AFG/projections.csv
https://raw.githubusercontent.com/mrc-ide/global-lmic-reports/master/AFG/projections.csv
https://raw.githubusercontent.com/mrc-ide/global-lmic-reports/master/AFG/projections.csv
https://raw.githubusercontent.com/mrc-ide/global-lmic-reports/master/AFG/projections.csv
https://raw.githubusercontent.com/mrc-ide/global-lmic-reports/master/AFG/projections.csv
https://raw.githubusercontent.com/mrc-ide/global-lmic-reports/master/AFG/projections.csv
https://raw.githubusercontent.com/mrc-ide/global-lmic-reports/master/AFG/projections.csv
https://raw.githubusercontent.com/mrc-ide/global-lmic-reports/master/AFG/projections.csv
https://raw.githubusercontent.com/mrc-ide/global-lmic-reports/master/AFG/projections.csv
https://raw.githubusercontent.com/mrc-ide/global-lmic-reports/master/AFG/projections.csv
https://raw.githubusercontent.com/mrc-ide/global-lmic-reports/master/AFG/projections.csv
https://raw.githubusercontent.com/mrc-ide/global-lmic-reports/master/AFG/projections.csv
https://raw.githubusercontent.com/mrc-ide/global-lmic-reports/master/AFG/projections.csv
https://raw.githubusercontent.com/mrc-ide/global-lmic-reports/master/AFG/projections.csv
https://raw.githubusercontent.com/mrc-ide/global-lmic-reports/master/AFG/projections.csv
https://raw.githubusercontent.com/mrc-ide/global-lmic-reports/master/AFG/projections.csv
https://raw.githubusercontent.com/mrc-ide/global-lmic-reports/master/AFG/projections.csv
https://raw.githubusercontent.com/mrc-ide/global-lmic-reports/master/AFG/projections.csv
https://raw.githubusercontent.com/mrc-ide/global-lmic-reports/master/AFG/projections.csv
https://raw.githubusercontent.com/mrc-ide/global-lmic-reports/master/AFG/projections.csv
https://raw.githubusercontent.com/mrc-ide/global-lmic-reports/master/AFG/projections.csv
https://raw.githubusercontent.com/mrc-ide/global-lmic-reports/master/AFG/projections.csv
https://raw.githubusercontent.com/mrc-ide/global-lmic-reports/master/AFG/projections.csv
https://raw.githubusercontent.com/mrc-ide/global-lmic-reports/master/AFG/projections.csv
https://raw.githubusercontent.com/mrc-ide/global-lmic-reports/master/AFG/projections.csv
https://raw.githubusercontent.com/mrc-ide/global-lmic-reports/master/AFG/projections.csv
https://raw.githubusercontent.com/mrc-ide/global-lmic-reports/master/AFG/projections.csv
https://raw.githubusercontent.com/mrc-ide/global-lmic-reports/master/AFG/projections.csv
https://raw.githubusercontent.com/mrc-ide/global-lmic-reports/master/AFG/projections.csv
https://raw.githubusercontent.com/mrc-ide/global-lmic-reports/master/AFG/projections.csv
https://raw.githubusercontent.com/mrc-ide/global-lmic-reports/master/AFG/projections.csv
https://raw.githubusercontent.com/mrc-ide/global-lmic-reports/master/AFG/projections.csv
https://raw.githubusercontent.com/mrc-ide/global-lmic-reports/master/AFG/projections.csv
https://raw.githubusercontent.com/mrc-ide/global-lmic-reports/master/AFG/projections.csv
https://raw.githubusercontent.com/mrc-ide/global-lmic-reports/master/AFG/projections.csv
https://raw.githubusercontent.com/mrc-ide/global-lmic-reports/master/AFG/projections.csv
https://raw.githubusercontent.com/mrc-ide/global-lmic-reports/master/AFG/projections.csv
https://raw.githubusercontent.com/mrc-ide/global-lmic-reports/master/AFG/projections.csv
https://raw.githubusercontent.com/mrc-ide/global-lmic-reports/master/AFG/projections.csv
https://raw.githubusercontent.com/mrc-ide/global-lmic-reports/master/AFG/projections.csv
https://raw.githubusercontent.com/mrc-ide/global-lmic-reports/master/AFG/projections.csv
https://raw.githubusercontent.com/mrc-ide/global-lmic-reports/master/AFG/projections.csv
https://raw.githubusercontent.com/mrc-ide/global-lmic-reports/master/AFG/projections.csv
https://raw.githubusercontent.com/mrc-ide/global-lmic-reports/master/AFG/projections.csv
https://raw.githubusercontent.com/mrc-ide/global-lmic-reports/master/AFG/projections.csv
https://raw.githubusercontent.com/mrc-ide/global-lmic-reports/master/AFG/projections.csv
https://raw.githubusercontent.com/mrc-ide/global-lmic-reports/master/AFG/projections.csv
https://raw.githubusercontent.com/mrc-ide/global-lmic-reports/master/AFG/projections.csv
https://raw.githubusercontent.com/mrc-ide/global-lmic-reports/master/AFG/projections.csv
https://raw.githubusercontent.com/mrc-ide/global-lmic-reports/master/AFG/projections.csv
https://raw.githubusercontent.com/mrc-ide/global-lmic-reports/master/AFG/projections.csv
https://raw.githubusercontent.com/mrc-ide/global-lmic-reports/master/AFG/projections.csv
https://raw.githubusercontent.com/mrc-ide/global-lmic-reports/master/AFG/projections.csv
https://raw.githubusercontent.com/mrc-ide/global-lmic-reports/master/AFG/projections.csv
https://raw.githubusercontent.com/mrc-ide/global-lmic-reports/master/AFG/projections.csv
https://raw.githubusercontent.com/mrc-ide/global-lmic-reports/master/AFG/projections.csv
https://raw.githubusercontent.com/mrc-ide/global-lmic-reports/master/AFG/projections.csv
https://raw.githubusercontent.com/mrc-ide/global-lmic-reports/master/AFG/projections.csv
https://raw.githubusercontent.com/mrc-ide/global-lmic-reports/master/AFG/projections.csv
https://raw.githubusercontent.com/mrc-ide/global-lmic-reports/master/AFG/projections.csv
https://raw.githubusercontent.com/mrc-ide/global-lmic-reports/master/AFG/projections.csv
https://raw.githubusercontent.com/mrc-ide/global-lmic-reports/master/AFG/projections.csv
https://raw.githubusercontent.com/mrc-ide/global-lmic-reports/master/AFG/projections.csv
https://raw.githubusercontent.com/mrc-ide/global-lmic-reports/master/AFG/projections.csv
https://raw.githubusercontent.com/mrc-ide/global-lmic-reports/master/AFG/projections.csv
https://raw.githubusercontent.com/mrc-ide/global-lmic-reports/master/AFG/projections.csv
https://raw.githubusercontent.com/mrc-ide/global-lmic-reports/master/AFG/projections.csv
https://raw.githubusercontent.com/mrc-ide/global-lmic-reports/master/AFG/projections.csv
https://raw.githubusercontent.com/mrc-ide/global-lmic-reports/master/AFG/projections.csv
https://raw.githubusercontent.com/mrc-ide/global-lmic-reports/master/AFG/projections.csv
https://raw.githubusercontent.com/mrc-ide/global-lmic-reports/master/AFG/projections.csv
https://raw.githubusercontent.com/mrc-ide/global-lmic-reports/master/AFG/projections.csv
https://raw.githubusercontent.com/mrc-ide/global-lmic-reports/master/AFG/projections.csv
https://raw.githubusercontent.com/mrc-ide/global-lmic-reports/master/AFG/projections.csv
https://raw.githubusercontent.com/mrc-ide/global-lmic-reports/master/AFG/projections.csv
https://raw.githubusercontent.com/mrc-ide/global-lmic-reports/master/AFG/projections.csv
https://raw.githubusercontent.com/mrc-ide/global-lmic-reports/master/AFG/projections.csv
https://raw.githubusercontent.com/mrc-ide/global-lmic-reports/master/AFG/projections.csv
https://raw.githubusercontent.com/mrc-ide/global-lmic-reports/master/AFG/projections.csv
https://raw.githubusercontent.com/mrc-ide/global-lmic-reports/master/AFG/projections.csv
https://raw.githubusercontent.com/mrc-ide/global-lmic-reports/master/AFG/projections.csv
https://raw.githubusercontent.com/mrc-ide/global-lmic-reports/master/AFG/projections.csv
https://raw.githubusercontent.com/mrc-ide/global-lmic-reports/master/AFG/projections.csv
https://raw.githubusercontent.com/mrc-ide/global-lmic-reports/master/AFG/projections.csv
https://raw.githubusercontent.com/mrc-ide/global-lmic-reports/master/AFG/projections.csv
https://raw.githubusercontent.com/mrc-ide/global-lmic-reports/master/AFG/projections.csv
https://raw.githubusercontent.com/mrc-ide/global-lmic-reports/master/AFG/projections.csv
https://raw.githubusercontent.com/mrc-ide/global-lmic-reports/master/AFG/projections.csv
https://raw.githubusercontent.com/mrc-ide/global-lmic-reports/master/AFG/projections.csv
https://raw.githubusercontent.com/mrc-ide/global-lmic-reports/master/AFG/projections.csv
https://raw.githubusercontent.com/mrc-ide/global-lmic-reports/master/AFG/projections.csv
https://raw.githubusercontent.com/mrc-ide/global-lmic-reports/master/AFG/projections.csv
https://raw.githubusercontent.com/mrc-ide/global-lmic-reports/master/AFG/projections.csv
https://raw.githubusercontent.com/mrc-ide/global-lmic-reports/master/AFG/projections.csv
https://raw.githubusercontent.com/mrc-ide/global-lmic-reports/master/AFG/projections.csv
https://raw.githubusercontent.com/mrc-ide/global-lmic-reports/master/AFG/projections.csv
https://raw.githubusercontent.com/mrc-ide/global-lmic-reports/master/AFG/projections.csv
https://raw.githubusercontent.com/mrc-ide/global-lmic-reports/master/AFG/projections.csv
https://raw.githubusercontent.com/mrc-ide/global-lmic-reports/master/AFG/projections.csv
https://raw.githubusercontent.com/mrc-ide/global-lmic-reports/master/AFG/projections.csv
https://raw.githubusercontent.com/mrc-ide/global-lmic-reports/master/AFG/projections.csv
https://raw.githubusercontent.com/mrc-ide/global-lmic-reports/master/AFG/projections.csv
https://raw.githubusercontent.com/mrc-ide/global-lmic-reports/master/AFG/projections.csv
https://raw.githubusercontent.com/mrc-ide/global-lmic-reports/master/AFG/projections.csv
https://raw.githubusercontent.com/mrc-ide/global-lmic-reports/master/AFG/projections.csv
https://raw.githubusercontent.com/mrc-ide/global-lmic-reports/master/AFG/projections.csv
https://raw.githubusercontent.com/mrc-ide/global-lmic-reports/master/AFG/projections.csv
https://raw.githubusercontent.com/mrc-ide/global-lmic-reports/master/AFG/projections.csv
https://raw.githubusercontent.com/mrc-ide/global-lmic-reports/master/AFG/projections.csv
https://raw.githubusercontent.com/mrc-ide/global-lmic-reports/master/AFG/projections.csv
https://raw.githubusercontent.com/mrc-ide/global-lmic-reports/master/AFG/projections.csv
https://raw.githubusercontent.com/mrc-ide/global-lmic-reports/master/AFG/projections.csv
https://raw.githubusercontent.com/mrc-ide/global-lmic-reports/master/AFG/projections.csv
https://raw.githubusercontent.com/mrc-ide/global-lmic-reports/master/AFG/projections.csv
https://raw.githubusercontent.com/mrc-ide/global-lmic-reports/master/AFG/projections.csv
https://raw.githubusercontent.com/mrc-ide/global-lmic-reports/master/AFG/projections.csv
https://raw.githubusercontent.com/mrc-ide/global-lmic-reports/master/AFG/projections.csv
https://raw.githubusercontent.com/mrc-ide/global-lmic-reports/master/AFG/projections.csv
https://raw.githubusercontent.com/mrc-ide/global-lmic-reports/master/AFG/projections.csv
https://raw.githubusercontent.com/mrc-ide/global-lmic-reports/master/AFG/projections.csv
https://raw.githubusercontent.com/mrc-ide/global-lmic-reports/master/AFG/projections.csv
https://raw.githubusercontent.com/mrc-ide/global-lmic-reports/master/AFG/projections.csv
https://raw.githubusercontent.com/mrc-ide/global-lmic-reports/master/AFG/projections.csv
https://raw.githubusercontent.com/mrc-ide/global-lmic-reports/master/AFG/projections.csv
https://raw.githubusercontent.com/mrc-ide/global-lmic-reports/master/AFG/projections.csv
https://raw.githubusercontent.com/mrc-ide/global-lmic-reports/master/AFG/projections.csv
https://raw.githubusercontent.com/mrc-ide/global-lmic-reports/master/AFG/projections.csv
https://raw.githubusercontent.com/mrc-ide/global-lmic-reports/master/AFG/projections.csv
https://raw.githubusercontent.com/mrc-ide/global-lmic-reports/master/AFG/projections.csv
https://raw.githubusercontent.com/mrc-ide/global-lmic-reports/master/AFG/projections.csv
https://raw.githubusercontent.com/mrc-ide/global-lmic-reports/master/AFG/projections.csv
https://raw.githubusercontent.com/mrc-ide/global-lmic-reports/master/AFG/projections.csv
https://raw.githubusercontent.com/mrc-ide/global-lmic-reports/master/AFG/projections.csv
https://raw.githubusercontent.com/mrc-ide/global-lmic-reports/master/AFG/projections.csv
https://raw.githubusercontent.com/mrc-ide/global-lmic-reports/master/AFG/projections.csv
https://raw.githubusercontent.com/mrc-ide/global-lmic-reports/master/AFG/projections.csv
https://raw.githubusercontent.com/mrc-ide/global-lmic-reports/master/AFG/projections.csv
https://raw.githubusercontent.com/mrc-ide/global-lmic-reports/master/AFG/projections.csv
https://raw.githubusercontent.com/mrc-ide/global-lmic-reports/master/AFG/projections.csv
https://raw.githubusercontent.com/mrc-ide/global-lmic-reports/master/AFG/projections.csv
https://raw.githubusercontent.com/mrc-ide/global-lmic-reports/master/AFG/projections.csv
https://raw.githubusercontent.com/mrc-ide/global-lmic-reports/master/AFG/projections.csv
https://raw.githubusercontent.com/mrc-ide/global-lmic-reports/master/AFG/projections.csv
https://raw.githubusercontent.com/mrc-ide/global-lmic-reports/master/AFG/projections.csv
https://raw.githubusercontent.com/mrc-ide/global-lmic-reports/master/AFG/projections.csv
https://raw.githubusercontent.com/mrc-ide/global-lmic-reports/master/AFG/projections.csv
https://raw.githubusercontent.com/mrc-ide/global-lmic-reports/master/AFG/projections.csv
https://raw.githubusercontent.com/mrc-ide/global-lmic-reports/master/AFG/projections.csv
https://raw.githubusercontent.com/mrc-ide/global-lmic-reports/master/AFG/projections.csv
https://raw.githubusercontent.com/mrc-ide/global-lmic-reports/master/AFG/projections.csv
https://raw.githubusercontent.com/mrc-ide/global-lmic-reports/master/AFG/projections.csv
https://raw.githubusercontent.com/mrc-ide/global-lmic-reports/master/AFG/projections.csv
https://raw.githubusercontent.com/mrc-ide/global-lmic-reports/master/AFG/projections.csv
https://raw.githubusercontent.com/mrc-ide/global-lmic-reports/master/AFG/projections.csv
https://raw.githubusercontent.com/mrc-ide/global-lmic-reports/master/AFG/projections.csv
https://raw.githubusercontent.com/mrc-ide/global-lmic-reports/master/AFG/projections.csv
https://raw.githubusercontent.com/mrc-ide/global-lmic-reports/master/AFG/projections.csv
https://raw.githubusercontent.com/mrc-ide/global-lmic-reports/master/AFG/projections.csv
https://raw.githubusercontent.com/mrc-ide/global-lmic-reports/master/AFG/projections.csv
https://raw.githubusercontent.com/mrc-ide/global-lmic-reports/master/AFG/projections.csv
https://raw.githubusercontent.com/mrc-ide/global-lmic-reports/master/AFG/projections.csv
https://raw.githubusercontent.com/mrc-ide/global-lmic-reports/master/AFG/projections.csv
https://raw.githubusercontent.com/mrc-ide/global-lmic-reports/master/AFG/projections.csv
https://raw.githubusercontent.com/mrc-ide/global-lmic-reports/master/AFG/projections.csv
https://raw.githubusercontent.com/mrc-ide/global-lmic-reports/master/AFG/projections.csv
https://raw.githubusercontent.com/mrc-ide/global-lmic-reports/master/AFG/projections.csv
https://raw.githubusercontent.com/mrc-ide/global-lmic-reports/master/AFG/projections.csv
https://raw.githubusercontent.com/mrc-ide/global-lmic-reports/master/AFG/projections.csv
https://raw.githubusercontent.com/mrc-ide/global-lmic-reports/master/AFG/projections.csv
https://raw.githubusercontent.com/mrc-ide/global-lmic-reports/master/AFG/projections.csv
https://raw.githubusercontent.com/mrc-ide/global-lmic-reports/master/AFG/projections.csv
https://raw.githubusercontent.com/mrc-ide/global-lmic-reports/master/AFG/projections.csv
https://raw.githubusercontent.com/mrc-ide/global-lmic-reports/master/AFG/projections.csv
https://raw.githubusercontent.com/mrc-ide/global-lmic-reports/master/AFG/projections.csv
https://raw.githubusercontent.com/mrc-ide/global-lmic-reports/master/AFG/projections.csv
https://raw.githubusercontent.com/mrc-ide/global-lmic-reports/master/AFG/projections.csv
https://raw.githubusercontent.com/mrc-ide/global-lmic-reports/master/AFG/projections.csv
https://raw.githubusercontent.com/mrc-ide/global-lmic-reports/master/AFG/projections.csv
https://raw.githubusercontent.com/mrc-ide/global-lmic-reports/master/AFG/projections.csv
https://raw.githubusercontent.com/mrc-ide/global-lmic-reports/master/AFG/projections.csv
https://raw.githubusercontent.com/mrc-ide/global-lmic-reports/master/AFG/projections.csv
https://raw.githubusercontent.com/mrc-ide/global-lmic-reports/master/AFG/projections.csv
https://raw.githubusercontent.com/mrc-ide/global-lmic-reports/master/AFG/projections.csv
https://raw.githubusercontent.com/mrc-ide/global-lmic-reports/master/AFG/projections.csv
https://raw.githubusercontent.com/mrc-ide/global-lmic-reports/master/AFG/projections.csv
https://raw.githubusercontent.com/mrc-ide/global-lmic-reports/master/AFG/projections.csv
https://raw.githubusercontent.com/mrc-ide/global-lmic-reports/master/AFG/projections.csv
https://raw.githubusercontent.com/mrc-ide/global-lmic-reports/master/AFG/projections.csv
https://raw.githubusercontent.com/mrc-ide/global-lmic-reports/master/AFG/projections.csv
https://raw.githubusercontent.com/mrc-ide/global-lmic-reports/master/AFG/projections.csv
https://raw.githubusercontent.com/mrc-ide/global-lmic-reports/master/AFG/projections.csv
https://raw.githubusercontent.com/mrc-ide/global-lmic-reports/master/AFG/projections.csv
https://raw.githubusercontent.com/mrc-ide/global-lmic-reports/master/AFG/projections.csv
https://raw.githubusercontent.com/mrc-ide/global-lmic-reports/master/AFG/projections.csv
https://raw.githubusercontent.com/mrc-ide/global-lmic-reports/master/AFG/projections.csv
https://raw.githubusercontent.com/mrc-ide/global-lmic-reports/master/AFG/projections.csv
https://raw.githubusercontent.com/mrc-ide/global-lmic-reports/master/AFG/projections.csv
https://raw.githubusercontent.com/mrc-ide/global-lmic-reports/master/AFG/projections.csv
https://raw.githubusercontent.com/mrc-ide/global-lmic-reports/master/AFG/projections.csv
https://raw.githubusercontent.com/mrc-ide/global-lmic-reports/master/AFG/projections.csv
https://raw.githubusercontent.com/mrc-ide/global-lmic-reports/master/AFG/projections.csv
https://raw.githubusercontent.com/mrc-ide/global-lmic-reports/master/AFG/projections.csv
https://raw.githubusercontent.com/mrc-ide/global-lmic-reports/master/AFG/projections.csv
https://raw.githubusercontent.com/mrc-ide/global-lmic-reports/master/AFG/projections.csv
https://raw.githubusercontent.com/mrc-ide/global-lmic-reports/master/AFG/projections.csv
https://raw.githubusercontent.com/mrc-ide/global-lmic-reports/master/AFG/projections.csv
https://raw.githubusercontent.com/mrc-ide/global-lmic-reports/master/AFG/projections.csv
https://raw.githubusercontent.com/mrc-ide/global-lmic-reports/master/AFG/projections.csv
https://raw.githubusercontent.com/mrc-ide/global-lmic-reports/master/AFG/projections.csv
https://raw.githubusercontent.com/mrc-ide/global-lmic-reports/master/AFG/projections.csv
https://raw.githubusercontent.com/mrc-ide/global-lmic-reports/master/AFG/projections.csv
https://raw.githubusercontent.com/mrc-ide/global-lmic-reports/master/AFG/projections.csv
https://raw.githubusercontent.com/mrc-ide/global-lmic-reports/master/AFG/projections.csv
https://raw.githubusercontent.com/mrc-ide/global-lmic-reports/master/AFG/projections.csv
https://raw.githubusercontent.com/mrc-ide/global-lmic-reports/master/AFG/projections.csv
https://raw.githubusercontent.com/mrc-ide/global-lmic-reports/master/AFG/projections.csv
https://raw.githubusercontent.com/mrc-ide/global-lmic-reports/master/AFG/projections.csv
https://raw.githubusercontent.com/mrc-ide/global-lmic-reports/master/AFG/projections.csv
https://raw.githubusercontent.com/mrc-ide/global-lmic-reports/master/AFG/projections.csv
https://raw.githubusercontent.com/mrc-ide/global-lmic-reports/master/AFG/projections.csv
https://raw.githubusercontent.com/mrc-ide/global-lmic-reports/master/AFG/projections.csv
https://raw.githubusercontent.com/mrc-ide/global-lmic-reports/master/AFG/projections.csv
https://raw.githubusercontent.com/mrc-ide/global-lmic-reports/master/AFG/projections.csv
https://raw.githubusercontent.com/mrc-ide/global-lmic-reports/master/AFG/projections.csv
https://raw.githubusercontent.com/mrc-ide/global-lmic-reports/master/AFG/projections.csv
https://raw.githubusercontent.com/mrc-ide/global-lmic-reports/master/AFG/projections.csv
https://raw.githubusercontent.com/mrc-ide/global-lmic-reports/master/AFG/projections.csv
https://raw.githubusercontent.com/mrc-ide/global-lmic-reports/master/AFG/projections.csv
https://raw.githubusercontent.com/mrc-ide/global-lmic-reports/master/AFG/projections.csv
https://raw.githubusercontent.com/mrc-ide/global-lmic-reports/master/AFG/projections.csv
https://raw.githubusercontent.com/mrc-ide/global-lmic-reports/master/AFG/projections.csv
https://raw.githubusercontent.com/mrc-ide/global-lmic-reports/master/AFG/projections.csv
https://raw.githubusercontent.com/mrc-ide/global-lmic-reports/master/AFG/projections.csv
https://raw.githubusercontent.com/mrc-ide/global-lmic-reports/master/AFG/projections.csv
https://raw.githubusercontent.com/mrc-ide/global-lmic-reports/master/AFG/projections.csv
https://raw.githubusercontent.com/mrc-ide/global-lmic-reports/master/AFG/projections.csv
https://raw.githubusercontent.com/mrc-ide/global-lmic-reports/master/AFG/projections.csv
https://raw.githubusercontent.com/mrc-ide/global-lmic-reports/master/AFG/projections.csv
https://raw.githubusercontent.com/mrc-ide/global-lmic-reports/master/AFG/projections.csv
https://raw.githubusercontent.com/mrc-ide/global-lmic-reports/master/AFG/projections.csv
https://raw.githubusercontent.com/mrc-ide/global-lmic-reports/master/AFG/projections.csv
https://raw.githubusercontent.com/mrc-ide/global-lmic-reports/master/AFG/projections.csv
https://raw.githubusercontent.com/mrc-ide/global-lmic-reports/master/AFG/projections.csv
https://raw.githubusercontent.com/mrc-ide/global-lmic-reports/master/AFG/projections.csv
https://raw.githubusercontent.com/mrc-ide/global-lmic-reports/master/AFG/projections.csv
https://raw.githubusercontent.com/mrc-ide/global-lmic-reports/master/AFG/projections.csv
https://raw.githubusercontent.com/mrc-ide/global-lmic-reports/master/AFG/projections.csv
https://raw.githubusercontent.com/mrc-ide/global-lmic-reports/master/AFG/projections.csv
https://raw.githubusercontent.com/mrc-ide/global-lmic-reports/master/AFG/projections.csv
https://raw.githubusercontent.com/mrc-ide/global-lmic-reports/master/AFG/projections.csv
https://raw.githubusercontent.com/mrc-ide/global-lmic-reports/master/AFG/projections.csv
https://raw.githubusercontent.com/mrc-ide/global-lmic-reports/master/AFG/projections.csv
https://raw.githubusercontent.com/mrc-ide/global-lmic-reports/master/AFG/projections.csv
https://raw.githubusercontent.com/mrc-ide/global-lmic-reports/master/AFG/projections.csv
https://raw.githubusercontent.com/mrc-ide/global-lmic-reports/master/AFG/projections.csv
https://raw.githubusercontent.com/mrc-ide/global-lmic-reports/master/AFG/projections.csv
https://raw.githubusercontent.com/mrc-ide/global-lmic-reports/master/AFG/projections.csv
https://raw.githubusercontent.com/mrc-ide/global-lmic-reports/master/AFG/projections.csv
https://raw.githubusercontent.com/mrc-ide/global-lmic-reports/master/AFG/projections.csv
https://raw.githubusercontent.com/mrc-ide/global-lmic-reports/master/AFG/projections.csv
https://raw.githubusercontent.com/mrc-ide/global-lmic-reports/master/AFG/projections.csv
https://raw.githubusercontent.com/mrc-ide/global-lmic-reports/master/AFG/projections.csv
https://raw.githubusercontent.com/mrc-ide/global-lmic-reports/master/AFG/projections.csv
https://raw.githubusercontent.com/mrc-ide/global-lmic-reports/master/AFG/projections.csv
https://raw.githubusercontent.com/mrc-ide/global-lmic-reports/master/AFG/projections.csv
https://raw.githubusercontent.com/mrc-ide/global-lmic-reports/master/AFG/projections.csv
https://raw.githubusercontent.com/mrc-ide/global-lmic-reports/master/AFG/projections.csv
https://raw.githubusercontent.com/mrc-ide/global-lmic-reports/master/AFG/projections.csv
https://raw.githubusercontent.com/mrc-ide/global-lmic-reports/master/AFG/projections.csv
https://raw.githubusercontent.com/mrc-ide/global-lmic-reports/master/AFG/projections.csv
https://raw.githubusercontent.com/mrc-ide/global-lmic-reports/master/AFG/projections.csv
https://raw.githubusercontent.com/mrc-ide/global-lmic-reports/master/AFG/projections.csv
https://raw.githubusercontent.com/mrc-ide/global-lmic-reports/master/AFG/projections.csv
https://raw.githubusercontent.com/mrc-ide/global-lmic-reports/master/AFG/projections.csv
https://raw.githubusercontent.com/mrc-ide/global-lmic-reports/master/AFG/projections.csv
https://raw.githubusercontent.com/mrc-ide/global-lmic-reports/master/AFG/projections.csv
https://raw.githubusercontent.com/mrc-ide/global-lmic-reports/master/AFG/projections.csv
https://raw.githubusercontent.com/mrc-ide/global-lmic-reports/master/AFG/projections.csv
https://raw.githubusercontent.com/mrc-ide/global-lmic-reports/master/AFG/projections.csv
https://raw.githubusercontent.com/mrc-ide/global-lmic-reports/master/AFG/projections.csv
https://raw.githubusercontent.com/mrc-ide/global-lmic-reports/master/AFG/projections.csv
https://raw.githubusercontent.com/mrc-ide/global-lmic-reports/master/AFG/projections.csv
https://raw.githubusercontent.com/mrc-ide/global-lmic-reports/master/AFG/projections.csv
https://raw.githubusercontent.com/mrc-ide/global-lmic-reports/master/AFG/projections.csv
https://raw.githubusercontent.com/mrc-ide/global-lmic-reports/master/AFG/projections.csv
https://raw.githubusercontent.com/mrc-ide/global-lmic-reports/master/AFG/projections.csv
https://raw.githubusercontent.com/mrc-ide/global-lmic-reports/master/AFG/projections.csv
https://raw.githubusercontent.com/mrc-ide/global-lmic-reports/master/AFG/projections.csv
https://raw.githubusercontent.com/mrc-ide/global-lmic-reports/master/AFG/projections.csv
https://raw.githubusercontent.com/mrc-ide/global-lmic-reports/master/AFG/projections.csv
https://raw.githubusercontent.com/mrc-ide/global-lmic-reports/master/AFG/projections.csv
https://raw.githubusercontent.com/mrc-ide/global-lmic-reports/master/AFG/projections.csv
https://raw.githubusercontent.com/mrc-ide/global-lmic-reports/master/AFG/projections.csv
https://raw.githubusercontent.com/mrc-ide/global-lmic-reports/master/AFG/projections.csv
https://raw.githubusercontent.com/mrc-ide/global-lmic-reports/master/AFG/projections.csv
https://raw.githubusercontent.com/mrc-ide/global-lmic-reports/master/AFG/projections.csv
https://raw.githubusercontent.com/mrc-ide/global-lmic-reports/master/AFG/projections.csv
https://raw.githubusercontent.com/mrc-ide/global-lmic-reports/master/AFG/projections.csv
https://raw.githubusercontent.com/mrc-ide/global-lmic-reports/master/AFG/projections.csv
https://raw.githubusercontent.com/mrc-ide/global-lmic-reports/master/AFG/projections.csv
https://raw.githubusercontent.com/mrc-ide/global-lmic-reports/master/AFG/projections.csv
https://raw.githubusercontent.com/mrc-ide/global-lmic-reports/master/AFG/projections.csv
https://raw.githubusercontent.com/mrc-ide/global-lmic-reports/master/AFG/projections.csv
https://raw.githubusercontent.com/mrc-ide/global-lmic-reports/master/AFG/projections.csv
https://raw.githubusercontent.com/mrc-ide/global-lmic-reports/master/AFG/projections.csv
https://raw.githubusercontent.com/mrc-ide/global-lmic-reports/master/AFG/projections.csv
https://raw.githubusercontent.com/mrc-ide/global-lmic-reports/master/AFG/projections.csv
https://raw.githubusercontent.com/mrc-ide/global-lmic-reports/master/AFG/projections.csv
https://raw.githubusercontent.com/mrc-ide/global-lmic-reports/master/AFG/projections.csv
https://raw.githubusercontent.com/mrc-ide/global-lmic-reports/master/AFG/projections.csv
https://raw.githubusercontent.com/mrc-ide/global-lmic-reports/master/AFG/projections.csv
https://raw.githubusercontent.com/mrc-ide/global-lmic-reports/master/AFG/projections.csv
https://raw.githubusercontent.com/mrc-ide/global-lmic-reports/master/AFG/projections.csv
https://raw.githubusercontent.com/mrc-ide/global-lmic-reports/master/AFG/projections.csv
https://raw.githubusercontent.com/mrc-ide/global-lmic-reports/master/AFG/projections.csv
https://raw.githubusercontent.com/mrc-ide/global-lmic-reports/master/AFG/projections.csv
https://raw.githubusercontent.com/mrc-ide/global-lmic-reports/master/AFG/projections.csv
https://raw.githubusercontent.com/mrc-ide/global-lmic-reports/master/AFG/projections.csv
https://raw.githubusercontent.com/mrc-ide/global-lmic-reports/master/AFG/projections.csv
https://raw.githubusercontent.com/mrc-ide/global-lmic-reports/master/AFG/projections.csv
https://raw.githubusercontent.com/mrc-ide/global-lmic-reports/master/AFG/projections.csv
https://raw.githubusercontent.com/mrc-ide/global-lmic-reports/master/AFG/projections.csv
https://raw.githubusercontent.com/mrc-ide/global-lmic-reports/master/AFG/projections.csv
https://raw.githubusercontent.com/mrc-ide/global-lmic-reports/master/AFG/projections.csv
https://raw.githubusercontent.com/mrc-ide/global-lmic-reports/master/AFG/projections.csv
https://raw.githubusercontent.com/mrc-ide/global-lmic-reports/master/AFG/projections.csv
https://raw.githubusercontent.com/mrc-ide/global-lmic-reports/master/AFG/projections.csv
https://raw.githubusercontent.com/mrc-ide/global-lmic-reports/master/AFG/projections.csv
https://raw.githubusercontent.com/mrc-ide/global-lmic-reports/master/AFG/projections.csv
https://raw.githubusercontent.com/mrc-ide/global-lmic-reports/master/AFG/projections.csv
https://raw.githubusercontent.com/mrc-ide/global-lmic-reports/master/AFG/projections.csv
https://raw.githubusercontent.com/mrc-ide/global-lmic-reports/master/AFG/projections.csv
https://raw.githubusercontent.com/mrc-ide/global-lmic-reports/master/AFG/projections.csv
https://raw.githubusercontent.com/mrc-ide/global-lmic-reports/master/AFG/projections.csv
https://raw.githubusercontent.com/mrc-ide/global-lmic-reports/master/AFG/projections.csv
https://raw.githubusercontent.com/mrc-ide/global-lmic-reports/master/AFG/projections.csv
https://raw.githubusercontent.com/mrc-ide/global-lmic-reports/master/AFG/projections.csv
https://raw.githubusercontent.com/mrc-ide/global-lmic-reports/master/AFG/projections.csv
https://raw.githubusercontent.com/mrc-ide/global-lmic-reports/master/AFG/projections.csv
https://raw.githubusercontent.com/mrc-ide/global-lmic-reports/master/AFG/projections.csv
https://raw.githubusercontent.com/mrc-ide/global-lmic-reports/master/AFG/projections.csv
https://raw.githubusercontent.com/mrc-ide/global-lmic-reports/master/AFG/projections.csv
https://raw.githubusercontent.com/mrc-ide/global-lmic-reports/master/AFG/projections.csv
https://raw.githubusercontent.com/mrc-ide/global-lmic-reports/master/AFG/projections.csv
https://raw.githubusercontent.com/mrc-ide/global-lmic-reports/master/AFG/projections.csv
https://raw.githubusercontent.com/mrc-ide/global-lmic-reports/master/AFG/projections.csv
https://raw.githubusercontent.com/mrc-ide/global-lmic-reports/master/AFG/projections.csv
https://raw.githubusercontent.com/mrc-ide/global-lmic-reports/master/AFG/projections.csv
https://raw.githubusercontent.com/mrc-ide/global-lmic-reports/master/AFG/projections.csv
https://raw.githubusercontent.com/mrc-ide/global-lmic-reports/master/AFG/projections.csv
https://raw.githubusercontent.com/mrc-ide/global-lmic-reports/master/AFG/projections.csv
https://raw.githubusercontent.com/mrc-ide/global-lmic-reports/master/AFG/projections.csv
https://raw.githubusercontent.com/mrc-ide/global-lmic-reports/master/AFG/projections.csv
https://raw.githubusercontent.com/mrc-ide/global-lmic-reports/master/AFG/projections.csv
https://raw.githubusercontent.com/mrc-ide/global-lmic-reports/master/AFG/projections.csv
https://raw.githubusercontent.com/mrc-ide/global-lmic-reports/master/AFG/projections.csv
https://raw.githubusercontent.com/mrc-ide/global-lmic-reports/master/AFG/projections.csv
https://raw.githubusercontent.com/mrc-ide/global-lmic-reports/master/AFG/projections.csv
https://raw.githubusercontent.com/mrc-ide/global-lmic-reports/master/AFG/projections.csv
https://raw.githubusercontent.com/mrc-ide/global-lmic-reports/master/AFG/projections.csv
https://raw.githubusercontent.com/mrc-ide/global-lmic-reports/master/AFG/projections.csv
https://raw.githubusercontent.com/mrc-ide/global-lmic-reports/master/AFG/projections.csv
https://raw.githubusercontent.com/mrc-ide/global-lmic-reports/master/AFG/projections.csv
https://raw.githubusercontent.com/mrc-ide/global-lmic-reports/master/AFG/projections.csv
https://raw.githubusercontent.com/mrc-ide/global-lmic-reports/master/AFG/projections.csv
https://raw.githubusercontent.com/mrc-ide/global-lmic-reports/master/AFG/projections.csv
https://raw.githubusercontent.com/mrc-ide/global-lmic-reports/master/AFG/projections.csv
https://raw.githubusercontent.com/mrc-ide/global-lmic-reports/master/AFG/projections.csv
https://raw.githubusercontent.com/mrc-ide/global-lmic-reports/master/AFG/projections.csv
https://raw.githubusercontent.com/mrc-ide/global-lmic-reports/master/AFG/projections.csv
https://raw.githubusercontent.com/mrc-ide/global-lmic-reports/master/AFG/projections.csv
https://raw.githubusercontent.com/mrc-ide/global-lmic-reports/master/AFG/projections.csv
https://raw.githubusercontent.com/mrc-ide/global-lmic-reports/master/AFG/projections.csv
https://raw.githubusercontent.com/mrc-ide/global-lmic-reports/master/AFG/projections.csv
https://raw.githubusercontent.com/mrc-ide/global-lmic-reports/master/AFG/projections.csv
https://raw.githubusercontent.com/mrc-ide/global-lmic-reports/master/AFG/projections.csv
https://raw.githubusercontent.com/mrc-ide/global-lmic-reports/master/AFG/projections.csv
https://raw.githubusercontent.com/mrc-ide/global-lmic-reports/master/AFG/projections.csv
https://raw.githubusercontent.com/mrc-ide/global-lmic-reports/master/AFG/projections.csv
https://raw.githubusercontent.com/mrc-ide/global-lmic-reports/master/AFG/projections.csv
https://raw.githubusercontent.com/mrc-ide/global-lmic-reports/master/AFG/projections.csv
https://raw.githubusercontent.com/mrc-ide/global-lmic-reports/master/AFG/projections.csv
https://raw.githubusercontent.com/mrc-ide/global-lmic-reports/master/AFG/projections.csv
https://raw.githubusercontent.com/mrc-ide/global-lmic-reports/master/AFG/projections.csv
https://raw.githubusercontent.com/mrc-ide/global-lmic-reports/master/AFG/projections.csv
https://raw.githubusercontent.com/mrc-ide/global-lmic-reports/master/AFG/projections.csv
https://raw.githubusercontent.com/mrc-ide/global-lmic-reports/master/AFG/projections.csv
https://raw.githubusercontent.com/mrc-ide/global-lmic-reports/master/AFG/projections.csv
https://raw.githubusercontent.com/mrc-ide/global-lmic-reports/master/AFG/projections.csv
https://raw.githubusercontent.com/mrc-ide/global-lmic-reports/master/AFG/projections.csv
https://raw.githubusercontent.com/mrc-ide/global-lmic-reports/master/AFG/projections.csv
https://raw.githubusercontent.com/mrc-ide/global-lmic-reports/master/AFG/projections.csv
https://raw.githubusercontent.com/mrc-ide/global-lmic-reports/master/AFG/projections.csv
https://raw.githubusercontent.com/mrc-ide/global-lmic-reports/master/AFG/projections.csv
https://raw.githubusercontent.com/mrc-ide/global-lmic-reports/master/AFG/projections.csv
https://raw.githubusercontent.com/mrc-ide/global-lmic-reports/master/AFG/projections.csv
https://raw.githubusercontent.com/mrc-ide/global-lmic-reports/master/AFG/projections.csv
https://raw.githubusercontent.com/mrc-ide/global-lmic-reports/master/AFG/projections.csv
https://raw.githubusercontent.com/mrc-ide/global-lmic-reports/master/AFG/projections.csv
https://raw.githubusercontent.com/mrc-ide/global-lmic-reports/master/AFG/projections.csv
https://raw.githubusercontent.com/mrc-ide/global-lmic-reports/master/AFG/projections.csv
https://raw.githubusercontent.com/mrc-ide/global-lmic-reports/master/AFG/projections.csv
https://raw.githubusercontent.com/mrc-ide/global-lmic-reports/master/AFG/projections.csv
https://raw.githubusercontent.com/mrc-ide/global-lmic-reports/master/AFG/projections.csv
https://raw.githubusercontent.com/mrc-ide/global-lmic-reports/master/AFG/projections.csv
https://raw.githubusercontent.com/mrc-ide/global-lmic-reports/master/AFG/projections.csv
https://raw.githubusercontent.com/mrc-ide/global-lmic-reports/master/AFG/projections.csv
https://raw.githubusercontent.com/mrc-ide/global-lmic-reports/master/AFG/projections.csv
https://raw.githubusercontent.com/mrc-ide/global-lmic-reports/master/AFG/projections.csv
https://raw.githubusercontent.com/mrc-ide/global-lmic-reports/master/AFG/projections.csv
https://raw.githubusercontent.com/mrc-ide/global-lmic-reports/master/AFG/projections.csv
https://raw.githubusercontent.com/mrc-ide/global-lmic-reports/master/AFG/projections.csv
https://raw.githubusercontent.com/mrc-ide/global-lmic-reports/master/AFG/projections.csv
https://raw.githubusercontent.com/mrc-ide/global-lmic-reports/master/AFG/projections.csv
https://raw.githubusercontent.com/mrc-ide/global-lmic-reports/master/AFG/projections.csv
https://raw.githubusercontent.com/mrc-ide/global-lmic-reports/master/AFG/projections.csv
https://raw.githubusercontent.com/mrc-ide/global-lmic-reports/master/AFG/projections.csv
https://raw.githubusercontent.com/mrc-ide/global-lmic-reports/master/AFG/projections.csv
https://raw.githubusercontent.com/mrc-ide/global-lmic-reports/master/AFG/projections.csv
https://raw.githubusercontent.com/mrc-ide/global-lmic-reports/master/AFG/projections.csv
https://raw.githubusercontent.com/mrc-ide/global-lmic-reports/master/AFG/projections.csv
https://raw.githubusercontent.com/mrc-ide/global-lmic-reports/master/AFG/projections.csv
https://raw.githubusercontent.com/mrc-ide/global-lmic-reports/master/AFG/projections.csv
https://raw.githubusercontent.com/mrc-ide/global-lmic-reports/master/AFG/projections.csv
https://raw.githubusercontent.com/mrc-ide/global-lmic-reports/master/AFG/projections.csv
https://raw.githubusercontent.com/mrc-ide/global-lmic-reports/master/AFG/projections.csv
https://raw.githubusercontent.com/mrc-ide/global-lmic-reports/master/AFG/projections.csv
https://raw.githubusercontent.com/mrc-ide/global-lmic-reports/master/AFG/projections.csv
https://raw.githubusercontent.com/mrc-ide/global-lmic-reports/master/AFG/projections.csv
https://raw.githubusercontent.com/mrc-ide/global-lmic-reports/master/AFG/projections.csv
https://raw.githubusercontent.com/mrc-ide/global-lmic-reports/master/AFG/projections.csv
https://raw.githubusercontent.com/mrc-ide/global-lmic-reports/master/AFG/projections.csv
https://raw.githubusercontent.com/mrc-ide/global-lmic-reports/master/AFG/projections.csv
https://raw.githubusercontent.com/mrc-ide/global-lmic-reports/master/AFG/projections.csv
https://raw.githubusercontent.com/mrc-ide/global-lmic-reports/master/AFG/projections.csv
https://raw.githubusercontent.com/mrc-ide/global-lmic-reports/master/AFG/projections.csv
https://raw.githubusercontent.com/mrc-ide/global-lmic-reports/master/AFG/projections.csv
https://raw.githubusercontent.com/mrc-ide/global-lmic-reports/master/AFG/projections.csv
https://raw.githubusercontent.com/mrc-ide/global-lmic-reports/master/AFG/projections.csv
https://raw.githubusercontent.com/mrc-ide/global-lmic-reports/master/AFG/projections.csv
https://raw.githubusercontent.com/mrc-ide/global-lmic-reports/master/AFG/projections.csv
https://raw.githubusercontent.com/mrc-ide/global-lmic-reports/master/AFG/projections.csv
https://raw.githubusercontent.com/mrc-ide/global-lmic-reports/master/AFG/projections.csv
https://raw.githubusercontent.com/mrc-ide/global-lmic-reports/master/AFG/projections.csv
https://raw.githubusercontent.com/mrc-ide/global-lmic-reports/master/AFG/projections.csv
https://raw.githubusercontent.com/mrc-ide/global-lmic-reports/master/AFG/projections.csv
https://raw.githubusercontent.com/mrc-ide/global-lmic-reports/master/AFG/projections.csv
https://raw.githubusercontent.com/mrc-ide/global-lmic-reports/master/AFG/projections.csv
https://raw.githubusercontent.com/mrc-ide/global-lmic-reports/master/AFG/projections.csv
https://raw.githubusercontent.com/mrc-ide/global-lmic-reports/master/AFG/projections.csv
https://raw.githubusercontent.com/mrc-ide/global-lmic-reports/master/AFG/projections.csv
https://raw.githubusercontent.com/mrc-ide/global-lmic-reports/master/AFG/projections.csv
https://raw.githubusercontent.com/mrc-ide/global-lmic-reports/master/AFG/projections.csv
https://raw.githubusercontent.com/mrc-ide/global-lmic-reports/master/AFG/projections.csv
https://raw.githubusercontent.com/mrc-ide/global-lmic-reports/master/AFG/projections.csv
https://raw.githubusercontent.com/mrc-ide/global-lmic-reports/master/AFG/projections.csv
https://raw.githubusercontent.com/mrc-ide/global-lmic-reports/master/AFG/projections.csv
https://raw.githubusercontent.com/mrc-ide/global-lmic-reports/master/AFG/projections.csv
https://raw.githubusercontent.com/mrc-ide/global-lmic-reports/master/AFG/projections.csv
https://raw.githubusercontent.com/mrc-ide/global-lmic-reports/master/AFG/projections.csv
https://raw.githubusercontent.com/mrc-ide/global-lmic-reports/master/AFG/projections.csv
https://raw.githubusercontent.com/mrc-ide/global-lmic-reports/master/AFG/projections.csv
https://raw.githubusercontent.com/mrc-ide/global-lmic-reports/master/AFG/projections.csv
https://raw.githubusercontent.com/mrc-ide/global-lmic-reports/master/AFG/projections.csv
https://raw.githubusercontent.com/mrc-ide/global-lmic-reports/master/AFG/projections.csv
https://raw.githubusercontent.com/mrc-ide/global-lmic-reports/master/AFG/projections.csv
https://raw.githubusercontent.com/mrc-ide/global-lmic-reports/master/AFG/projections.csv
https://raw.githubusercontent.com/mrc-ide/global-lmic-reports/master/AFG/projections.csv
https://raw.githubusercontent.com/mrc-ide/global-lmic-reports/master/AFG/projections.csv
https://raw.githubusercontent.com/mrc-ide/global-lmic-reports/master/AFG/projections.csv
https://raw.githubusercontent.com/mrc-ide/global-lmic-reports/master/AFG/projections.csv
https://raw.githubusercontent.com/mrc-ide/global-lmic-reports/master/AFG/projections.csv
https://raw.githubusercontent.com/mrc-ide/global-lmic-reports/master/AFG/projections.csv
https://raw.githubusercontent.com/mrc-ide/global-lmic-reports/master/AFG/projections.csv
https://raw.githubusercontent.com/mrc-ide/global-lmic-reports/master/AFG/projections.csv
https://raw.githubusercontent.com/mrc-ide/global-lmic-reports/master/AFG/projections.csv
https://raw.githubusercontent.com/mrc-ide/global-lmic-reports/master/AFG/projections.csv
https://raw.githubusercontent.com/mrc-ide/global-lmic-reports/master/AFG/projections.csv
https://raw.githubusercontent.com/mrc-ide/global-lmic-reports/master/AFG/projections.csv
https://raw.githubusercontent.com/mrc-ide/global-lmic-reports/master/AFG/projections.csv
https://raw.githubusercontent.com/mrc-ide/global-lmic-reports/master/AFG/projections.csv
https://raw.githubusercontent.com/mrc-ide/global-lmic-reports/master/AFG/projections.csv
https://raw.githubusercontent.com/mrc-ide/global-lmic-reports/master/AFG/projections.csv
https://raw.githubusercontent.com/mrc-ide/global-lmic-reports/master/AFG/projections.csv
https://raw.githubusercontent.com/mrc-ide/global-lmic-reports/master/AFG/projections.csv
https://raw.githubusercontent.com/mrc-ide/global-lmic-reports/master/AFG/projections.csv
https://raw.githubusercontent.com/mrc-ide/global-lmic-reports/master/AFG/projections.csv
https://raw.githubusercontent.com/mrc-ide/global-lmic-reports/master/AFG/projections.csv
https://raw.githubusercontent.com/mrc-ide/global-lmic-reports/master/AFG/projections.csv
https://raw.githubusercontent.com/mrc-ide/global-lmic-reports/master/AFG/projections.csv
https://raw.githubusercontent.com/mrc-ide/global-lmic-reports/master/AFG/projections.csv
https://raw.githubusercontent.com/mrc-ide/global-lmic-reports/master/AFG/projections.csv
https://raw.githubusercontent.com/mrc-ide/global-lmic-reports/master/AFG/projections.csv
https://raw.githubusercontent.com/mrc-ide/global-lmic-reports/master/AFG/projections.csv
https://raw.githubusercontent.com/mrc-ide/global-lmic-reports/master/AFG/projections.csv
https://raw.githubusercontent.com/mrc-ide/global-lmic-reports/master/AFG/projections.csv
https://raw.githubusercontent.com/mrc-ide/global-lmic-reports/master/AFG/projections.csv
https://raw.githubusercontent.com/mrc-ide/global-lmic-reports/master/AFG/projections.csv
https://raw.githubusercontent.com/mrc-ide/global-lmic-reports/master/AFG/projections.csv
https://raw.githubusercontent.com/mrc-ide/global-lmic-reports/master/AFG/projections.csv
https://raw.githubusercontent.com/mrc-ide/global-lmic-reports/master/AFG/projections.csv
https://raw.githubusercontent.com/mrc-ide/global-lmic-reports/master/AFG/projections.csv
https://raw.githubusercontent.com/mrc-ide/global-lmic-reports/master/AFG/projections.csv
https://raw.githubusercontent.com/mrc-ide/global-lmic-reports/master/AFG/projections.csv
https://raw.githubusercontent.com/mrc-ide/global-lmic-reports/master/AFG/projections.csv
https://raw.githubusercontent.com/mrc-ide/global-lmic-reports/master/AFG/projections.csv
https://raw.githubusercontent.com/mrc-ide/global-lmic-reports/master/AFG/projections.csv
https://raw.githubusercontent.com/mrc-ide/global-lmic-reports/master/AFG/projections.csv
https://raw.githubusercontent.com/mrc-ide/global-lmic-reports/master/AFG/projections.csv
https://raw.githubusercontent.com/mrc-ide/global-lmic-reports/master/AFG/projections.csv
https://raw.githubusercontent.com/mrc-ide/global-lmic-reports/master/AFG/projections.csv
https://raw.githubusercontent.com/mrc-ide/global-lmic-reports/master/AFG/projections.csv
https://raw.githubusercontent.com/mrc-ide/global-lmic-reports/master/AFG/projections.csv
https://raw.githubusercontent.com/mrc-ide/global-lmic-reports/master/AFG/projections.csv
https://raw.githubusercontent.com/mrc-ide/global-lmic-reports/master/AFG/projections.csv
https://raw.githubusercontent.com/mrc-ide/global-lmic-reports/master/AFG/projections.csv
https://raw.githubusercontent.com/mrc-ide/global-lmic-reports/master/AFG/projections.csv
https://raw.githubusercontent.com/mrc-ide/global-lmic-reports/master/AFG/projections.csv
https://raw.githubusercontent.com/mrc-ide/global-lmic-reports/master/AFG/projections.csv
https://raw.githubusercontent.com/mrc-ide/global-lmic-reports/master/AFG/projections.csv
https://raw.githubusercontent.com/mrc-ide/global-lmic-reports/master/AFG/projections.csv
https://raw.githubusercontent.com/mrc-ide/global-lmic-reports/master/AFG/projections.csv
https://raw.githubusercontent.com/mrc-ide/global-lmic-reports/master/AFG/projections.csv
https://raw.githubusercontent.com/mrc-ide/global-lmic-reports/master/AFG/projections.csv
https://raw.githubusercontent.com/mrc-ide/global-lmic-reports/master/AFG/projections.csv
https://raw.githubusercontent.com/mrc-ide/global-lmic-reports/master/AFG/projections.csv
https://raw.githubusercontent.com/mrc-ide/global-lmic-reports/master/AFG/projections.csv
https://raw.githubusercontent.com/mrc-ide/global-lmic-reports/master/AFG/projections.csv
https://raw.githubusercontent.com/mrc-ide/global-lmic-reports/master/AFG/projections.csv
https://raw.githubusercontent.com/mrc-ide/global-lmic-reports/master/AFG/projections.csv
https://raw.githubusercontent.com/mrc-ide/global-lmic-reports/master/AFG/projections.csv
https://raw.githubusercontent.com/mrc-ide/global-lmic-reports/master/AFG/projections.csv
https://raw.githubusercontent.com/mrc-ide/global-lmic-reports/master/AFG/projections.csv
https://raw.githubusercontent.com/mrc-ide/global-lmic-reports/master/AFG/projections.csv
https://raw.githubusercontent.com/mrc-ide/global-lmic-reports/master/AFG/projections.csv
https://raw.githubusercontent.com/mrc-ide/global-lmic-reports/master/AFG/projections.csv
https://raw.githubusercontent.com/mrc-ide/global-lmic-reports/master/AFG/projections.csv
https://raw.githubusercontent.com/mrc-ide/global-lmic-reports/master/AFG/projections.csv
https://raw.githubusercontent.com/mrc-ide/global-lmic-reports/master/AFG/projections.csv
https://raw.githubusercontent.com/mrc-ide/global-lmic-reports/master/AFG/projections.csv
https://raw.githubusercontent.com/mrc-ide/global-lmic-reports/master/AFG/projections.csv
https://raw.githubusercontent.com/mrc-ide/global-lmic-reports/master/AFG/projections.csv
https://raw.githubusercontent.com/mrc-ide/global-lmic-reports/master/AFG/projections.csv
https://raw.githubusercontent.com/mrc-ide/global-lmic-reports/master/AFG/projections.csv
https://raw.githubusercontent.com/mrc-ide/global-lmic-reports/master/AFG/projections.csv
https://raw.githubusercontent.com/mrc-ide/global-lmic-reports/master/AFG/projections.csv
https://raw.githubusercontent.com/mrc-ide/global-lmic-reports/master/AFG/projections.csv
https://raw.githubusercontent.com/mrc-ide/global-lmic-reports/master/AFG/projections.csv
https://raw.githubusercontent.com/mrc-ide/global-lmic-reports/master/AFG/projections.csv
https://raw.githubusercontent.com/mrc-ide/global-lmic-reports/master/AFG/projections.csv
https://raw.githubusercontent.com/mrc-ide/global-lmic-reports/master/AFG/projections.csv
https://raw.githubusercontent.com/mrc-ide/global-lmic-reports/master/AFG/projections.csv
https://raw.githubusercontent.com/mrc-ide/global-lmic-reports/master/AFG/projections.csv
https://raw.githubusercontent.com/mrc-ide/global-lmic-reports/master/AFG/projections.csv
https://raw.githubusercontent.com/mrc-ide/global-lmic-reports/master/AFG/projections.csv
https://raw.githubusercontent.com/mrc-ide/global-lmic-reports/master/AFG/projections.csv
https://raw.githubusercontent.com/mrc-ide/global-lmic-reports/master/AFG/projections.csv
https://raw.githubusercontent.com/mrc-ide/global-lmic-reports/master/AFG/projections.csv
https://raw.githubusercontent.com/mrc-ide/global-lmic-reports/master/AFG/projections.csv
https://raw.githubusercontent.com/mrc-ide/global-lmic-reports/master/AFG/projections.csv
https://raw.githubusercontent.com/mrc-ide/global-lmic-reports/master/AFG/projections.csv
https://raw.githubusercontent.com/mrc-ide/global-lmic-reports/master/AFG/projections.csv
https://raw.githubusercontent.com/mrc-ide/global-lmic-reports/master/AFG/projections.csv
https://raw.githubusercontent.com/mrc-ide/global-lmic-reports/master/AFG/projections.csv
https://raw.githubusercontent.com/mrc-ide/global-lmic-reports/master/AFG/projections.csv
https://raw.githubusercontent.com/mrc-ide/global-lmic-reports/master/AFG/projections.csv
https://raw.githubusercontent.com/mrc-ide/global-lmic-reports/master/AFG/projections.csv
https://raw.githubusercontent.com/mrc-ide/global-lmic-reports/master/AFG/projections.csv
https://raw.githubusercontent.com/mrc-ide/global-lmic-reports/master/AFG/projections.csv
https://raw.githubusercontent.com/mrc-ide/global-lmic-reports/master/AFG/projections.csv
https://raw.githubusercontent.com/mrc-ide/global-lmic-reports/master/AFG/projections.csv
https://raw.githubusercontent.com/mrc-ide/global-lmic-reports/master/AFG/projections.csv
https://raw.githubusercontent.com/mrc-ide/global-lmic-reports/master/AFG/projections.csv
https://raw.githubusercontent.com/mrc-ide/global-lmic-reports/master/AFG/projections.csv
https://raw.githubusercontent.com/mrc-ide/global-lmic-reports/master/AFG/projections.csv
https://raw.githubusercontent.com/mrc-ide/global-lmic-reports/master/AFG/projections.csv
https://raw.githubusercontent.com/mrc-ide/global-lmic-reports/master/AFG/projections.csv
https://raw.githubusercontent.com/mrc-ide/global-lmic-reports/master/AFG/projections.csv
https://raw.githubusercontent.com/mrc-ide/global-lmic-reports/master/AFG/projections.csv
https://raw.githubusercontent.com/mrc-ide/global-lmic-reports/master/AFG/projections.csv
https://raw.githubusercontent.com/mrc-ide/global-lmic-reports/master/AFG/projections.csv
https://raw.githubusercontent.com/mrc-ide/global-lmic-reports/master/AFG/projections.csv
https://raw.githubusercontent.com/mrc-ide/global-lmic-reports/master/AFG/projections.csv
https://raw.githubusercontent.com/mrc-ide/global-lmic-reports/master/AFG/projections.csv
https://raw.githubusercontent.com/mrc-ide/global-lmic-reports/master/AFG/projections.csv
https://raw.githubusercontent.com/mrc-ide/global-lmic-reports/master/AFG/projections.csv
https://raw.githubusercontent.com/mrc-ide/global-lmic-reports/master/AFG/projections.csv
https://raw.githubusercontent.com/mrc-ide/global-lmic-reports/master/AFG/projections.csv
https://raw.githubusercontent.com/mrc-ide/global-lmic-reports/master/AFG/projections.csv
https://raw.githubusercontent.com/mrc-ide/global-lmic-reports/master/AFG/projections.csv
https://raw.githubusercontent.com/mrc-ide/global-lmic-reports/master/AFG/projections.csv
https://raw.githubusercontent.com/mrc-ide/global-lmic-reports/master/AFG/projections.csv
https://raw.githubusercontent.com/mrc-ide/global-lmic-reports/master/AFG/projections.csv
https://raw.githubusercontent.com/mrc-ide/global-lmic-reports/master/AFG/projections.csv
https://raw.githubusercontent.com/mrc-ide/global-lmic-reports/master/AFG/projections.csv
https://raw.githubusercontent.com/mrc-ide/global-lmic-reports/master/AFG/projections.csv
https://raw.githubusercontent.com/mrc-ide/global-lmic-reports/master/AFG/projections.csv
https://raw.githubusercontent.com/mrc-ide/global-lmic-reports/master/AFG/projections.csv
https://raw.githubusercontent.com/mrc-ide/global-lmic-reports/master/AFG/projections.csv
https://raw.githubusercontent.com/mrc-ide/global-lmic-reports/master/AFG/projections.csv
https://raw.githubusercontent.com/mrc-ide/global-lmic-reports/master/AFG/projections.csv
https://raw.githubusercontent.com/mrc-ide/global-lmic-reports/master/AFG/projections.csv
https://raw.githubusercontent.com/mrc-ide/global-lmic-reports/master/AFG/projections.csv
https://raw.githubusercontent.com/mrc-ide/global-lmic-reports/master/AFG/projections.csv
https://raw.githubusercontent.com/mrc-ide/global-lmic-reports/master/AFG/projections.csv
https://raw.githubusercontent.com/mrc-ide/global-lmic-reports/master/AFG/projections.csv
https://raw.githubusercontent.com/mrc-ide/global-lmic-reports/master/AFG/projections.csv
https://raw.githubusercontent.com/mrc-ide/global-lmic-reports/master/AFG/projections.csv
https://raw.githubusercontent.com/mrc-ide/global-lmic-reports/master/AFG/projections.csv
https://raw.githubusercontent.com/mrc-ide/global-lmic-reports/master/AFG/projections.csv
https://raw.githubusercontent.com/mrc-ide/global-lmic-reports/master/AFG/projections.csv
https://raw.githubusercontent.com/mrc-ide/global-lmic-reports/master/AFG/projections.csv
https://raw.githubusercontent.com/mrc-ide/global-lmic-reports/master/AFG/projections.csv
https://raw.githubusercontent.com/mrc-ide/global-lmic-reports/master/AFG/projections.csv
https://raw.githubusercontent.com/mrc-ide/global-lmic-reports/master/AFG/projections.csv
https://raw.githubusercontent.com/mrc-ide/global-lmic-reports/master/AFG/projections.csv
https://raw.githubusercontent.com/mrc-ide/global-lmic-reports/master/AFG/projections.csv
https://raw.githubusercontent.com/mrc-ide/global-lmic-reports/master/AFG/projections.csv
https://raw.githubusercontent.com/mrc-ide/global-lmic-reports/master/AFG/projections.csv
https://raw.githubusercontent.com/mrc-ide/global-lmic-reports/master/AFG/projections.csv
https://raw.githubusercontent.com/mrc-ide/global-lmic-reports/master/AFG/projections.csv
https://raw.githubusercontent.com/mrc-ide/global-lmic-reports/master/AFG/projections.csv
https://raw.githubusercontent.com/mrc-ide/global-lmic-reports/master/AFG/projections.csv
https://raw.githubusercontent.com/mrc-ide/global-lmic-reports/master/AFG/projections.csv
https://raw.githubusercontent.com/mrc-ide/global-lmic-reports/master/AFG/projections.csv
https://raw.githubusercontent.com/mrc-ide/global-lmic-reports/master/AFG/projections.csv
https://raw.githubusercontent.com/mrc-ide/global-lmic-reports/master/AFG/projections.csv
https://raw.githubusercontent.com/mrc-ide/global-lmic-reports/master/AFG/projections.csv
https://raw.githubusercontent.com/mrc-ide/global-lmic-reports/master/AFG/projections.csv
https://raw.githubusercontent.com/mrc-ide/global-lmic-reports/master/AFG/projections.csv
https://raw.githubusercontent.com/mrc-ide/global-lmic-reports/master/AFG/projections.csv
https://raw.githubusercontent.com/mrc-ide/global-lmic-reports/master/AFG/projections.csv
https://raw.githubusercontent.com/mrc-ide/global-lmic-reports/master/AFG/projections.csv
https://raw.githubusercontent.com/mrc-ide/global-lmic-reports/master/AFG/projections.csv
https://raw.githubusercontent.com/mrc-ide/global-lmic-reports/master/AFG/projections.csv
https://raw.githubusercontent.com/mrc-ide/global-lmic-reports/master/AFG/projections.csv
https://raw.githubusercontent.com/mrc-ide/global-lmic-reports/master/AFG/projections.csv
https://raw.githubusercontent.com/mrc-ide/global-lmic-reports/master/AFG/projections.csv
https://raw.githubusercontent.com/mrc-ide/global-lmic-reports/master/AFG/projections.csv
https://raw.githubusercontent.com/mrc-ide/global-lmic-reports/master/AFG/projections.csv
https://raw.githubusercontent.com/mrc-ide/global-lmic-reports/master/AFG/projections.csv
https://raw.githubusercontent.com/mrc-ide/global-lmic-reports/master/AFG/projections.csv
https://raw.githubusercontent.com/mrc-ide/global-lmic-reports/master/AFG/projections.csv
https://raw.githubusercontent.com/mrc-ide/global-lmic-reports/master/AFG/projections.csv
https://raw.githubusercontent.com/mrc-ide/global-lmic-reports/master/AFG/projections.csv
https://raw.githubusercontent.com/mrc-ide/global-lmic-reports/master/AFG/projections.csv
https://raw.githubusercontent.com/mrc-ide/global-lmic-reports/master/AFG/projections.csv
https://raw.githubusercontent.com/mrc-ide/global-lmic-reports/master/AFG/projections.csv
https://raw.githubusercontent.com/mrc-ide/global-lmic-reports/master/AFG/projections.csv
https://raw.githubusercontent.com/mrc-ide/global-lmic-reports/master/AFG/projections.csv
https://raw.githubusercontent.com/mrc-ide/global-lmic-reports/master/AFG/projections.csv
https://raw.githubusercontent.com/mrc-ide/global-lmic-reports/master/AFG/projections.csv
https://raw.githubusercontent.com/mrc-ide/global-lmic-reports/master/AFG/projections.csv
https://raw.githubusercontent.com/mrc-ide/global-lmic-reports/master/AFG/projections.csv
https://raw.githubusercontent.com/mrc-ide/global-lmic-reports/master/AFG/projections.csv
https://raw.githubusercontent.com/mrc-ide/global-lmic-reports/master/AFG/projections.csv
https://raw.githubusercontent.com/mrc-ide/global-lmic-reports/master/AFG/projections.csv
https://raw.githubusercontent.com/mrc-ide/global-lmic-reports/master/AFG/projections.csv
https://raw.githubusercontent.com/mrc-ide/global-lmic-reports/master/AFG/projections.csv
https://raw.githubusercontent.com/mrc-ide/global-lmic-reports/master/AFG/projections.csv
https://raw.githubusercontent.com/mrc-ide/global-lmic-reports/master/AFG/projections.csv
https://raw.githubusercontent.com/mrc-ide/global-lmic-reports/master/AFG/projections.csv
https://raw.githubusercontent.com/mrc-ide/global-lmic-reports/master/AFG/projections.csv
https://raw.githubusercontent.com/mrc-ide/global-lmic-reports/master/AFG/projections.csv
https://raw.githubusercontent.com/mrc-ide/global-lmic-reports/master/AFG/projections.csv
https://raw.githubusercontent.com/mrc-ide/global-lmic-reports/master/AFG/projections.csv
https://raw.githubusercontent.com/mrc-ide/global-lmic-reports/master/AFG/projections.csv
https://raw.githubusercontent.com/mrc-ide/global-lmic-reports/master/AFG/projections.csv
https://raw.githubusercontent.com/mrc-ide/global-lmic-reports/master/AFG/projections.csv
https://raw.githubusercontent.com/mrc-ide/global-lmic-reports/master/AFG/projections.csv
https://raw.githubusercontent.com/mrc-ide/global-lmic-reports/master/AFG/projections.csv
https://raw.githubusercontent.com/mrc-ide/global-lmic-reports/master/AFG/projections.csv
https://raw.githubusercontent.com/mrc-ide/global-lmic-reports/master/AFG/projections.csv
https://raw.githubusercontent.com/mrc-ide/global-lmic-reports/master/AFG/projections.csv
https://raw.githubusercontent.com/mrc-ide/global-lmic-reports/master/AFG/projections.csv
https://raw.githubusercontent.com/mrc-ide/global-lmic-reports/master/AFG/projections.csv
https://raw.githubusercontent.com/mrc-ide/global-lmic-reports/master/AFG/projections.csv
https://raw.githubusercontent.com/mrc-ide/global-lmic-reports/master/AFG/projections.csv
https://raw.githubusercontent.com/mrc-ide/global-lmic-reports/master/AFG/projections.csv
https://raw.githubusercontent.com/mrc-ide/global-lmic-reports/master/AFG/projections.csv
https://raw.githubusercontent.com/mrc-ide/global-lmic-reports/master/AFG/projections.csv
https://raw.githubusercontent.com/mrc-ide/global-lmic-reports/master/AFG/projections.csv
https://raw.githubusercontent.com/mrc-ide/global-lmic-reports/master/AFG/projections.csv
https://raw.githubusercontent.com/mrc-ide/global-lmic-reports/master/AFG/projections.csv
https://raw.githubusercontent.com/mrc-ide/global-lmic-reports/master/AFG/projections.csv
https://raw.githubusercontent.com/mrc-ide/global-lmic-reports/master/AFG/projections.csv
https://raw.githubusercontent.com/mrc-ide/global-lmic-reports/master/AFG/projections.csv
https://raw.githubusercontent.com/mrc-ide/global-lmic-reports/master/AFG/projections.csv
https://raw.githubusercontent.com/mrc-ide/global-lmic-reports/master/AFG/projections.csv
https://raw.githubusercontent.com/mrc-ide/global-lmic-reports/master/AFG/projections.csv
https://raw.githubusercontent.com/mrc-ide/global-lmic-reports/master/AFG/projections.csv
https://raw.githubusercontent.com/mrc-ide/global-lmic-reports/master/AFG/projections.csv
https://raw.githubusercontent.com/mrc-ide/global-lmic-reports/master/AFG/projections.csv
https://raw.githubusercontent.com/mrc-ide/global-lmic-reports/master/AFG/projections.csv
https://raw.githubusercontent.com/mrc-ide/global-lmic-reports/master/AFG/projections.csv
https://raw.githubusercontent.com/mrc-ide/global-lmic-reports/master/AFG/projections.csv
https://raw.githubusercontent.com/mrc-ide/global-lmic-reports/master/AFG/projections.csv
https://raw.githubusercontent.com/mrc-ide/global-lmic-reports/master/AFG/projections.csv
https://raw.githubusercontent.com/mrc-ide/global-lmic-reports/master/AFG/projections.csv
https://raw.githubusercontent.com/mrc-ide/global-lmic-reports/master/AFG/projections.csv
https://raw.githubusercontent.com/mrc-ide/global-lmic-reports/master/AFG/projections.csv
https://raw.githubusercontent.com/mrc-ide/global-lmic-reports/master/AFG/projections.csv
https://raw.githubusercontent.com/mrc-ide/global-lmic-reports/master/AFG/projections.csv
https://raw.githubusercontent.com/mrc-ide/global-lmic-reports/master/AFG/projections.csv
https://raw.githubusercontent.com/mrc-ide/global-lmic-reports/master/AFG/projections.csv
https://raw.githubusercontent.com/mrc-ide/global-lmic-reports/master/AFG/projections.csv
https://raw.githubusercontent.com/mrc-ide/global-lmic-reports/master/AFG/projections.csv
https://raw.githubusercontent.com/mrc-ide/global-lmic-reports/master/AFG/projections.csv
https://raw.githubusercontent.com/mrc-ide/global-lmic-reports/master/AFG/projections.csv
https://raw.githubusercontent.com/mrc-ide/global-lmic-reports/master/AFG/projections.csv
https://raw.githubusercontent.com/mrc-ide/global-lmic-reports/master/AFG/projections.csv
https://raw.githubusercontent.com/mrc-ide/global-lmic-reports/master/AFG/projections.csv
https://raw.githubusercontent.com/mrc-ide/global-lmic-reports/master/AFG/projections.csv
https://raw.githubusercontent.com/mrc-ide/global-lmic-reports/master/AFG/projections.csv
https://raw.githubusercontent.com/mrc-ide/global-lmic-reports/master/AFG/projections.csv
https://raw.githubusercontent.com/mrc-ide/global-lmic-reports/master/AFG/projections.csv
https://raw.githubusercontent.com/mrc-ide/global-lmic-reports/master/AFG/projections.csv
https://raw.githubusercontent.com/mrc-ide/global-lmic-reports/master/AFG/projections.csv
https://raw.githubusercontent.com/mrc-ide/global-lmic-reports/master/AFG/projections.csv
https://raw.githubusercontent.com/mrc-ide/global-lmic-reports/master/AFG/projections.csv
https://raw.githubusercontent.com/mrc-ide/global-lmic-reports/master/AFG/projections.csv
https://raw.githubusercontent.com/mrc-ide/global-lmic-reports/master/AFG/projections.csv
https://raw.githubusercontent.com/mrc-ide/global-lmic-reports/master/AFG/projections.csv
https://raw.githubusercontent.com/mrc-ide/global-lmic-reports/master/AFG/projections.csv
https://raw.githubusercontent.com/mrc-ide/global-lmic-reports/master/AFG/projections.csv
https://raw.githubusercontent.com/mrc-ide/global-lmic-reports/master/AFG/projections.csv
https://raw.githubusercontent.com/mrc-ide/global-lmic-reports/master/AFG/projections.csv
https://raw.githubusercontent.com/mrc-ide/global-lmic-reports/master/AFG/projections.csv
https://raw.githubusercontent.com/mrc-ide/global-lmic-reports/master/AFG/projections.csv
https://raw.githubusercontent.com/mrc-ide/global-lmic-reports/master/AFG/projections.csv
https://raw.githubusercontent.com/mrc-ide/global-lmic-reports/master/AFG/projections.csv
https://raw.githubusercontent.com/mrc-ide/global-lmic-reports/master/AFG/projections.csv
https://raw.githubusercontent.com/mrc-ide/global-lmic-reports/master/AFG/projections.csv
https://raw.githubusercontent.com/mrc-ide/global-lmic-reports/master/AFG/projections.csv
https://raw.githubusercontent.com/mrc-ide/global-lmic-reports/master/AFG/projections.csv
https://raw.githubusercontent.com/mrc-ide/global-lmic-reports/master/AFG/projections.csv
https://raw.githubusercontent.com/mrc-ide/global-lmic-reports/master/AFG/projections.csv
https://raw.githubusercontent.com/mrc-ide/global-lmic-reports/master/AFG/projections.csv
https://raw.githubusercontent.com/mrc-ide/global-lmic-reports/master/AFG/projections.csv
https://raw.githubusercontent.com/mrc-ide/global-lmic-reports/master/AFG/projections.csv
https://raw.githubusercontent.com/mrc-ide/global-lmic-reports/master/AFG/projections.csv
https://raw.githubusercontent.com/mrc-ide/global-lmic-reports/master/AFG/projections.csv
https://raw.githubusercontent.com/mrc-ide/global-lmic-reports/master/AFG/projections.csv
https://raw.githubusercontent.com/mrc-ide/global-lmic-reports/master/AFG/projections.csv
https://raw.githubusercontent.com/mrc-ide/global-lmic-reports/master/AFG/projections.csv
https://raw.githubusercontent.com/mrc-ide/global-lmic-reports/master/AFG/projections.csv
https://raw.githubusercontent.com/mrc-ide/global-lmic-reports/master/AFG/projections.csv
https://raw.githubusercontent.com/mrc-ide/global-lmic-reports/master/AFG/projections.csv
https://raw.githubusercontent.com/mrc-ide/global-lmic-reports/master/AFG/projections.csv
https://raw.githubusercontent.com/mrc-ide/global-lmic-reports/master/AFG/projections.csv
https://raw.githubusercontent.com/mrc-ide/global-lmic-reports/master/AFG/projections.csv
https://raw.githubusercontent.com/mrc-ide/global-lmic-reports/master/AFG/projections.csv
https://raw.githubusercontent.com/mrc-ide/global-lmic-reports/master/AFG/projections.csv
https://raw.githubusercontent.com/mrc-ide/global-lmic-reports/master/AFG/projections.csv
https://raw.githubusercontent.com/mrc-ide/global-lmic-reports/master/AFG/projections.csv
https://raw.githubusercontent.com/mrc-ide/global-lmic-reports/master/AFG/projections.csv
https://raw.githubusercontent.com/mrc-ide/global-lmic-reports/master/AFG/projections.csv
https://raw.githubusercontent.com/mrc-ide/global-lmic-reports/master/AFG/projections.csv
https://raw.githubusercontent.com/mrc-ide/global-lmic-reports/master/AFG/projections.csv
https://raw.githubusercontent.com/mrc-ide/global-lmic-reports/master/AFG/projections.csv
https://raw.githubusercontent.com/mrc-ide/global-lmic-reports/master/AFG/projections.csv
https://raw.githubusercontent.com/mrc-ide/global-lmic-reports/master/AFG/projections.csv
https://raw.githubusercontent.com/mrc-ide/global-lmic-reports/master/AFG/projections.csv
https://raw.githubusercontent.com/mrc-ide/global-lmic-reports/master/AFG/projections.csv
https://raw.githubusercontent.com/mrc-ide/global-lmic-reports/master/AFG/projections.csv
https://raw.githubusercontent.com/mrc-ide/global-lmic-reports/master/AFG/projections.csv
https://raw.githubusercontent.com/mrc-ide/global-lmic-reports/master/AFG/projections.csv
https://raw.githubusercontent.com/mrc-ide/global-lmic-reports/master/AFG/projections.csv
https://raw.githubusercontent.com/mrc-ide/global-lmic-reports/master/AFG/projections.csv
https://raw.githubusercontent.com/mrc-ide/global-lmic-reports/master/AFG/projections.csv
https://raw.githubusercontent.com/mrc-ide/global-lmic-reports/master/AFG/projections.csv
https://raw.githubusercontent.com/mrc-ide/global-lmic-reports/master/AFG/projections.csv
https://raw.githubusercontent.com/mrc-ide/global-lmic-reports/master/AFG/projections.csv
https://raw.githubusercontent.com/mrc-ide/global-lmic-reports/master/AFG/projections.csv
https://raw.githubusercontent.com/mrc-ide/global-lmic-reports/master/AFG/projections.csv
https://raw.githubusercontent.com/mrc-ide/global-lmic-reports/master/AFG/projections.csv
https://raw.githubusercontent.com/mrc-ide/global-lmic-reports/master/AFG/projections.csv
https://raw.githubusercontent.com/mrc-ide/global-lmic-reports/master/AFG/projections.csv
https://raw.githubusercontent.com/mrc-ide/global-lmic-reports/master/AFG/projections.csv
https://raw.githubusercontent.com/mrc-ide/global-lmic-reports/master/AFG/projections.csv
https://raw.githubusercontent.com/mrc-ide/global-lmic-reports/master/AFG/projections.csv
https://raw.githubusercontent.com/mrc-ide/global-lmic-reports/master/AFG/projections.csv
https://raw.githubusercontent.com/mrc-ide/global-lmic-reports/master/AFG/projections.csv
https://raw.githubusercontent.com/mrc-ide/global-lmic-reports/master/AFG/projections.csv
https://raw.githubusercontent.com/mrc-ide/global-lmic-reports/master/AFG/projections.csv
https://raw.githubusercontent.com/mrc-ide/global-lmic-reports/master/AFG/projections.csv
https://raw.githubusercontent.com/mrc-ide/global-lmic-reports/master/AFG/projections.csv
https://raw.githubusercontent.com/mrc-ide/global-lmic-reports/master/AFG/projections.csv
https://raw.githubusercontent.com/mrc-ide/global-lmic-reports/master/AFG/projections.csv
https://raw.githubusercontent.com/mrc-ide/global-lmic-reports/master/AFG/projections.csv
https://raw.githubusercontent.com/mrc-ide/global-lmic-reports/master/AFG/projections.csv
https://raw.githubusercontent.com/mrc-ide/global-lmic-reports/master/AFG/projections.csv
https://raw.githubusercontent.com/mrc-ide/global-lmic-reports/master/AFG/projections.csv
https://raw.githubusercontent.com/mrc-ide/global-lmic-reports/master/AFG/projections.csv
https://raw.githubusercontent.com/mrc-ide/global-lmic-reports/master/AFG/projections.csv
https://raw.githubusercontent.com/mrc-ide/global-lmic-reports/master/AFG/projections.csv
https://raw.githubusercontent.com/mrc-ide/global-lmic-reports/master/AFG/projections.csv
https://raw.githubusercontent.com/mrc-ide/global-lmic-reports/master/AFG/projections.csv
https://raw.githubusercontent.com/mrc-ide/global-lmic-reports/master/AFG/projections.csv
https://raw.githubusercontent.com/mrc-ide/global-lmic-reports/master/AFG/projections.csv
https://raw.githubusercontent.com/mrc-ide/global-lmic-reports/master/AFG/projections.csv
https://raw.githubusercontent.com/mrc-ide/global-lmic-reports/master/AFG/projections.csv
https://raw.githubusercontent.com/mrc-ide/global-lmic-reports/master/AFG/projections.csv
https://raw.githubusercontent.com/mrc-ide/global-lmic-reports/master/AFG/projections.csv
https://raw.githubusercontent.com/mrc-ide/global-lmic-reports/master/AFG/projections.csv
https://raw.githubusercontent.com/mrc-ide/global-lmic-reports/master/AFG/projections.csv
https://raw.githubusercontent.com/mrc-ide/global-lmic-reports/master/AFG/projections.csv
https://raw.githubusercontent.com/mrc-ide/global-lmic-reports/master/AFG/projections.csv
https://raw.githubusercontent.com/mrc-ide/global-lmic-reports/master/AFG/projections.csv
https://raw.githubusercontent.com/mrc-ide/global-lmic-reports/master/AFG/projections.csv
https://raw.githubusercontent.com/mrc-ide/global-lmic-reports/master/AFG/projections.csv
https://raw.githubusercontent.com/mrc-ide/global-lmic-reports/master/AFG/projections.csv
https://raw.githubusercontent.com/mrc-ide/global-lmic-reports/master/AFG/projections.csv
https://raw.githubusercontent.com/mrc-ide/global-lmic-reports/master/AFG/projections.csv
https://raw.githubusercontent.com/mrc-ide/global-lmic-reports/master/AFG/projections.csv
https://raw.githubusercontent.com/mrc-ide/global-lmic-reports/master/AFG/projections.csv
https://raw.githubusercontent.com/mrc-ide/global-lmic-reports/master/AFG/projections.csv
https://raw.githubusercontent.com/mrc-ide/global-lmic-reports/master/AFG/projections.csv
https://raw.githubusercontent.com/mrc-ide/global-lmic-reports/master/AFG/projections.csv
https://raw.githubusercontent.com/mrc-ide/global-lmic-reports/master/AFG/projections.csv
https://raw.githubusercontent.com/mrc-ide/global-lmic-reports/master/AFG/projections.csv
https://raw.githubusercontent.com/mrc-ide/global-lmic-reports/master/AFG/projections.csv
https://raw.githubusercontent.com/mrc-ide/global-lmic-reports/master/AFG/projections.csv
https://raw.githubusercontent.com/mrc-ide/global-lmic-reports/master/AFG/projections.csv
https://raw.githubusercontent.com/mrc-ide/global-lmic-reports/master/AFG/projections.csv
https://raw.githubusercontent.com/mrc-ide/global-lmic-reports/master/AFG/projections.csv
https://raw.githubusercontent.com/mrc-ide/global-lmic-reports/master/AFG/projections.csv
https://raw.githubusercontent.com/mrc-ide/global-lmic-reports/master/AFG/projections.csv
https://raw.githubusercontent.com/mrc-ide/global-lmic-reports/master/AFG/projections.csv
https://raw.githubusercontent.com/mrc-ide/global-lmic-reports/master/AFG/projections.csv
https://raw.githubusercontent.com/mrc-ide/global-lmic-reports/master/AFG/projections.csv
https://raw.githubusercontent.com/mrc-ide/global-lmic-reports/master/AFG/projections.csv
https://raw.githubusercontent.com/mrc-ide/global-lmic-reports/master/AFG/projections.csv
https://raw.githubusercontent.com/mrc-ide/global-lmic-reports/master/AFG/projections.csv
https://raw.githubusercontent.com/mrc-ide/global-lmic-reports/master/AFG/projections.csv
https://raw.githubusercontent.com/mrc-ide/global-lmic-reports/master/AFG/projections.csv
https://raw.githubusercontent.com/mrc-ide/global-lmic-reports/master/AFG/projections.csv
https://raw.githubusercontent.com/mrc-ide/global-lmic-reports/master/AFG/projections.csv
https://raw.githubusercontent.com/mrc-ide/global-lmic-reports/master/AFG/projections.csv
https://raw.githubusercontent.com/mrc-ide/global-lmic-reports/master/AFG/projections.csv
https://raw.githubusercontent.com/mrc-ide/global-lmic-reports/master/AFG/projections.csv
https://raw.githubusercontent.com/mrc-ide/global-lmic-reports/master/AFG/projections.csv
https://raw.githubusercontent.com/mrc-ide/global-lmic-reports/master/AFG/projections.csv
https://raw.githubusercontent.com/mrc-ide/global-lmic-reports/master/AFG/projections.csv
https://raw.githubusercontent.com/mrc-ide/global-lmic-reports/master/AFG/projections.csv
https://raw.githubusercontent.com/mrc-ide/global-lmic-reports/master/AFG/projections.csv
https://raw.githubusercontent.com/mrc-ide/global-lmic-reports/master/AFG/projections.csv
https://raw.githubusercontent.com/mrc-ide/global-lmic-reports/master/AFG/projections.csv
https://raw.githubusercontent.com/mrc-ide/global-lmic-reports/master/AFG/projections.csv
https://raw.githubusercontent.com/mrc-ide/global-lmic-reports/master/AFG/projections.csv
https://raw.githubusercontent.com/mrc-ide/global-lmic-reports/master/AFG/projections.csv
https://raw.githubusercontent.com/mrc-ide/global-lmic-reports/master/AFG/projections.csv
https://raw.githubusercontent.com/mrc-ide/global-lmic-reports/master/AFG/projections.csv
https://raw.githubusercontent.com/mrc-ide/global-lmic-reports/master/AFG/projections.csv
https://raw.githubusercontent.com/mrc-ide/global-lmic-reports/master/AFG/projections.csv
https://raw.githubusercontent.com/mrc-ide/global-lmic-reports/master/AFG/projections.csv
https://raw.githubusercontent.com/mrc-ide/global-lmic-reports/master/AFG/projections.csv
https://raw.githubusercontent.com/mrc-ide/global-lmic-reports/master/AFG/projections.csv
https://raw.githubusercontent.com/mrc-ide/global-lmic-reports/master/AFG/projections.csv
https://raw.githubusercontent.com/mrc-ide/global-lmic-reports/master/AFG/projections.csv
https://raw.githubusercontent.com/mrc-ide/global-lmic-reports/master/AFG/projections.csv
https://raw.githubusercontent.com/mrc-ide/global-lmic-reports/master/AFG/projections.csv
https://raw.githubusercontent.com/mrc-ide/global-lmic-reports/master/AFG/projections.csv
https://raw.githubusercontent.com/mrc-ide/global-lmic-reports/master/AFG/projections.csv
https://raw.githubusercontent.com/mrc-ide/global-lmic-reports/master/AFG/projections.csv
https://raw.githubusercontent.com/mrc-ide/global-lmic-reports/master/AFG/projections.csv
https://raw.githubusercontent.com/mrc-ide/global-lmic-reports/master/AFG/projections.csv
https://raw.githubusercontent.com/mrc-ide/global-lmic-reports/master/AFG/projections.csv
https://raw.githubusercontent.com/mrc-ide/global-lmic-reports/master/AFG/projections.csv
https://raw.githubusercontent.com/mrc-ide/global-lmic-reports/master/AFG/projections.csv
https://raw.githubusercontent.com/mrc-ide/global-lmic-reports/master/AFG/projections.csv
https://raw.githubusercontent.com/mrc-ide/global-lmic-reports/master/AFG/projections.csv
https://raw.githubusercontent.com/mrc-ide/global-lmic-reports/master/AFG/projections.csv
https://raw.githubusercontent.com/mrc-ide/global-lmic-reports/master/AFG/projections.csv
https://raw.githubusercontent.com/mrc-ide/global-lmic-reports/master/AFG/projections.csv
https://raw.githubusercontent.com/mrc-ide/global-lmic-reports/master/AFG/projections.csv
https://raw.githubusercontent.com/mrc-ide/global-lmic-reports/master/AFG/projections.csv
https://raw.githubusercontent.com/mrc-ide/global-lmic-reports/master/AFG/projections.csv
https://raw.githubusercontent.com/mrc-ide/global-lmic-reports/master/AFG/projections.csv
https://raw.githubusercontent.com/mrc-ide/global-lmic-reports/master/AFG/projections.csv
https://raw.githubusercontent.com/mrc-ide/global-lmic-reports/master/AFG/projections.csv
https://raw.githubusercontent.com/mrc-ide/global-lmic-reports/master/AFG/projections.csv
https://raw.githubusercontent.com/mrc-ide/global-lmic-reports/master/AFG/projections.csv
https://raw.githubusercontent.com/mrc-ide/global-lmic-reports/master/AFG/projections.csv
https://raw.githubusercontent.com/mrc-ide/global-lmic-reports/master/AFG/projections.csv
https://raw.githubusercontent.com/mrc-ide/global-lmic-reports/master/AFG/projections.csv
https://raw.githubusercontent.com/mrc-ide/global-lmic-reports/master/AFG/projections.csv
https://raw.githubusercontent.com/mrc-ide/global-lmic-reports/master/AFG/projections.csv
https://raw.githubusercontent.com/mrc-ide/global-lmic-reports/master/AFG/projections.csv
https://raw.githubusercontent.com/mrc-ide/global-lmic-reports/master/AFG/projections.csv
https://raw.githubusercontent.com/mrc-ide/global-lmic-reports/master/AFG/projections.csv
https://raw.githubusercontent.com/mrc-ide/global-lmic-reports/master/AFG/projections.csv
https://raw.githubusercontent.com/mrc-ide/global-lmic-reports/master/AFG/projections.csv
https://raw.githubusercontent.com/mrc-ide/global-lmic-reports/master/AFG/projections.csv
https://raw.githubusercontent.com/mrc-ide/global-lmic-reports/master/AFG/projections.csv
https://raw.githubusercontent.com/mrc-ide/global-lmic-reports/master/AFG/projections.csv
https://raw.githubusercontent.com/mrc-ide/global-lmic-reports/master/AFG/projections.csv
https://raw.githubusercontent.com/mrc-ide/global-lmic-reports/master/AFG/projections.csv
https://raw.githubusercontent.com/mrc-ide/global-lmic-reports/master/AFG/projections.csv
https://raw.githubusercontent.com/mrc-ide/global-lmic-reports/master/AFG/projections.csv
https://raw.githubusercontent.com/mrc-ide/global-lmic-reports/master/AFG/projections.csv
https://raw.githubusercontent.com/mrc-ide/global-lmic-reports/master/AFG/projections.csv
https://raw.githubusercontent.com/mrc-ide/global-lmic-reports/master/AFG/projections.csv
https://raw.githubusercontent.com/mrc-ide/global-lmic-reports/master/AFG/projections.csv
https://raw.githubusercontent.com/mrc-ide/global-lmic-reports/master/AFG/projections.csv
https://raw.githubusercontent.com/mrc-ide/global-lmic-reports/master/AFG/projections.csv
https://raw.githubusercontent.com/mrc-ide/global-lmic-reports/master/AFG/projections.csv
https://raw.githubusercontent.com/mrc-ide/global-lmic-reports/master/AFG/projections.csv
https://raw.githubusercontent.com/mrc-ide/global-lmic-reports/master/AFG/projections.csv
https://raw.githubusercontent.com/mrc-ide/global-lmic-reports/master/AFG/projections.csv
https://raw.githubusercontent.com/mrc-ide/global-lmic-reports/master/AFG/projections.csv
https://raw.githubusercontent.com/mrc-ide/global-lmic-reports/master/AFG/projections.csv
https://raw.githubusercontent.com/mrc-ide/global-lmic-reports/master/AFG/projections.csv
https://raw.githubusercontent.com/mrc-ide/global-lmic-reports/master/AFG/projections.csv
https://raw.githubusercontent.com/mrc-ide/global-lmic-reports/master/AFG/projections.csv
https://raw.githubusercontent.com/mrc-ide/global-lmic-reports/master/AFG/projections.csv
https://raw.githubusercontent.com/mrc-ide/global-lmic-reports/master/AFG/projections.csv
https://raw.githubusercontent.com/mrc-ide/global-lmic-reports/master/AFG/projections.csv
https://raw.githubusercontent.com/mrc-ide/global-lmic-reports/master/AFG/projections.csv
https://raw.githubusercontent.com/mrc-ide/global-lmic-reports/master/AFG/projections.csv
https://raw.githubusercontent.com/mrc-ide/global-lmic-reports/master/AFG/projections.csv
https://raw.githubusercontent.com/mrc-ide/global-lmic-reports/master/AFG/projections.csv
https://raw.githubusercontent.com/mrc-ide/global-lmic-reports/master/AFG/projections.csv
https://raw.githubusercontent.com/mrc-ide/global-lmic-reports/master/AFG/projections.csv
https://raw.githubusercontent.com/mrc-ide/global-lmic-reports/master/AFG/projections.csv
https://raw.githubusercontent.com/mrc-ide/global-lmic-reports/master/AFG/projections.csv
https://raw.githubusercontent.com/mrc-ide/global-lmic-reports/master/AFG/projections.csv
https://raw.githubusercontent.com/mrc-ide/global-lmic-reports/master/AFG/projections.csv
https://raw.githubusercontent.com/mrc-ide/global-lmic-reports/master/AFG/projections.csv
https://raw.githubusercontent.com/mrc-ide/global-lmic-reports/master/AFG/projections.csv
https://raw.githubusercontent.com/mrc-ide/global-lmic-reports/master/AFG/projections.csv
https://raw.githubusercontent.com/mrc-ide/global-lmic-reports/master/AFG/projections.csv
https://raw.githubusercontent.com/mrc-ide/global-lmic-reports/master/AFG/projections.csv
https://raw.githubusercontent.com/mrc-ide/global-lmic-reports/master/AFG/projections.csv
https://raw.githubusercontent.com/mrc-ide/global-lmic-reports/master/AFG/projections.csv
https://raw.githubusercontent.com/mrc-ide/global-lmic-reports/master/AFG/projections.csv
https://raw.githubusercontent.com/mrc-ide/global-lmic-reports/master/AFG/projections.csv
https://raw.githubusercontent.com/mrc-ide/global-lmic-reports/master/AFG/projections.csv
https://raw.githubusercontent.com/mrc-ide/global-lmic-reports/master/AFG/projections.csv
https://raw.githubusercontent.com/mrc-ide/global-lmic-reports/master/AFG/projections.csv
https://raw.githubusercontent.com/mrc-ide/global-lmic-reports/master/AFG/projections.csv
https://raw.githubusercontent.com/mrc-ide/global-lmic-reports/master/AFG/projections.csv
https://raw.githubusercontent.com/mrc-ide/global-lmic-reports/master/AFG/projections.csv
https://raw.githubusercontent.com/mrc-ide/global-lmic-reports/master/AFG/projections.csv
https://raw.githubusercontent.com/mrc-ide/global-lmic-reports/master/AFG/projections.csv
https://raw.githubusercontent.com/mrc-ide/global-lmic-reports/master/AFG/projections.csv
https://raw.githubusercontent.com/mrc-ide/global-lmic-reports/master/AFG/projections.csv
https://raw.githubusercontent.com/mrc-ide/global-lmic-reports/master/AFG/projections.csv
https://raw.githubusercontent.com/mrc-ide/global-lmic-reports/master/AFG/projections.csv
https://raw.githubusercontent.com/mrc-ide/global-lmic-reports/master/AFG/projections.csv
https://raw.githubusercontent.com/mrc-ide/global-lmic-reports/master/AFG/projections.csv
https://raw.githubusercontent.com/mrc-ide/global-lmic-reports/master/AFG/projections.csv
https://raw.githubusercontent.com/mrc-ide/global-lmic-reports/master/AFG/projections.csv
https://raw.githubusercontent.com/mrc-ide/global-lmic-reports/master/AFG/projections.csv
https://raw.githubusercontent.com/mrc-ide/global-lmic-reports/master/AFG/projections.csv
https://raw.githubusercontent.com/mrc-ide/global-lmic-reports/master/AFG/projections.csv
https://raw.githubusercontent.com/mrc-ide/global-lmic-reports/master/AFG/projections.csv
https://raw.githubusercontent.com/mrc-ide/global-lmic-reports/master/AFG/projections.csv
https://raw.githubusercontent.com/mrc-ide/global-lmic-reports/master/AFG/projections.csv
https://raw.githubusercontent.com/mrc-ide/global-lmic-reports/master/AFG/projections.csv
https://raw.githubusercontent.com/mrc-ide/global-lmic-reports/master/AFG/projections.csv
https://raw.githubusercontent.com/mrc-ide/global-lmic-reports/master/AFG/projections.csv
https://raw.githubusercontent.com/mrc-ide/global-lmic-reports/master/AFG/projections.csv
https://raw.githubusercontent.com/mrc-ide/global-lmic-reports/master/AFG/projections.csv
https://raw.githubusercontent.com/mrc-ide/global-lmic-reports/master/AFG/projections.csv
https://raw.githubusercontent.com/mrc-ide/global-lmic-reports/master/AFG/projections.csv
https://raw.githubusercontent.com/mrc-ide/global-lmic-reports/master/AFG/projections.csv
https://raw.githubusercontent.com/mrc-ide/global-lmic-reports/master/AFG/projections.csv
https://raw.githubusercontent.com/mrc-ide/global-lmic-reports/master/AFG/projections.csv
https://raw.githubusercontent.com/mrc-ide/global-lmic-reports/master/AFG/projections.csv
https://raw.githubusercontent.com/mrc-ide/global-lmic-reports/master/AFG/projections.csv
https://raw.githubusercontent.com/mrc-ide/global-lmic-reports/master/AFG/projections.csv
https://raw.githubusercontent.com/mrc-ide/global-lmic-reports/master/AFG/projections.csv
https://raw.githubusercontent.com/mrc-ide/global-lmic-reports/master/AFG/projections.csv
https://raw.githubusercontent.com/mrc-ide/global-lmic-reports/master/AFG/projections.csv
https://raw.githubusercontent.com/mrc-ide/global-lmic-reports/master/AFG/projections.csv
https://raw.githubusercontent.com/mrc-ide/global-lmic-reports/master/AFG/projections.csv
https://raw.githubusercontent.com/mrc-ide/global-lmic-reports/master/AFG/projections.csv
https://raw.githubusercontent.com/mrc-ide/global-lmic-reports/master/AFG/projections.csv
https://raw.githubusercontent.com/mrc-ide/global-lmic-reports/master/AFG/projections.csv
https://raw.githubusercontent.com/mrc-ide/global-lmic-reports/master/AFG/projections.csv
https://raw.githubusercontent.com/mrc-ide/global-lmic-reports/master/AFG/projections.csv
https://raw.githubusercontent.com/mrc-ide/global-lmic-reports/master/AFG/projections.csv
https://raw.githubusercontent.com/mrc-ide/global-lmic-reports/master/AFG/projections.csv
https://raw.githubusercontent.com/mrc-ide/global-lmic-reports/master/AFG/projections.csv
https://raw.githubusercontent.com/mrc-ide/global-lmic-reports/master/AFG/projections.csv
https://raw.githubusercontent.com/mrc-ide/global-lmic-reports/master/AFG/projections.csv
https://raw.githubusercontent.com/mrc-ide/global-lmic-reports/master/AFG/projections.csv
https://raw.githubusercontent.com/mrc-ide/global-lmic-reports/master/AFG/projections.csv
https://raw.githubusercontent.com/mrc-ide/global-lmic-reports/master/AFG/projections.csv
https://raw.githubusercontent.com/mrc-ide/global-lmic-reports/master/AFG/projections.csv
https://raw.githubusercontent.com/mrc-ide/global-lmic-reports/master/AFG/projections.csv
https://raw.githubusercontent.com/mrc-ide/global-lmic-reports/master/AFG/projections.csv
https://raw.githubusercontent.com/mrc-ide/global-lmic-reports/master/AFG/projections.csv
https://raw.githubusercontent.com/mrc-ide/global-lmic-reports/master/AFG/projections.csv
https://raw.githubusercontent.com/mrc-ide/global-lmic-reports/master/AFG/projections.csv
https://raw.githubusercontent.com/mrc-ide/global-lmic-reports/master/AFG/projections.csv
https://raw.githubusercontent.com/mrc-ide/global-lmic-reports/master/AFG/projections.csv
https://raw.githubusercontent.com/mrc-ide/global-lmic-reports/master/AFG/projections.csv
https://raw.githubusercontent.com/mrc-ide/global-lmic-reports/master/AFG/projections.csv
https://raw.githubusercontent.com/mrc-ide/global-lmic-reports/master/AFG/projections.csv
https://raw.githubusercontent.com/mrc-ide/global-lmic-reports/master/AFG/projections.csv
https://raw.githubusercontent.com/mrc-ide/global-lmic-reports/master/AFG/projections.csv
https://raw.githubusercontent.com/mrc-ide/global-lmic-reports/master/AFG/projections.csv
https://raw.githubusercontent.com/mrc-ide/global-lmic-reports/master/AFG/projections.csv
https://raw.githubusercontent.com/mrc-ide/global-lmic-reports/master/AFG/projections.csv
https://raw.githubusercontent.com/mrc-ide/global-lmic-reports/master/AFG/projections.csv
https://raw.githubusercontent.com/mrc-ide/global-lmic-reports/master/AFG/projections.csv
https://raw.githubusercontent.com/mrc-ide/global-lmic-reports/master/AFG/projections.csv
https://raw.githubusercontent.com/mrc-ide/global-lmic-reports/master/AFG/projections.csv
https://raw.githubusercontent.com/mrc-ide/global-lmic-reports/master/AFG/projections.csv
https://raw.githubusercontent.com/mrc-ide/global-lmic-reports/master/AFG/projections.csv
https://raw.githubusercontent.com/mrc-ide/global-lmic-reports/master/AFG/projections.csv
https://raw.githubusercontent.com/mrc-ide/global-lmic-reports/master/AFG/projections.csv
https://raw.githubusercontent.com/mrc-ide/global-lmic-reports/master/AFG/projections.csv
https://raw.githubusercontent.com/mrc-ide/global-lmic-reports/master/AFG/projections.csv
https://raw.githubusercontent.com/mrc-ide/global-lmic-reports/master/AFG/projections.csv
https://raw.githubusercontent.com/mrc-ide/global-lmic-reports/master/AFG/projections.csv
https://raw.githubusercontent.com/mrc-ide/global-lmic-reports/master/AFG/projections.csv
https://raw.githubusercontent.com/mrc-ide/global-lmic-reports/master/AFG/projections.csv
https://raw.githubusercontent.com/mrc-ide/global-lmic-reports/master/AFG/projections.csv
https://raw.githubusercontent.com/mrc-ide/global-lmic-reports/master/AFG/projections.csv
https://raw.githubusercontent.com/mrc-ide/global-lmic-reports/master/AFG/projections.csv
https://raw.githubusercontent.com/mrc-ide/global-lmic-reports/master/AFG/projections.csv
https://raw.githubusercontent.com/mrc-ide/global-lmic-reports/master/AFG/projections.csv
https://raw.githubusercontent.com/mrc-ide/global-lmic-reports/master/AFG/projections.csv
https://raw.githubusercontent.com/mrc-ide/global-lmic-reports/master/AFG/projections.csv
https://raw.githubusercontent.com/mrc-ide/global-lmic-reports/master/AFG/projections.csv
https://raw.githubusercontent.com/mrc-ide/global-lmic-reports/master/AFG/projections.csv
https://raw.githubusercontent.com/mrc-ide/global-lmic-reports/master/AFG/projections.csv
https://raw.githubusercontent.com/mrc-ide/global-lmic-reports/master/AFG/projections.csv
https://raw.githubusercontent.com/mrc-ide/global-lmic-reports/master/AFG/projections.csv
https://raw.githubusercontent.com/mrc-ide/global-lmic-reports/master/AFG/projections.csv
https://raw.githubusercontent.com/mrc-ide/global-lmic-reports/master/AFG/projections.csv
https://raw.githubusercontent.com/mrc-ide/global-lmic-reports/master/AFG/projections.csv
https://raw.githubusercontent.com/mrc-ide/global-lmic-reports/master/AFG/projections.csv
https://raw.githubusercontent.com/mrc-ide/global-lmic-reports/master/AFG/projections.csv
https://raw.githubusercontent.com/mrc-ide/global-lmic-reports/master/AFG/projections.csv
https://raw.githubusercontent.com/mrc-ide/global-lmic-reports/master/AFG/projections.csv
https://raw.githubusercontent.com/mrc-ide/global-lmic-reports/master/AFG/projections.csv
https://raw.githubusercontent.com/mrc-ide/global-lmic-reports/master/AFG/projections.csv
https://raw.githubusercontent.com/mrc-ide/global-lmic-reports/master/AFG/projections.csv
https://raw.githubusercontent.com/mrc-ide/global-lmic-reports/master/AFG/projections.csv
https://raw.githubusercontent.com/mrc-ide/global-lmic-reports/master/AFG/projections.csv
https://raw.githubusercontent.com/mrc-ide/global-lmic-reports/master/AFG/projections.csv
https://raw.githubusercontent.com/mrc-ide/global-lmic-reports/master/AFG/projections.csv
https://raw.githubusercontent.com/mrc-ide/global-lmic-reports/master/AFG/projections.csv
https://raw.githubusercontent.com/mrc-ide/global-lmic-reports/master/AFG/projections.csv
https://raw.githubusercontent.com/mrc-ide/global-lmic-reports/master/AFG/projections.csv
https://raw.githubusercontent.com/mrc-ide/global-lmic-reports/master/AFG/projections.csv
https://raw.githubusercontent.com/mrc-ide/global-lmic-reports/master/AFG/projections.csv
https://raw.githubusercontent.com/mrc-ide/global-lmic-reports/master/AFG/projections.csv
https://raw.githubusercontent.com/mrc-ide/global-lmic-reports/master/AFG/projections.csv
https://raw.githubusercontent.com/mrc-ide/global-lmic-reports/master/AFG/projections.csv
https://raw.githubusercontent.com/mrc-ide/global-lmic-reports/master/AFG/projections.csv
https://raw.githubusercontent.com/mrc-ide/global-lmic-reports/master/AFG/projections.csv
https://raw.githubusercontent.com/mrc-ide/global-lmic-reports/master/AFG/projections.csv
https://raw.githubusercontent.com/mrc-ide/global-lmic-reports/master/AFG/projections.csv
https://raw.githubusercontent.com/mrc-ide/global-lmic-reports/master/AFG/projections.csv
https://raw.githubusercontent.com/mrc-ide/global-lmic-reports/master/AFG/projections.csv
https://raw.githubusercontent.com/mrc-ide/global-lmic-reports/master/AFG/projections.csv
https://raw.githubusercontent.com/mrc-ide/global-lmic-reports/master/AFG/projections.csv
https://raw.githubusercontent.com/mrc-ide/global-lmic-reports/master/AFG/projections.csv
https://raw.githubusercontent.com/mrc-ide/global-lmic-reports/master/AFG/projections.csv
https://raw.githubusercontent.com/mrc-ide/global-lmic-reports/master/AFG/projections.csv
https://raw.githubusercontent.com/mrc-ide/global-lmic-reports/master/AFG/projections.csv
https://raw.githubusercontent.com/mrc-ide/global-lmic-reports/master/AFG/projections.csv
https://raw.githubusercontent.com/mrc-ide/global-lmic-reports/master/AFG/projections.csv
https://raw.githubusercontent.com/mrc-ide/global-lmic-reports/master/AFG/projections.csv
https://raw.githubusercontent.com/mrc-ide/global-lmic-reports/master/AFG/projections.csv
https://raw.githubusercontent.com/mrc-ide/global-lmic-reports/master/AFG/projections.csv
https://raw.githubusercontent.com/mrc-ide/global-lmic-reports/master/AFG/projections.csv
https://raw.githubusercontent.com/mrc-ide/global-lmic-reports/master/AFG/projections.csv
https://raw.githubusercontent.com/mrc-ide/global-lmic-reports/master/AFG/projections.csv
https://raw.githubusercontent.com/mrc-ide/global-lmic-reports/master/AFG/projections.csv
https://raw.githubusercontent.com/mrc-ide/global-lmic-reports/master/AFG/projections.csv
https://raw.githubusercontent.com/mrc-ide/global-lmic-reports/master/AFG/projections.csv
https://raw.githubusercontent.com/mrc-ide/global-lmic-reports/master/AFG/projections.csv
https://raw.githubusercontent.com/mrc-ide/global-lmic-reports/master/AFG/projections.csv
https://raw.githubusercontent.com/mrc-ide/global-lmic-reports/master/AFG/projections.csv
https://raw.githubusercontent.com/mrc-ide/global-lmic-reports/master/AFG/projections.csv
https://raw.githubusercontent.com/mrc-ide/global-lmic-reports/master/AFG/projections.csv
https://raw.githubusercontent.com/mrc-ide/global-lmic-reports/master/AFG/projections.csv
https://raw.githubusercontent.com/mrc-ide/global-lmic-reports/master/AFG/projections.csv
https://raw.githubusercontent.com/mrc-ide/global-lmic-reports/master/AFG/projections.csv
https://raw.githubusercontent.com/mrc-ide/global-lmic-reports/master/AFG/projections.csv
https://raw.githubusercontent.com/mrc-ide/global-lmic-reports/master/AFG/projections.csv
https://raw.githubusercontent.com/mrc-ide/global-lmic-reports/master/AFG/projections.csv
https://raw.githubusercontent.com/mrc-ide/global-lmic-reports/master/AFG/projections.csv
https://raw.githubusercontent.com/mrc-ide/global-lmic-reports/master/AFG/projections.csv
https://raw.githubusercontent.com/mrc-ide/global-lmic-reports/master/AFG/projections.csv
https://raw.githubusercontent.com/mrc-ide/global-lmic-reports/master/AFG/projections.csv
https://raw.githubusercontent.com/mrc-ide/global-lmic-reports/master/AFG/projections.csv
https://raw.githubusercontent.com/mrc-ide/global-lmic-reports/master/AFG/projections.csv
https://raw.githubusercontent.com/mrc-ide/global-lmic-reports/master/AFG/projections.csv
https://raw.githubusercontent.com/mrc-ide/global-lmic-reports/master/AFG/projections.csv
https://raw.githubusercontent.com/mrc-ide/global-lmic-reports/master/AFG/projections.csv
https://raw.githubusercontent.com/mrc-ide/global-lmic-reports/master/AFG/projections.csv
https://raw.githubusercontent.com/mrc-ide/global-lmic-reports/master/AFG/projections.csv
https://raw.githubusercontent.com/mrc-ide/global-lmic-reports/master/AFG/projections.csv
https://raw.githubusercontent.com/mrc-ide/global-lmic-reports/master/AFG/projections.csv
https://raw.githubusercontent.com/mrc-ide/global-lmic-reports/master/AFG/projections.csv
https://raw.githubusercontent.com/mrc-ide/global-lmic-reports/master/AFG/projections.csv
https://raw.githubusercontent.com/mrc-ide/global-lmic-reports/master/AFG/projections.csv
https://raw.githubusercontent.com/mrc-ide/global-lmic-reports/master/AFG/projections.csv
https://raw.githubusercontent.com/mrc-ide/global-lmic-reports/master/AFG/projections.csv
https://raw.githubusercontent.com/mrc-ide/global-lmic-reports/master/AFG/projections.csv
https://raw.githubusercontent.com/mrc-ide/global-lmic-reports/master/AFG/projections.csv
https://raw.githubusercontent.com/mrc-ide/global-lmic-reports/master/AFG/projections.csv
https://raw.githubusercontent.com/mrc-ide/global-lmic-reports/master/AFG/projections.csv
https://raw.githubusercontent.com/mrc-ide/global-lmic-reports/master/AFG/projections.csv
https://raw.githubusercontent.com/mrc-ide/global-lmic-reports/master/AFG/projections.csv
https://raw.githubusercontent.com/mrc-ide/global-lmic-reports/master/AFG/projections.csv
https://raw.githubusercontent.com/mrc-ide/global-lmic-reports/master/AFG/projections.csv
https://raw.githubusercontent.com/mrc-ide/global-lmic-reports/master/AFG/projections.csv
https://raw.githubusercontent.com/mrc-ide/global-lmic-reports/master/AFG/projections.csv
https://raw.githubusercontent.com/mrc-ide/global-lmic-reports/master/AFG/projections.csv
https://raw.githubusercontent.com/mrc-ide/global-lmic-reports/master/AFG/projections.csv
https://raw.githubusercontent.com/mrc-ide/global-lmic-reports/master/AFG/projections.csv
https://raw.githubusercontent.com/mrc-ide/global-lmic-reports/master/AFG/projections.csv
https://raw.githubusercontent.com/mrc-ide/global-lmic-reports/master/AFG/projections.csv
https://raw.githubusercontent.com/mrc-ide/global-lmic-reports/master/AFG/projections.csv
https://raw.githubusercontent.com/mrc-ide/global-lmic-reports/master/AFG/projections.csv
https://raw.githubusercontent.com/mrc-ide/global-lmic-reports/master/AFG/projections.csv
https://raw.githubusercontent.com/mrc-ide/global-lmic-reports/master/AFG/projections.csv
https://raw.githubusercontent.com/mrc-ide/global-lmic-reports/master/AFG/projections.csv
https://raw.githubusercontent.com/mrc-ide/global-lmic-reports/master/AFG/projections.csv
https://raw.githubusercontent.com/mrc-ide/global-lmic-reports/master/AFG/projections.csv
https://raw.githubusercontent.com/mrc-ide/global-lmic-reports/master/AFG/projections.csv
https://raw.githubusercontent.com/mrc-ide/global-lmic-reports/master/AFG/projections.csv
https://raw.githubusercontent.com/mrc-ide/global-lmic-reports/master/AFG/projections.csv
https://raw.githubusercontent.com/mrc-ide/global-lmic-reports/master/AFG/projections.csv
https://raw.githubusercontent.com/mrc-ide/global-lmic-reports/master/AFG/projections.csv
https://raw.githubusercontent.com/mrc-ide/global-lmic-reports/master/AFG/projections.csv
https://raw.githubusercontent.com/mrc-ide/global-lmic-reports/master/AFG/projections.csv
https://raw.githubusercontent.com/mrc-ide/global-lmic-reports/master/AFG/projections.csv
https://raw.githubusercontent.com/mrc-ide/global-lmic-reports/master/AFG/projections.csv
https://raw.githubusercontent.com/mrc-ide/global-lmic-reports/master/AFG/projections.csv
https://raw.githubusercontent.com/mrc-ide/global-lmic-reports/master/AFG/projections.csv
https://raw.githubusercontent.com/mrc-ide/global-lmic-reports/master/AFG/projections.csv
https://raw.githubusercontent.com/mrc-ide/global-lmic-reports/master/AFG/projections.csv
https://raw.githubusercontent.com/mrc-ide/global-lmic-reports/master/AFG/projections.csv
https://raw.githubusercontent.com/mrc-ide/global-lmic-reports/master/AFG/projections.csv
https://raw.githubusercontent.com/mrc-ide/global-lmic-reports/master/AFG/projections.csv
https://raw.githubusercontent.com/mrc-ide/global-lmic-reports/master/AFG/projections.csv
https://raw.githubusercontent.com/mrc-ide/global-lmic-reports/master/AFG/projections.csv
https://raw.githubusercontent.com/mrc-ide/global-lmic-reports/master/AFG/projections.csv
https://raw.githubusercontent.com/mrc-ide/global-lmic-reports/master/AFG/projections.csv
https://raw.githubusercontent.com/mrc-ide/global-lmic-reports/master/AFG/projections.csv
https://raw.githubusercontent.com/mrc-ide/global-lmic-reports/master/AFG/projections.csv
https://raw.githubusercontent.com/mrc-ide/global-lmic-reports/master/AFG/projections.csv
https://raw.githubusercontent.com/mrc-ide/global-lmic-reports/master/AFG/projections.csv
https://raw.githubusercontent.com/mrc-ide/global-lmic-reports/master/AFG/projections.csv
https://raw.githubusercontent.com/mrc-ide/global-lmic-reports/master/AFG/projections.csv
https://raw.githubusercontent.com/mrc-ide/global-lmic-reports/master/AFG/projections.csv
https://raw.githubusercontent.com/mrc-ide/global-lmic-reports/master/AFG/projections.csv
https://raw.githubusercontent.com/mrc-ide/global-lmic-reports/master/AFG/projections.csv
https://raw.githubusercontent.com/mrc-ide/global-lmic-reports/master/AFG/projections.csv
https://raw.githubusercontent.com/mrc-ide/global-lmic-reports/master/AFG/projections.csv
https://raw.githubusercontent.com/mrc-ide/global-lmic-reports/master/AFG/projections.csv
https://raw.githubusercontent.com/mrc-ide/global-lmic-reports/master/AFG/projections.csv
https://raw.githubusercontent.com/mrc-ide/global-lmic-reports/master/AFG/projections.csv
https://raw.githubusercontent.com/mrc-ide/global-lmic-reports/master/AFG/projections.csv
https://raw.githubusercontent.com/mrc-ide/global-lmic-reports/master/AFG/projections.csv
https://raw.githubusercontent.com/mrc-ide/global-lmic-reports/master/AFG/projections.csv
https://raw.githubusercontent.com/mrc-ide/global-lmic-reports/master/AFG/projections.csv
https://raw.githubusercontent.com/mrc-ide/global-lmic-reports/master/AFG/projections.csv
https://raw.githubusercontent.com/mrc-ide/global-lmic-reports/master/AFG/projections.csv
https://raw.githubusercontent.com/mrc-ide/global-lmic-reports/master/AFG/projections.csv
https://raw.githubusercontent.com/mrc-ide/global-lmic-reports/master/AFG/projections.csv
https://raw.githubusercontent.com/mrc-ide/global-lmic-reports/master/AFG/projections.csv
https://raw.githubusercontent.com/mrc-ide/global-lmic-reports/master/AFG/projections.csv
https://raw.githubusercontent.com/mrc-ide/global-lmic-reports/master/AFG/projections.csv
https://raw.githubusercontent.com/mrc-ide/global-lmic-reports/master/AFG/projections.csv
https://raw.githubusercontent.com/mrc-ide/global-lmic-reports/master/AFG/projections.csv
https://raw.githubusercontent.com/mrc-ide/global-lmic-reports/master/AFG/projections.csv
https://raw.githubusercontent.com/mrc-ide/global-lmic-reports/master/AFG/projections.csv
https://raw.githubusercontent.com/mrc-ide/global-lmic-reports/master/AFG/projections.csv
https://raw.githubusercontent.com/mrc-ide/global-lmic-reports/master/AFG/projections.csv
https://raw.githubusercontent.com/mrc-ide/global-lmic-reports/master/AFG/projections.csv
https://raw.githubusercontent.com/mrc-ide/global-lmic-reports/master/AFG/projections.csv
https://raw.githubusercontent.com/mrc-ide/global-lmic-reports/master/AFG/projections.csv
https://raw.githubusercontent.com/mrc-ide/global-lmic-reports/master/AFG/projections.csv
https://raw.githubusercontent.com/mrc-ide/global-lmic-reports/master/AFG/projections.csv
https://raw.githubusercontent.com/mrc-ide/global-lmic-reports/master/AFG/projections.csv
https://raw.githubusercontent.com/mrc-ide/global-lmic-reports/master/AFG/projections.csv
https://raw.githubusercontent.com/mrc-ide/global-lmic-reports/master/AFG/projections.csv
https://raw.githubusercontent.com/mrc-ide/global-lmic-reports/master/AFG/projections.csv
https://raw.githubusercontent.com/mrc-ide/global-lmic-reports/master/AFG/projections.csv
https://raw.githubusercontent.com/mrc-ide/global-lmic-reports/master/AFG/projections.csv
https://raw.githubusercontent.com/mrc-ide/global-lmic-reports/master/AFG/projections.csv
https://raw.githubusercontent.com/mrc-ide/global-lmic-reports/master/AFG/projections.csv
https://raw.githubusercontent.com/mrc-ide/global-lmic-reports/master/AFG/projections.csv
https://raw.githubusercontent.com/mrc-ide/global-lmic-reports/master/AFG/projections.csv
https://raw.githubusercontent.com/mrc-ide/global-lmic-reports/master/AFG/projections.csv
https://raw.githubusercontent.com/mrc-ide/global-lmic-reports/master/AFG/projections.csv
https://raw.githubusercontent.com/mrc-ide/global-lmic-reports/master/AFG/projections.csv
https://raw.githubusercontent.com/mrc-ide/global-lmic-reports/master/AFG/projections.csv
https://raw.githubusercontent.com/mrc-ide/global-lmic-reports/master/AFG/projections.csv
https://raw.githubusercontent.com/mrc-ide/global-lmic-reports/master/AFG/projections.csv
https://raw.githubusercontent.com/mrc-ide/global-lmic-reports/master/AFG/projections.csv
https://raw.githubusercontent.com/mrc-ide/global-lmic-reports/master/AFG/projections.csv
https://raw.githubusercontent.com/mrc-ide/global-lmic-reports/master/AFG/projections.csv
https://raw.githubusercontent.com/mrc-ide/global-lmic-reports/master/AFG/projections.csv
https://raw.githubusercontent.com/mrc-ide/global-lmic-reports/master/AFG/projections.csv
https://raw.githubusercontent.com/mrc-ide/global-lmic-reports/master/AFG/projections.csv
https://raw.githubusercontent.com/mrc-ide/global-lmic-reports/master/AFG/projections.csv
https://raw.githubusercontent.com/mrc-ide/global-lmic-reports/master/AFG/projections.csv
https://raw.githubusercontent.com/mrc-ide/global-lmic-reports/master/AFG/projections.csv
https://raw.githubusercontent.com/mrc-ide/global-lmic-reports/master/AFG/projections.csv
https://raw.githubusercontent.com/mrc-ide/global-lmic-reports/master/AFG/projections.csv
https://raw.githubusercontent.com/mrc-ide/global-lmic-reports/master/AFG/projections.csv
https://raw.githubusercontent.com/mrc-ide/global-lmic-reports/master/AFG/projections.csv
https://raw.githubusercontent.com/mrc-ide/global-lmic-reports/master/AFG/projections.csv
https://raw.githubusercontent.com/mrc-ide/global-lmic-reports/master/AFG/projections.csv
https://raw.githubusercontent.com/mrc-ide/global-lmic-reports/master/AFG/projections.csv
https://raw.githubusercontent.com/mrc-ide/global-lmic-reports/master/AFG/projections.csv
https://raw.githubusercontent.com/mrc-ide/global-lmic-reports/master/AFG/projections.csv
https://raw.githubusercontent.com/mrc-ide/global-lmic-reports/master/AFG/projections.csv
https://raw.githubusercontent.com/mrc-ide/global-lmic-reports/master/AFG/projections.csv
https://raw.githubusercontent.com/mrc-ide/global-lmic-reports/master/AFG/projections.csv
https://raw.githubusercontent.com/mrc-ide/global-lmic-reports/master/AFG/projections.csv
https://raw.githubusercontent.com/mrc-ide/global-lmic-reports/master/AFG/projections.csv
https://raw.githubusercontent.com/mrc-ide/global-lmic-reports/master/AFG/projections.csv
https://raw.githubusercontent.com/mrc-ide/global-lmic-reports/master/AFG/projections.csv
https://raw.githubusercontent.com/mrc-ide/global-lmic-reports/master/AFG/projections.csv
https://raw.githubusercontent.com/mrc-ide/global-lmic-reports/master/AFG/projections.csv
https://raw.githubusercontent.com/mrc-ide/global-lmic-reports/master/AFG/projections.csv
https://raw.githubusercontent.com/mrc-ide/global-lmic-reports/master/AFG/projections.csv
https://raw.githubusercontent.com/mrc-ide/global-lmic-reports/master/AFG/projections.csv
https://raw.githubusercontent.com/mrc-ide/global-lmic-reports/master/AFG/projections.csv
https://raw.githubusercontent.com/mrc-ide/global-lmic-reports/master/AFG/projections.csv
https://raw.githubusercontent.com/mrc-ide/global-lmic-reports/master/AFG/projections.csv
https://raw.githubusercontent.com/mrc-ide/global-lmic-reports/master/AFG/projections.csv
https://raw.githubusercontent.com/mrc-ide/global-lmic-reports/master/AFG/projections.csv
https://raw.githubusercontent.com/mrc-ide/global-lmic-reports/master/AFG/projections.csv
https://raw.githubusercontent.com/mrc-ide/global-lmic-reports/master/AFG/projections.csv
https://raw.githubusercontent.com/mrc-ide/global-lmic-reports/master/AFG/projections.csv
https://raw.githubusercontent.com/mrc-ide/global-lmic-reports/master/AFG/projections.csv
https://raw.githubusercontent.com/mrc-ide/global-lmic-reports/master/AFG/projections.csv
https://raw.githubusercontent.com/mrc-ide/global-lmic-reports/master/AFG/projections.csv
https://raw.githubusercontent.com/mrc-ide/global-lmic-reports/master/AFG/projections.csv
https://raw.githubusercontent.com/mrc-ide/global-lmic-reports/master/AFG/projections.csv
https://raw.githubusercontent.com/mrc-ide/global-lmic-reports/master/AFG/projections.csv
https://raw.githubusercontent.com/mrc-ide/global-lmic-reports/master/AFG/projections.csv
https://raw.githubusercontent.com/mrc-ide/global-lmic-reports/master/AFG/projections.csv
https://raw.githubusercontent.com/mrc-ide/global-lmic-reports/master/AFG/projections.csv
https://raw.githubusercontent.com/mrc-ide/global-lmic-reports/master/AFG/projections.csv
https://raw.githubusercontent.com/mrc-ide/global-lmic-reports/master/AFG/projections.csv
https://raw.githubusercontent.com/mrc-ide/global-lmic-reports/master/AFG/projections.csv
https://raw.githubusercontent.com/mrc-ide/global-lmic-reports/master/AFG/projections.csv
https://raw.githubusercontent.com/mrc-ide/global-lmic-reports/master/AFG/projections.csv
https://raw.githubusercontent.com/mrc-ide/global-lmic-reports/master/AFG/projections.csv
https://raw.githubusercontent.com/mrc-ide/global-lmic-reports/master/AFG/projections.csv
https://raw.githubusercontent.com/mrc-ide/global-lmic-reports/master/AFG/projections.csv
https://raw.githubusercontent.com/mrc-ide/global-lmic-reports/master/AFG/projections.csv
https://raw.githubusercontent.com/mrc-ide/global-lmic-reports/master/AFG/projections.csv
https://raw.githubusercontent.com/mrc-ide/global-lmic-reports/master/AFG/projections.csv
https://raw.githubusercontent.com/mrc-ide/global-lmic-reports/master/AFG/projections.csv
https://raw.githubusercontent.com/mrc-ide/global-lmic-reports/master/AFG/projections.csv
https://raw.githubusercontent.com/mrc-ide/global-lmic-reports/master/AFG/projections.csv
https://raw.githubusercontent.com/mrc-ide/global-lmic-reports/master/AFG/projections.csv
https://raw.githubusercontent.com/mrc-ide/global-lmic-reports/master/AFG/projections.csv
https://raw.githubusercontent.com/mrc-ide/global-lmic-reports/master/AFG/projections.csv
https://raw.githubusercontent.com/mrc-ide/global-lmic-reports/master/AFG/projections.csv
https://raw.githubusercontent.com/mrc-ide/global-lmic-reports/master/AFG/projections.csv
https://raw.githubusercontent.com/mrc-ide/global-lmic-reports/master/AFG/projections.csv
https://raw.githubusercontent.com/mrc-ide/global-lmic-reports/master/AFG/projections.csv
https://raw.githubusercontent.com/mrc-ide/global-lmic-reports/master/AFG/projections.csv
https://raw.githubusercontent.com/mrc-ide/global-lmic-reports/master/AFG/projections.csv
https://raw.githubusercontent.com/mrc-ide/global-lmic-reports/master/AFG/projections.csv
https://raw.githubusercontent.com/mrc-ide/global-lmic-reports/master/AFG/projections.csv
https://raw.githubusercontent.com/mrc-ide/global-lmic-reports/master/AFG/projections.csv
https://raw.githubusercontent.com/mrc-ide/global-lmic-reports/master/AFG/projections.csv
https://raw.githubusercontent.com/mrc-ide/global-lmic-reports/master/AFG/projections.csv
https://raw.githubusercontent.com/mrc-ide/global-lmic-reports/master/AFG/projections.csv
https://raw.githubusercontent.com/mrc-ide/global-lmic-reports/master/AFG/projections.csv
https://raw.githubusercontent.com/mrc-ide/global-lmic-reports/master/AFG/projections.csv
https://raw.githubusercontent.com/mrc-ide/global-lmic-reports/master/AFG/projections.csv
https://raw.githubusercontent.com/mrc-ide/global-lmic-reports/master/AFG/projections.csv
https://raw.githubusercontent.com/mrc-ide/global-lmic-reports/master/AFG/projections.csv
https://raw.githubusercontent.com/mrc-ide/global-lmic-reports/master/AFG/projections.csv
https://raw.githubusercontent.com/mrc-ide/global-lmic-reports/master/AFG/projections.csv
https://raw.githubusercontent.com/mrc-ide/global-lmic-reports/master/AFG/projections.csv
https://raw.githubusercontent.com/mrc-ide/global-lmic-reports/master/AFG/projections.csv
https://raw.githubusercontent.com/mrc-ide/global-lmic-reports/master/AFG/projections.csv
https://raw.githubusercontent.com/mrc-ide/global-lmic-reports/master/AFG/projections.csv
https://raw.githubusercontent.com/mrc-ide/global-lmic-reports/master/AFG/projections.csv
https://raw.githubusercontent.com/mrc-ide/global-lmic-reports/master/AFG/projections.csv
https://raw.githubusercontent.com/mrc-ide/global-lmic-reports/master/AFG/projections.csv
https://raw.githubusercontent.com/mrc-ide/global-lmic-reports/master/AFG/projections.csv
https://raw.githubusercontent.com/mrc-ide/global-lmic-reports/master/AFG/projections.csv
https://raw.githubusercontent.com/mrc-ide/global-lmic-reports/master/AFG/projections.csv
https://raw.githubusercontent.com/mrc-ide/global-lmic-reports/master/AFG/projections.csv
https://raw.githubusercontent.com/mrc-ide/global-lmic-reports/master/AFG/projections.csv
https://raw.githubusercontent.com/mrc-ide/global-lmic-reports/master/AFG/projections.csv
https://raw.githubusercontent.com/mrc-ide/global-lmic-reports/master/AFG/projections.csv
https://raw.githubusercontent.com/mrc-ide/global-lmic-reports/master/AFG/projections.csv
https://raw.githubusercontent.com/mrc-ide/global-lmic-reports/master/AFG/projections.csv
https://raw.githubusercontent.com/mrc-ide/global-lmic-reports/master/AFG/projections.csv
https://raw.githubusercontent.com/mrc-ide/global-lmic-reports/master/AFG/projections.csv
https://raw.githubusercontent.com/mrc-ide/global-lmic-reports/master/AFG/projections.csv
https://raw.githubusercontent.com/mrc-ide/global-lmic-reports/master/AFG/projections.csv
https://raw.githubusercontent.com/mrc-ide/global-lmic-reports/master/AFG/projections.csv
https://raw.githubusercontent.com/mrc-ide/global-lmic-reports/master/AFG/projections.csv
https://raw.githubusercontent.com/mrc-ide/global-lmic-reports/master/AFG/projections.csv
https://raw.githubusercontent.com/mrc-ide/global-lmic-reports/master/AFG/projections.csv
https://raw.githubusercontent.com/mrc-ide/global-lmic-reports/master/AFG/projections.csv
https://raw.githubusercontent.com/mrc-ide/global-lmic-reports/master/AFG/projections.csv
https://raw.githubusercontent.com/mrc-ide/global-lmic-reports/master/AFG/projections.csv
https://raw.githubusercontent.com/mrc-ide/global-lmic-reports/master/AFG/projections.csv
https://raw.githubusercontent.com/mrc-ide/global-lmic-reports/master/AFG/projections.csv
https://raw.githubusercontent.com/mrc-ide/global-lmic-reports/master/AFG/projections.csv
https://raw.githubusercontent.com/mrc-ide/global-lmic-reports/master/AFG/projections.csv
https://raw.githubusercontent.com/mrc-ide/global-lmic-reports/master/AFG/projections.csv
https://raw.githubusercontent.com/mrc-ide/global-lmic-reports/master/AFG/projections.csv
https://raw.githubusercontent.com/mrc-ide/global-lmic-reports/master/AFG/projections.csv
https://raw.githubusercontent.com/mrc-ide/global-lmic-reports/master/AFG/projections.csv
https://raw.githubusercontent.com/mrc-ide/global-lmic-reports/master/AFG/projections.csv
https://raw.githubusercontent.com/mrc-ide/global-lmic-reports/master/AFG/projections.csv
https://raw.githubusercontent.com/mrc-ide/global-lmic-reports/master/AFG/projections.csv
https://raw.githubusercontent.com/mrc-ide/global-lmic-reports/master/AFG/projections.csv
https://raw.githubusercontent.com/mrc-ide/global-lmic-reports/master/AFG/projections.csv
https://raw.githubusercontent.com/mrc-ide/global-lmic-reports/master/AFG/projections.csv
https://raw.githubusercontent.com/mrc-ide/global-lmic-reports/master/AFG/projections.csv
https://raw.githubusercontent.com/mrc-ide/global-lmic-reports/master/AFG/projections.csv
https://raw.githubusercontent.com/mrc-ide/global-lmic-reports/master/AFG/projections.csv
https://raw.githubusercontent.com/mrc-ide/global-lmic-reports/master/AFG/projections.csv
https://raw.githubusercontent.com/mrc-ide/global-lmic-reports/master/AFG/projections.csv
https://raw.githubusercontent.com/mrc-ide/global-lmic-reports/master/AFG/projections.csv
https://raw.githubusercontent.com/mrc-ide/global-lmic-reports/master/AFG/projections.csv
https://raw.githubusercontent.com/mrc-ide/global-lmic-reports/master/AFG/projections.csv
https://raw.githubusercontent.com/mrc-ide/global-lmic-reports/master/AFG/projections.csv
https://raw.githubusercontent.com/mrc-ide/global-lmic-reports/master/AFG/projections.csv
https://raw.githubusercontent.com/mrc-ide/global-lmic-reports/master/AFG/projections.csv
https://raw.githubusercontent.com/mrc-ide/global-lmic-reports/master/AFG/projections.csv
https://raw.githubusercontent.com/mrc-ide/global-lmic-reports/master/AFG/projections.csv
https://raw.githubusercontent.com/mrc-ide/global-lmic-reports/master/AFG/projections.csv
https://raw.githubusercontent.com/mrc-ide/global-lmic-reports/master/AFG/projections.csv
https://raw.githubusercontent.com/mrc-ide/global-lmic-reports/master/AFG/projections.csv
https://raw.githubusercontent.com/mrc-ide/global-lmic-reports/master/AFG/projections.csv
https://raw.githubusercontent.com/mrc-ide/global-lmic-reports/master/AFG/projections.csv
https://raw.githubusercontent.com/mrc-ide/global-lmic-reports/master/AFG/projections.csv
https://raw.githubusercontent.com/mrc-ide/global-lmic-reports/master/AFG/projections.csv
https://raw.githubusercontent.com/mrc-ide/global-lmic-reports/master/AFG/projections.csv
https://raw.githubusercontent.com/mrc-ide/global-lmic-reports/master/AFG/projections.csv
https://raw.githubusercontent.com/mrc-ide/global-lmic-reports/master/AFG/projections.csv
https://raw.githubusercontent.com/mrc-ide/global-lmic-reports/master/AFG/projections.csv
https://raw.githubusercontent.com/mrc-ide/global-lmic-reports/master/AFG/projections.csv
https://raw.githubusercontent.com/mrc-ide/global-lmic-reports/master/AFG/projections.csv
https://raw.githubusercontent.com/mrc-ide/global-lmic-reports/master/AFG/projections.csv
https://raw.githubusercontent.com/mrc-ide/global-lmic-reports/master/AFG/projections.csv
https://raw.githubusercontent.com/mrc-ide/global-lmic-reports/master/AFG/projections.csv
https://raw.githubusercontent.com/mrc-ide/global-lmic-reports/master/AFG/projections.csv
https://raw.githubusercontent.com/mrc-ide/global-lmic-reports/master/AFG/projections.csv
https://raw.githubusercontent.com/mrc-ide/global-lmic-reports/master/AFG/projections.csv
https://raw.githubusercontent.com/mrc-ide/global-lmic-reports/master/AFG/projections.csv
https://raw.githubusercontent.com/mrc-ide/global-lmic-reports/master/AFG/projections.csv
https://raw.githubusercontent.com/mrc-ide/global-lmic-reports/master/AFG/projections.csv
https://raw.githubusercontent.com/mrc-ide/global-lmic-reports/master/AFG/projections.csv
https://raw.githubusercontent.com/mrc-ide/global-lmic-reports/master/AFG/projections.csv
https://raw.githubusercontent.com/mrc-ide/global-lmic-reports/master/AFG/projections.csv
https://raw.githubusercontent.com/mrc-ide/global-lmic-reports/master/AFG/projections.csv
https://raw.githubusercontent.com/mrc-ide/global-lmic-reports/master/AFG/projections.csv
https://raw.githubusercontent.com/mrc-ide/global-lmic-reports/master/AFG/projections.csv
https://raw.githubusercontent.com/mrc-ide/global-lmic-reports/master/AFG/projections.csv
https://raw.githubusercontent.com/mrc-ide/global-lmic-reports/master/AFG/projections.csv
https://raw.githubusercontent.com/mrc-ide/global-lmic-reports/master/AFG/projections.csv
https://raw.githubusercontent.com/mrc-ide/global-lmic-reports/master/AFG/projections.csv
https://raw.githubusercontent.com/mrc-ide/global-lmic-reports/master/AFG/projections.csv
https://raw.githubusercontent.com/mrc-ide/global-lmic-reports/master/AFG/projections.csv
https://raw.githubusercontent.com/mrc-ide/global-lmic-reports/master/AFG/projections.csv
https://raw.githubusercontent.com/mrc-ide/global-lmic-reports/master/AFG/projections.csv
https://raw.githubusercontent.com/mrc-ide/global-lmic-reports/master/AFG/projections.csv
https://raw.githubusercontent.com/mrc-ide/global-lmic-reports/master/AFG/projections.csv
https://raw.githubusercontent.com/mrc-ide/global-lmic-reports/master/AFG/projections.csv
https://raw.githubusercontent.com/mrc-ide/global-lmic-reports/master/AFG/projections.csv
https://raw.githubusercontent.com/mrc-ide/global-lmic-reports/master/AFG/projections.csv
https://raw.githubusercontent.com/mrc-ide/global-lmic-reports/master/AFG/projections.csv
https://raw.githubusercontent.com/mrc-ide/global-lmic-reports/master/AFG/projections.csv
https://raw.githubusercontent.com/mrc-ide/global-lmic-reports/master/AFG/projections.csv
https://raw.githubusercontent.com/mrc-ide/global-lmic-reports/master/AFG/projections.csv
https://raw.githubusercontent.com/mrc-ide/global-lmic-reports/master/AFG/projections.csv
https://raw.githubusercontent.com/mrc-ide/global-lmic-reports/master/AFG/projections.csv
https://raw.githubusercontent.com/mrc-ide/global-lmic-reports/master/AFG/projections.csv
https://raw.githubusercontent.com/mrc-ide/global-lmic-reports/master/AFG/projections.csv
https://raw.githubusercontent.com/mrc-ide/global-lmic-reports/master/AFG/projections.csv
https://raw.githubusercontent.com/mrc-ide/global-lmic-reports/master/AFG/projections.csv
https://raw.githubusercontent.com/mrc-ide/global-lmic-reports/master/AFG/projections.csv
https://raw.githubusercontent.com/mrc-ide/global-lmic-reports/master/AFG/projections.csv
https://raw.githubusercontent.com/mrc-ide/global-lmic-reports/master/AFG/projections.csv
https://raw.githubusercontent.com/mrc-ide/global-lmic-reports/master/AFG/projections.csv
https://raw.githubusercontent.com/mrc-ide/global-lmic-reports/master/AFG/projections.csv
https://raw.githubusercontent.com/mrc-ide/global-lmic-reports/master/AFG/projections.csv
https://raw.githubusercontent.com/mrc-ide/global-lmic-reports/master/AFG/projections.csv
https://raw.githubusercontent.com/mrc-ide/global-lmic-reports/master/AFG/projections.csv
https://raw.githubusercontent.com/mrc-ide/global-lmic-reports/master/AFG/projections.csv
https://raw.githubusercontent.com/mrc-ide/global-lmic-reports/master/AFG/projections.csv
https://raw.githubusercontent.com/mrc-ide/global-lmic-reports/master/AFG/projections.csv
https://raw.githubusercontent.com/mrc-ide/global-lmic-reports/master/AFG/projections.csv
https://raw.githubusercontent.com/mrc-ide/global-lmic-reports/master/AFG/projections.csv
https://raw.githubusercontent.com/mrc-ide/global-lmic-reports/master/AFG/projections.csv
https://raw.githubusercontent.com/mrc-ide/global-lmic-reports/master/AFG/projections.csv
https://raw.githubusercontent.com/mrc-ide/global-lmic-reports/master/AFG/projections.csv
https://raw.githubusercontent.com/mrc-ide/global-lmic-reports/master/AFG/projections.csv
https://raw.githubusercontent.com/mrc-ide/global-lmic-reports/master/AFG/projections.csv
https://raw.githubusercontent.com/mrc-ide/global-lmic-reports/master/AFG/projections.csv
https://raw.githubusercontent.com/mrc-ide/global-lmic-reports/master/AFG/projections.csv
https://raw.githubusercontent.com/mrc-ide/global-lmic-reports/master/AFG/projections.csv
https://raw.githubusercontent.com/mrc-ide/global-lmic-reports/master/AFG/projections.csv
https://raw.githubusercontent.com/mrc-ide/global-lmic-reports/master/AFG/projections.csv
https://raw.githubusercontent.com/mrc-ide/global-lmic-reports/master/AFG/projections.csv
https://raw.githubusercontent.com/mrc-ide/global-lmic-reports/master/AFG/projections.csv
https://raw.githubusercontent.com/mrc-ide/global-lmic-reports/master/AFG/projections.csv
https://raw.githubusercontent.com/mrc-ide/global-lmic-reports/master/AFG/projections.csv
https://raw.githubusercontent.com/mrc-ide/global-lmic-reports/master/AFG/projections.csv
https://raw.githubusercontent.com/mrc-ide/global-lmic-reports/master/AFG/projections.csv
https://raw.githubusercontent.com/mrc-ide/global-lmic-reports/master/AFG/projections.csv
https://raw.githubusercontent.com/mrc-ide/global-lmic-reports/master/AFG/projections.csv
https://raw.githubusercontent.com/mrc-ide/global-lmic-reports/master/AFG/projections.csv
https://raw.githubusercontent.com/mrc-ide/global-lmic-reports/master/AFG/projections.csv
https://raw.githubusercontent.com/mrc-ide/global-lmic-reports/master/AFG/projections.csv
https://raw.githubusercontent.com/mrc-ide/global-lmic-reports/master/AFG/projections.csv
https://raw.githubusercontent.com/mrc-ide/global-lmic-reports/master/AFG/projections.csv
https://raw.githubusercontent.com/mrc-ide/global-lmic-reports/master/AFG/projections.csv
https://raw.githubusercontent.com/mrc-ide/global-lmic-reports/master/AFG/projections.csv
https://raw.githubusercontent.com/mrc-ide/global-lmic-reports/master/AFG/projections.csv
https://raw.githubusercontent.com/mrc-ide/global-lmic-reports/master/AFG/projections.csv
https://raw.githubusercontent.com/mrc-ide/global-lmic-reports/master/AFG/projections.csv
https://raw.githubusercontent.com/mrc-ide/global-lmic-reports/master/AFG/projections.csv
https://raw.githubusercontent.com/mrc-ide/global-lmic-reports/master/AFG/projections.csv
https://raw.githubusercontent.com/mrc-ide/global-lmic-reports/master/AFG/projections.csv
https://raw.githubusercontent.com/mrc-ide/global-lmic-reports/master/AFG/projections.csv
https://raw.githubusercontent.com/mrc-ide/global-lmic-reports/master/AFG/projections.csv
https://raw.githubusercontent.com/mrc-ide/global-lmic-reports/master/AFG/projections.csv
https://raw.githubusercontent.com/mrc-ide/global-lmic-reports/master/AFG/projections.csv
https://raw.githubusercontent.com/mrc-ide/global-lmic-reports/master/AFG/projections.csv
https://raw.githubusercontent.com/mrc-ide/global-lmic-reports/master/AFG/projections.csv
https://raw.githubusercontent.com/mrc-ide/global-lmic-reports/master/AFG/projections.csv
https://raw.githubusercontent.com/mrc-ide/global-lmic-reports/master/AFG/projections.csv
https://raw.githubusercontent.com/mrc-ide/global-lmic-reports/master/AFG/projections.csv
https://raw.githubusercontent.com/mrc-ide/global-lmic-reports/master/AFG/projections.csv
https://raw.githubusercontent.com/mrc-ide/global-lmic-reports/master/AFG/projections.csv
https://raw.githubusercontent.com/mrc-ide/global-lmic-reports/master/AFG/projections.csv
https://raw.githubusercontent.com/mrc-ide/global-lmic-reports/master/AFG/projections.csv
https://raw.githubusercontent.com/mrc-ide/global-lmic-reports/master/AFG/projections.csv
https://raw.githubusercontent.com/mrc-ide/global-lmic-reports/master/AFG/projections.csv
https://raw.githubusercontent.com/mrc-ide/global-lmic-reports/master/AFG/projections.csv
https://raw.githubusercontent.com/mrc-ide/global-lmic-reports/master/AFG/projections.csv
https://raw.githubusercontent.com/mrc-ide/global-lmic-reports/master/AFG/projections.csv
https://raw.githubusercontent.com/mrc-ide/global-lmic-reports/master/AFG/projections.csv
https://raw.githubusercontent.com/mrc-ide/global-lmic-reports/master/AFG/projections.csv
https://raw.githubusercontent.com/mrc-ide/global-lmic-reports/master/AFG/projections.csv
https://raw.githubusercontent.com/mrc-ide/global-lmic-reports/master/AFG/projections.csv
https://raw.githubusercontent.com/mrc-ide/global-lmic-reports/master/AFG/projections.csv
https://raw.githubusercontent.com/mrc-ide/global-lmic-reports/master/AFG/projections.csv
https://raw.githubusercontent.com/mrc-ide/global-lmic-reports/master/AFG/projections.csv
https://raw.githubusercontent.com/mrc-ide/global-lmic-reports/master/AFG/projections.csv
https://raw.githubusercontent.com/mrc-ide/global-lmic-reports/master/AFG/projections.csv
https://raw.githubusercontent.com/mrc-ide/global-lmic-reports/master/AFG/projections.csv
https://raw.githubusercontent.com/mrc-ide/global-lmic-reports/master/AFG/projections.csv
https://raw.githubusercontent.com/mrc-ide/global-lmic-reports/master/AFG/projections.csv
https://raw.githubusercontent.com/mrc-ide/global-lmic-reports/master/AFG/projections.csv
https://raw.githubusercontent.com/mrc-ide/global-lmic-reports/master/AFG/projections.csv
https://raw.githubusercontent.com/mrc-ide/global-lmic-reports/master/AFG/projections.csv
https://raw.githubusercontent.com/mrc-ide/global-lmic-reports/master/AFG/projections.csv
https://raw.githubusercontent.com/mrc-ide/global-lmic-reports/master/AFG/projections.csv
https://raw.githubusercontent.com/mrc-ide/global-lmic-reports/master/AFG/projections.csv
https://raw.githubusercontent.com/mrc-ide/global-lmic-reports/master/AFG/projections.csv
https://raw.githubusercontent.com/mrc-ide/global-lmic-reports/master/AFG/projections.csv
https://raw.githubusercontent.com/mrc-ide/global-lmic-reports/master/AFG/projections.csv
https://raw.githubusercontent.com/mrc-ide/global-lmic-reports/master/AFG/projections.csv
https://raw.githubusercontent.com/mrc-ide/global-lmic-reports/master/AFG/projections.csv
https://raw.githubusercontent.com/mrc-ide/global-lmic-reports/master/AFG/projections.csv
https://raw.githubusercontent.com/mrc-ide/global-lmic-reports/master/AFG/projections.csv
https://raw.githubusercontent.com/mrc-ide/global-lmic-reports/master/AFG/projections.csv
https://raw.githubusercontent.com/mrc-ide/global-lmic-reports/master/AFG/projections.csv
https://raw.githubusercontent.com/mrc-ide/global-lmic-reports/master/AFG/projections.csv
https://raw.githubusercontent.com/mrc-ide/global-lmic-reports/master/AFG/projections.csv
https://raw.githubusercontent.com/mrc-ide/global-lmic-reports/master/AFG/projections.csv
https://raw.githubusercontent.com/mrc-ide/global-lmic-reports/master/AFG/projections.csv
https://raw.githubusercontent.com/mrc-ide/global-lmic-reports/master/AFG/projections.csv
https://raw.githubusercontent.com/mrc-ide/global-lmic-reports/master/AFG/projections.csv
https://raw.githubusercontent.com/mrc-ide/global-lmic-reports/master/AFG/projections.csv
https://raw.githubusercontent.com/mrc-ide/global-lmic-reports/master/AFG/projections.csv
https://raw.githubusercontent.com/mrc-ide/global-lmic-reports/master/AFG/projections.csv
https://raw.githubusercontent.com/mrc-ide/global-lmic-reports/master/AFG/projections.csv
https://raw.githubusercontent.com/mrc-ide/global-lmic-reports/master/AFG/projections.csv
https://raw.githubusercontent.com/mrc-ide/global-lmic-reports/master/AFG/projections.csv
https://raw.githubusercontent.com/mrc-ide/global-lmic-reports/master/AFG/projections.csv
https://raw.githubusercontent.com/mrc-ide/global-lmic-reports/master/AFG/projections.csv
https://raw.githubusercontent.com/mrc-ide/global-lmic-reports/master/AFG/projections.csv
https://raw.githubusercontent.com/mrc-ide/global-lmic-reports/master/AFG/projections.csv
https://raw.githubusercontent.com/mrc-ide/global-lmic-reports/master/AFG/projections.csv
https://raw.githubusercontent.com/mrc-ide/global-lmic-reports/master/AFG/projections.csv
https://raw.githubusercontent.com/mrc-ide/global-lmic-reports/master/AFG/projections.csv
https://raw.githubusercontent.com/mrc-ide/global-lmic-reports/master/AFG/projections.csv
https://raw.githubusercontent.com/mrc-ide/global-lmic-reports/master/AFG/projections.csv
https://raw.githubusercontent.com/mrc-ide/global-lmic-reports/master/AFG/projections.csv
https://raw.githubusercontent.com/mrc-ide/global-lmic-reports/master/AFG/projections.csv
https://raw.githubusercontent.com/mrc-ide/global-lmic-reports/master/AFG/projections.csv
https://raw.githubusercontent.com/mrc-ide/global-lmic-reports/master/AFG/projections.csv
https://raw.githubusercontent.com/mrc-ide/global-lmic-reports/master/AFG/projections.csv
https://raw.githubusercontent.com/mrc-ide/global-lmic-reports/master/AFG/projections.csv
https://raw.githubusercontent.com/mrc-ide/global-lmic-reports/master/AFG/projections.csv
https://raw.githubusercontent.com/mrc-ide/global-lmic-reports/master/AFG/projections.csv
https://raw.githubusercontent.com/mrc-ide/global-lmic-reports/master/AFG/projections.csv
https://raw.githubusercontent.com/mrc-ide/global-lmic-reports/master/AFG/projections.csv
https://raw.githubusercontent.com/mrc-ide/global-lmic-reports/master/AFG/projections.csv
https://raw.githubusercontent.com/mrc-ide/global-lmic-reports/master/AFG/projections.csv
https://raw.githubusercontent.com/mrc-ide/global-lmic-reports/master/AFG/projections.csv
https://raw.githubusercontent.com/mrc-ide/global-lmic-reports/master/AFG/projections.csv
https://raw.githubusercontent.com/mrc-ide/global-lmic-reports/master/AFG/projections.csv
https://raw.githubusercontent.com/mrc-ide/global-lmic-reports/master/AFG/projections.csv
https://raw.githubusercontent.com/mrc-ide/global-lmic-reports/master/AFG/projections.csv
https://raw.githubusercontent.com/mrc-ide/global-lmic-reports/master/AFG/projections.csv
https://raw.githubusercontent.com/mrc-ide/global-lmic-reports/master/AFG/projections.csv
https://raw.githubusercontent.com/mrc-ide/global-lmic-reports/master/AFG/projections.csv
https://raw.githubusercontent.com/mrc-ide/global-lmic-reports/master/AFG/projections.csv
https://raw.githubusercontent.com/mrc-ide/global-lmic-reports/master/AFG/projections.csv
https://raw.githubusercontent.com/mrc-ide/global-lmic-reports/master/AFG/projections.csv
https://raw.githubusercontent.com/mrc-ide/global-lmic-reports/master/AFG/projections.csv
https://raw.githubusercontent.com/mrc-ide/global-lmic-reports/master/AFG/projections.csv
https://raw.githubusercontent.com/mrc-ide/global-lmic-reports/master/AFG/projections.csv
https://raw.githubusercontent.com/mrc-ide/global-lmic-reports/master/AFG/projections.csv
https://raw.githubusercontent.com/mrc-ide/global-lmic-reports/master/AFG/projections.csv
https://raw.githubusercontent.com/mrc-ide/global-lmic-reports/master/AFG/projections.csv
https://raw.githubusercontent.com/mrc-ide/global-lmic-reports/master/AFG/projections.csv
https://raw.githubusercontent.com/mrc-ide/global-lmic-reports/master/AFG/projections.csv
https://raw.githubusercontent.com/mrc-ide/global-lmic-reports/master/AFG/projections.csv
https://raw.githubusercontent.com/mrc-ide/global-lmic-reports/master/AFG/projections.csv
https://raw.githubusercontent.com/mrc-ide/global-lmic-reports/master/AFG/projections.csv
https://raw.githubusercontent.com/mrc-ide/global-lmic-reports/master/AFG/projections.csv
https://raw.githubusercontent.com/mrc-ide/global-lmic-reports/master/AFG/projections.csv
https://raw.githubusercontent.com/mrc-ide/global-lmic-reports/master/AFG/projections.csv
https://raw.githubusercontent.com/mrc-ide/global-lmic-reports/master/AFG/projections.csv
https://raw.githubusercontent.com/mrc-ide/global-lmic-reports/master/AFG/projections.csv
https://raw.githubusercontent.com/mrc-ide/global-lmic-reports/master/AFG/projections.csv
https://raw.githubusercontent.com/mrc-ide/global-lmic-reports/master/AFG/projections.csv
https://raw.githubusercontent.com/mrc-ide/global-lmic-reports/master/AFG/projections.csv
https://raw.githubusercontent.com/mrc-ide/global-lmic-reports/master/AFG/projections.csv
https://raw.githubusercontent.com/mrc-ide/global-lmic-reports/master/AFG/projections.csv
https://raw.githubusercontent.com/mrc-ide/global-lmic-reports/master/AFG/projections.csv
https://raw.githubusercontent.com/mrc-ide/global-lmic-reports/master/AFG/projections.csv
https://raw.githubusercontent.com/mrc-ide/global-lmic-reports/master/AFG/projections.csv
https://raw.githubusercontent.com/mrc-ide/global-lmic-reports/master/AFG/projections.csv
https://raw.githubusercontent.com/mrc-ide/global-lmic-reports/master/AFG/projections.csv
https://raw.githubusercontent.com/mrc-ide/global-lmic-reports/master/AFG/projections.csv
https://raw.githubusercontent.com/mrc-ide/global-lmic-reports/master/AFG/projections.csv
https://raw.githubusercontent.com/mrc-ide/global-lmic-reports/master/AFG/projections.csv
https://raw.githubusercontent.com/mrc-ide/global-lmic-reports/master/AFG/projections.csv
https://raw.githubusercontent.com/mrc-ide/global-lmic-reports/master/AFG/projections.csv
https://raw.githubusercontent.com/mrc-ide/global-lmic-reports/master/AFG/projections.csv
https://raw.githubusercontent.com/mrc-ide/global-lmic-reports/master/AFG/projections.csv
https://raw.githubusercontent.com/mrc-ide/global-lmic-reports/master/AFG/projections.csv
https://raw.githubusercontent.com/mrc-ide/global-lmic-reports/master/AFG/projections.csv
https://raw.githubusercontent.com/mrc-ide/global-lmic-reports/master/AFG/projections.csv
https://raw.githubusercontent.com/mrc-ide/global-lmic-reports/master/AFG/projections.csv
https://raw.githubusercontent.com/mrc-ide/global-lmic-reports/master/AFG/projections.csv
https://raw.githubusercontent.com/mrc-ide/global-lmic-reports/master/AFG/projections.csv
https://raw.githubusercontent.com/mrc-ide/global-lmic-reports/master/AFG/projections.csv
https://raw.githubusercontent.com/mrc-ide/global-lmic-reports/master/AFG/projections.csv
https://raw.githubusercontent.com/mrc-ide/global-lmic-reports/master/AFG/projections.csv
https://raw.githubusercontent.com/mrc-ide/global-lmic-reports/master/AFG/projections.csv
https://raw.githubusercontent.com/mrc-ide/global-lmic-reports/master/AFG/projections.csv
https://raw.githubusercontent.com/mrc-ide/global-lmic-reports/master/AFG/projections.csv
https://raw.githubusercontent.com/mrc-ide/global-lmic-reports/master/AFG/projections.csv
https://raw.githubusercontent.com/mrc-ide/global-lmic-reports/master/AFG/projections.csv
https://raw.githubusercontent.com/mrc-ide/global-lmic-reports/master/AFG/projections.csv
https://raw.githubusercontent.com/mrc-ide/global-lmic-reports/master/AFG/projections.csv
https://raw.githubusercontent.com/mrc-ide/global-lmic-reports/master/AFG/projections.csv
https://raw.githubusercontent.com/mrc-ide/global-lmic-reports/master/AFG/projections.csv
https://raw.githubusercontent.com/mrc-ide/global-lmic-reports/master/AFG/projections.csv
https://raw.githubusercontent.com/mrc-ide/global-lmic-reports/master/AFG/projections.csv
https://raw.githubusercontent.com/mrc-ide/global-lmic-reports/master/AFG/projections.csv
https://raw.githubusercontent.com/mrc-ide/global-lmic-reports/master/AFG/projections.csv
https://raw.githubusercontent.com/mrc-ide/global-lmic-reports/master/AFG/projections.csv
https://raw.githubusercontent.com/mrc-ide/global-lmic-reports/master/AFG/projections.csv
https://raw.githubusercontent.com/mrc-ide/global-lmic-reports/master/AFG/projections.csv
https://raw.githubusercontent.com/mrc-ide/global-lmic-reports/master/AFG/projections.csv
https://raw.githubusercontent.com/mrc-ide/global-lmic-reports/master/AFG/projections.csv
https://raw.githubusercontent.com/mrc-ide/global-lmic-reports/master/AFG/projections.csv
https://raw.githubusercontent.com/mrc-ide/global-lmic-reports/master/AFG/projections.csv
https://raw.githubusercontent.com/mrc-ide/global-lmic-reports/master/AFG/projections.csv
https://raw.githubusercontent.com/mrc-ide/global-lmic-reports/master/AFG/projections.csv
https://raw.githubusercontent.com/mrc-ide/global-lmic-reports/master/AFG/projections.csv
https://raw.githubusercontent.com/mrc-ide/global-lmic-reports/master/AFG/projections.csv
https://raw.githubusercontent.com/mrc-ide/global-lmic-reports/master/AFG/projections.csv
https://raw.githubusercontent.com/mrc-ide/global-lmic-reports/master/AFG/projections.csv
https://raw.githubusercontent.com/mrc-ide/global-lmic-reports/master/AFG/projections.csv
https://raw.githubusercontent.com/mrc-ide/global-lmic-reports/master/AFG/projections.csv
https://raw.githubusercontent.com/mrc-ide/global-lmic-reports/master/AFG/projections.csv
https://raw.githubusercontent.com/mrc-ide/global-lmic-reports/master/AFG/projections.csv
https://raw.githubusercontent.com/mrc-ide/global-lmic-reports/master/AFG/projections.csv
https://raw.githubusercontent.com/mrc-ide/global-lmic-reports/master/AFG/projections.csv
https://raw.githubusercontent.com/mrc-ide/global-lmic-reports/master/AFG/projections.csv
https://raw.githubusercontent.com/mrc-ide/global-lmic-reports/master/AFG/projections.csv
https://raw.githubusercontent.com/mrc-ide/global-lmic-reports/master/AFG/projections.csv
https://raw.githubusercontent.com/mrc-ide/global-lmic-reports/master/AFG/projections.csv
https://raw.githubusercontent.com/mrc-ide/global-lmic-reports/master/AFG/projections.csv
https://raw.githubusercontent.com/mrc-ide/global-lmic-reports/master/AFG/projections.csv
https://raw.githubusercontent.com/mrc-ide/global-lmic-reports/master/AFG/projections.csv
https://raw.githubusercontent.com/mrc-ide/global-lmic-reports/master/AFG/projections.csv
https://raw.githubusercontent.com/mrc-ide/global-lmic-reports/master/AFG/projections.csv
https://raw.githubusercontent.com/mrc-ide/global-lmic-reports/master/AFG/projections.csv
https://raw.githubusercontent.com/mrc-ide/global-lmic-reports/master/AFG/projections.csv
https://raw.githubusercontent.com/mrc-ide/global-lmic-reports/master/AFG/projections.csv
https://raw.githubusercontent.com/mrc-ide/global-lmic-reports/master/AFG/projections.csv
https://raw.githubusercontent.com/mrc-ide/global-lmic-reports/master/AFG/projections.csv
https://raw.githubusercontent.com/mrc-ide/global-lmic-reports/master/AFG/projections.csv
https://raw.githubusercontent.com/mrc-ide/global-lmic-reports/master/AFG/projections.csv
https://raw.githubusercontent.com/mrc-ide/global-lmic-reports/master/AFG/projections.csv
https://raw.githubusercontent.com/mrc-ide/global-lmic-reports/master/AFG/projections.csv
https://raw.githubusercontent.com/mrc-ide/global-lmic-reports/master/AFG/projections.csv
https://raw.githubusercontent.com/mrc-ide/global-lmic-reports/master/AFG/projections.csv
https://raw.githubusercontent.com/mrc-ide/global-lmic-reports/master/AFG/projections.csv
https://raw.githubusercontent.com/mrc-ide/global-lmic-reports/master/AFG/projections.csv
https://raw.githubusercontent.com/mrc-ide/global-lmic-reports/master/AFG/projections.csv
https://raw.githubusercontent.com/mrc-ide/global-lmic-reports/master/AFG/projections.csv
https://raw.githubusercontent.com/mrc-ide/global-lmic-reports/master/AFG/projections.csv
https://raw.githubusercontent.com/mrc-ide/global-lmic-reports/master/AFG/projections.csv
https://raw.githubusercontent.com/mrc-ide/global-lmic-reports/master/AFG/projections.csv
https://raw.githubusercontent.com/mrc-ide/global-lmic-reports/master/AFG/projections.csv
https://raw.githubusercontent.com/mrc-ide/global-lmic-reports/master/AFG/projections.csv
https://raw.githubusercontent.com/mrc-ide/global-lmic-reports/master/AFG/projections.csv
https://raw.githubusercontent.com/mrc-ide/global-lmic-reports/master/AFG/projections.csv
https://raw.githubusercontent.com/mrc-ide/global-lmic-reports/master/AFG/projections.csv
https://raw.githubusercontent.com/mrc-ide/global-lmic-reports/master/AFG/projections.csv
https://raw.githubusercontent.com/mrc-ide/global-lmic-reports/master/AFG/projections.csv
https://raw.githubusercontent.com/mrc-ide/global-lmic-reports/master/AFG/projections.csv
https://raw.githubusercontent.com/mrc-ide/global-lmic-reports/master/AFG/projections.csv
https://raw.githubusercontent.com/mrc-ide/global-lmic-reports/master/AFG/projections.csv
https://raw.githubusercontent.com/mrc-ide/global-lmic-reports/master/AFG/projections.csv
https://raw.githubusercontent.com/mrc-ide/global-lmic-reports/master/AFG/projections.csv
https://raw.githubusercontent.com/mrc-ide/global-lmic-reports/master/AFG/projections.csv
https://raw.githubusercontent.com/mrc-ide/global-lmic-reports/master/AFG/projections.csv
https://raw.githubusercontent.com/mrc-ide/global-lmic-reports/master/AFG/projections.csv
https://raw.githubusercontent.com/mrc-ide/global-lmic-reports/master/AFG/projections.csv
https://raw.githubusercontent.com/mrc-ide/global-lmic-reports/master/AFG/projections.csv
https://raw.githubusercontent.com/mrc-ide/global-lmic-reports/master/AFG/projections.csv
https://raw.githubusercontent.com/mrc-ide/global-lmic-reports/master/AFG/projections.csv
https://raw.githubusercontent.com/mrc-ide/global-lmic-reports/master/AFG/projections.csv
https://raw.githubusercontent.com/mrc-ide/global-lmic-reports/master/AFG/projections.csv
https://raw.githubusercontent.com/mrc-ide/global-lmic-reports/master/AFG/projections.csv
https://raw.githubusercontent.com/mrc-ide/global-lmic-reports/master/AFG/projections.csv
https://raw.githubusercontent.com/mrc-ide/global-lmic-reports/master/AFG/projections.csv
https://raw.githubusercontent.com/mrc-ide/global-lmic-reports/master/AFG/projections.csv
https://raw.githubusercontent.com/mrc-ide/global-lmic-reports/master/AFG/projections.csv
https://raw.githubusercontent.com/mrc-ide/global-lmic-reports/master/AFG/projections.csv
https://raw.githubusercontent.com/mrc-ide/global-lmic-reports/master/AFG/projections.csv
https://raw.githubusercontent.com/mrc-ide/global-lmic-reports/master/AFG/projections.csv
https://raw.githubusercontent.com/mrc-ide/global-lmic-reports/master/AFG/projections.csv
https://raw.githubusercontent.com/mrc-ide/global-lmic-reports/master/AFG/projections.csv
https://raw.githubusercontent.com/mrc-ide/global-lmic-reports/master/AFG/projections.csv
https://raw.githubusercontent.com/mrc-ide/global-lmic-reports/master/AFG/projections.csv
https://raw.githubusercontent.com/mrc-ide/global-lmic-reports/master/AFG/projections.csv
https://raw.githubusercontent.com/mrc-ide/global-lmic-reports/master/AFG/projections.csv
https://raw.githubusercontent.com/mrc-ide/global-lmic-reports/master/AFG/projections.csv
https://raw.githubusercontent.com/mrc-ide/global-lmic-reports/master/AFG/projections.csv
https://raw.githubusercontent.com/mrc-ide/global-lmic-reports/master/AFG/projections.csv
https://raw.githubusercontent.com/mrc-ide/global-lmic-reports/master/AFG/projections.csv
https://raw.githubusercontent.com/mrc-ide/global-lmic-reports/master/AFG/projections.csv
https://raw.githubusercontent.com/mrc-ide/global-lmic-reports/master/AFG/projections.csv
https://raw.githubusercontent.com/mrc-ide/global-lmic-reports/master/AFG/projections.csv
https://raw.githubusercontent.com/mrc-ide/global-lmic-reports/master/AFG/projections.csv
https://raw.githubusercontent.com/mrc-ide/global-lmic-reports/master/AFG/projections.csv
https://raw.githubusercontent.com/mrc-ide/global-lmic-reports/master/AFG/projections.csv
https://raw.githubusercontent.com/mrc-ide/global-lmic-reports/master/AFG/projections.csv
https://raw.githubusercontent.com/mrc-ide/global-lmic-reports/master/AFG/projections.csv
https://raw.githubusercontent.com/mrc-ide/global-lmic-reports/master/AFG/projections.csv
https://raw.githubusercontent.com/mrc-ide/global-lmic-reports/master/AFG/projections.csv
https://raw.githubusercontent.com/mrc-ide/global-lmic-reports/master/AFG/projections.csv
https://raw.githubusercontent.com/mrc-ide/global-lmic-reports/master/AFG/projections.csv
https://raw.githubusercontent.com/mrc-ide/global-lmic-reports/master/AFG/projections.csv
https://raw.githubusercontent.com/mrc-ide/global-lmic-reports/master/AFG/projections.csv
https://raw.githubusercontent.com/mrc-ide/global-lmic-reports/master/AFG/projections.csv
https://raw.githubusercontent.com/mrc-ide/global-lmic-reports/master/AFG/projections.csv
https://raw.githubusercontent.com/mrc-ide/global-lmic-reports/master/AFG/projections.csv
https://raw.githubusercontent.com/mrc-ide/global-lmic-reports/master/AFG/projections.csv
https://raw.githubusercontent.com/mrc-ide/global-lmic-reports/master/AFG/projections.csv
https://raw.githubusercontent.com/mrc-ide/global-lmic-reports/master/AFG/projections.csv
https://raw.githubusercontent.com/mrc-ide/global-lmic-reports/master/AFG/projections.csv
https://raw.githubusercontent.com/mrc-ide/global-lmic-reports/master/AFG/projections.csv
https://raw.githubusercontent.com/mrc-ide/global-lmic-reports/master/AFG/projections.csv
https://raw.githubusercontent.com/mrc-ide/global-lmic-reports/master/AFG/projections.csv
https://raw.githubusercontent.com/mrc-ide/global-lmic-reports/master/AFG/projections.csv
https://raw.githubusercontent.com/mrc-ide/global-lmic-reports/master/AFG/projections.csv
https://raw.githubusercontent.com/mrc-ide/global-lmic-reports/master/AFG/projections.csv
https://raw.githubusercontent.com/mrc-ide/global-lmic-reports/master/AFG/projections.csv
https://raw.githubusercontent.com/mrc-ide/global-lmic-reports/master/AFG/projections.csv
https://raw.githubusercontent.com/mrc-ide/global-lmic-reports/master/AFG/projections.csv
https://raw.githubusercontent.com/mrc-ide/global-lmic-reports/master/AFG/projections.csv
https://raw.githubusercontent.com/mrc-ide/global-lmic-reports/master/AFG/projections.csv
https://raw.githubusercontent.com/mrc-ide/global-lmic-reports/master/AFG/projections.csv
https://raw.githubusercontent.com/mrc-ide/global-lmic-reports/master/AFG/projections.csv
https://raw.githubusercontent.com/mrc-ide/global-lmic-reports/master/AFG/projections.csv
https://raw.githubusercontent.com/mrc-ide/global-lmic-reports/master/AFG/projections.csv
https://raw.githubusercontent.com/mrc-ide/global-lmic-reports/master/AFG/projections.csv
https://raw.githubusercontent.com/mrc-ide/global-lmic-reports/master/AFG/projections.csv
https://raw.githubusercontent.com/mrc-ide/global-lmic-reports/master/AFG/projections.csv
https://raw.githubusercontent.com/mrc-ide/global-lmic-reports/master/AFG/projections.csv
https://raw.githubusercontent.com/mrc-ide/global-lmic-reports/master/AFG/projections.csv
https://raw.githubusercontent.com/mrc-ide/global-lmic-reports/master/AFG/projections.csv
https://raw.githubusercontent.com/mrc-ide/global-lmic-reports/master/AFG/projections.csv
https://raw.githubusercontent.com/mrc-ide/global-lmic-reports/master/AFG/projections.csv
https://raw.githubusercontent.com/mrc-ide/global-lmic-reports/master/AFG/projections.csv
https://raw.githubusercontent.com/mrc-ide/global-lmic-reports/master/AFG/projections.csv
https://raw.githubusercontent.com/mrc-ide/global-lmic-reports/master/AFG/projections.csv
https://raw.githubusercontent.com/mrc-ide/global-lmic-reports/master/AFG/projections.csv
https://raw.githubusercontent.com/mrc-ide/global-lmic-reports/master/AFG/projections.csv
https://raw.githubusercontent.com/mrc-ide/global-lmic-reports/master/AFG/projections.csv
https://raw.githubusercontent.com/mrc-ide/global-lmic-reports/master/AFG/projections.csv
https://raw.githubusercontent.com/mrc-ide/global-lmic-reports/master/AFG/projections.csv
https://raw.githubusercontent.com/mrc-ide/global-lmic-reports/master/AFG/projections.csv
https://raw.githubusercontent.com/mrc-ide/global-lmic-reports/master/AFG/projections.csv
https://raw.githubusercontent.com/mrc-ide/global-lmic-reports/master/AFG/projections.csv
https://raw.githubusercontent.com/mrc-ide/global-lmic-reports/master/AFG/projections.csv
https://raw.githubusercontent.com/mrc-ide/global-lmic-reports/master/AFG/projections.csv
https://raw.githubusercontent.com/mrc-ide/global-lmic-reports/master/AFG/projections.csv
https://raw.githubusercontent.com/mrc-ide/global-lmic-reports/master/AFG/projections.csv
https://raw.githubusercontent.com/mrc-ide/global-lmic-reports/master/AFG/projections.csv
https://raw.githubusercontent.com/mrc-ide/global-lmic-reports/master/AFG/projections.csv
https://raw.githubusercontent.com/mrc-ide/global-lmic-reports/master/AFG/projections.csv
https://raw.githubusercontent.com/mrc-ide/global-lmic-reports/master/AFG/projections.csv
https://raw.githubusercontent.com/mrc-ide/global-lmic-reports/master/AFG/projections.csv
https://raw.githubusercontent.com/mrc-ide/global-lmic-reports/master/AFG/projections.csv
https://raw.githubusercontent.com/mrc-ide/global-lmic-reports/master/AFG/projections.csv
https://raw.githubusercontent.com/mrc-ide/global-lmic-reports/master/AFG/projections.csv
https://raw.githubusercontent.com/mrc-ide/global-lmic-reports/master/AFG/projections.csv
https://raw.githubusercontent.com/mrc-ide/global-lmic-reports/master/AFG/projections.csv
https://raw.githubusercontent.com/mrc-ide/global-lmic-reports/master/AFG/projections.csv
https://raw.githubusercontent.com/mrc-ide/global-lmic-reports/master/AFG/projections.csv
https://raw.githubusercontent.com/mrc-ide/global-lmic-reports/master/AFG/projections.csv
https://raw.githubusercontent.com/mrc-ide/global-lmic-reports/master/AFG/projections.csv
https://raw.githubusercontent.com/mrc-ide/global-lmic-reports/master/AFG/projections.csv
https://raw.githubusercontent.com/mrc-ide/global-lmic-reports/master/AFG/projections.csv
https://raw.githubusercontent.com/mrc-ide/global-lmic-reports/master/AFG/projections.csv
https://raw.githubusercontent.com/mrc-ide/global-lmic-reports/master/AFG/projections.csv
https://raw.githubusercontent.com/mrc-ide/global-lmic-reports/master/AFG/projections.csv
https://raw.githubusercontent.com/mrc-ide/global-lmic-reports/master/AFG/projections.csv
https://raw.githubusercontent.com/mrc-ide/global-lmic-reports/master/AFG/projections.csv
https://raw.githubusercontent.com/mrc-ide/global-lmic-reports/master/AFG/projections.csv
https://raw.githubusercontent.com/mrc-ide/global-lmic-reports/master/AFG/projections.csv
https://raw.githubusercontent.com/mrc-ide/global-lmic-reports/master/AFG/projections.csv
https://raw.githubusercontent.com/mrc-ide/global-lmic-reports/master/AFG/projections.csv
https://raw.githubusercontent.com/mrc-ide/global-lmic-reports/master/AFG/projections.csv
https://raw.githubusercontent.com/mrc-ide/global-lmic-reports/master/AFG/projections.csv
https://raw.githubusercontent.com/mrc-ide/global-lmic-reports/master/AFG/projections.csv
https://raw.githubusercontent.com/mrc-ide/global-lmic-reports/master/AFG/projections.csv
https://raw.githubusercontent.com/mrc-ide/global-lmic-reports/master/AFG/projections.csv
https://raw.githubusercontent.com/mrc-ide/global-lmic-reports/master/AFG/projections.csv
https://raw.githubusercontent.com/mrc-ide/global-lmic-reports/master/AFG/projections.csv
https://raw.githubusercontent.com/mrc-ide/global-lmic-reports/master/AFG/projections.csv
https://raw.githubusercontent.com/mrc-ide/global-lmic-reports/master/AFG/projections.csv
https://raw.githubusercontent.com/mrc-ide/global-lmic-reports/master/AFG/projections.csv
https://raw.githubusercontent.com/mrc-ide/global-lmic-reports/master/AFG/projections.csv
https://raw.githubusercontent.com/mrc-ide/global-lmic-reports/master/AFG/projections.csv
https://raw.githubusercontent.com/mrc-ide/global-lmic-reports/master/AFG/projections.csv
https://raw.githubusercontent.com/mrc-ide/global-lmic-reports/master/AFG/projections.csv
https://raw.githubusercontent.com/mrc-ide/global-lmic-reports/master/AFG/projections.csv
https://raw.githubusercontent.com/mrc-ide/global-lmic-reports/master/AFG/projections.csv
https://raw.githubusercontent.com/mrc-ide/global-lmic-reports/master/AFG/projections.csv
https://raw.githubusercontent.com/mrc-ide/global-lmic-reports/master/AFG/projections.csv
https://raw.githubusercontent.com/mrc-ide/global-lmic-reports/master/AFG/projections.csv
https://raw.githubusercontent.com/mrc-ide/global-lmic-reports/master/AFG/projections.csv
https://raw.githubusercontent.com/mrc-ide/global-lmic-reports/master/AFG/projections.csv
https://raw.githubusercontent.com/mrc-ide/global-lmic-reports/master/AFG/projections.csv
https://raw.githubusercontent.com/mrc-ide/global-lmic-reports/master/AFG/projections.csv
https://raw.githubusercontent.com/mrc-ide/global-lmic-reports/master/AFG/projections.csv
https://raw.githubusercontent.com/mrc-ide/global-lmic-reports/master/AFG/projections.csv
https://raw.githubusercontent.com/mrc-ide/global-lmic-reports/master/AFG/projections.csv
https://raw.githubusercontent.com/mrc-ide/global-lmic-reports/master/AFG/projections.csv
https://raw.githubusercontent.com/mrc-ide/global-lmic-reports/master/AFG/projections.csv
https://raw.githubusercontent.com/mrc-ide/global-lmic-reports/master/AFG/projections.csv
https://raw.githubusercontent.com/mrc-ide/global-lmic-reports/master/AFG/projections.csv
https://raw.githubusercontent.com/mrc-ide/global-lmic-reports/master/AFG/projections.csv
https://raw.githubusercontent.com/mrc-ide/global-lmic-reports/master/AFG/projections.csv
https://raw.githubusercontent.com/mrc-ide/global-lmic-reports/master/AFG/projections.csv
https://raw.githubusercontent.com/mrc-ide/global-lmic-reports/master/AFG/projections.csv
https://raw.githubusercontent.com/mrc-ide/global-lmic-reports/master/AFG/projections.csv
https://raw.githubusercontent.com/mrc-ide/global-lmic-reports/master/AFG/projections.csv
https://raw.githubusercontent.com/mrc-ide/global-lmic-reports/master/AFG/projections.csv
https://raw.githubusercontent.com/mrc-ide/global-lmic-reports/master/AFG/projections.csv
https://raw.githubusercontent.com/mrc-ide/global-lmic-reports/master/AFG/projections.csv
https://raw.githubusercontent.com/mrc-ide/global-lmic-reports/master/AFG/projections.csv
https://raw.githubusercontent.com/mrc-ide/global-lmic-reports/master/AFG/projections.csv
https://raw.githubusercontent.com/mrc-ide/global-lmic-reports/master/AFG/projections.csv
https://raw.githubusercontent.com/mrc-ide/global-lmic-reports/master/AFG/projections.csv
https://raw.githubusercontent.com/mrc-ide/global-lmic-reports/master/AFG/projections.csv
https://raw.githubusercontent.com/mrc-ide/global-lmic-reports/master/AFG/projections.csv
https://raw.githubusercontent.com/mrc-ide/global-lmic-reports/master/AFG/projections.csv
https://raw.githubusercontent.com/mrc-ide/global-lmic-reports/master/AFG/projections.csv
https://raw.githubusercontent.com/mrc-ide/global-lmic-reports/master/AFG/projections.csv
https://raw.githubusercontent.com/mrc-ide/global-lmic-reports/master/AFG/projections.csv
https://raw.githubusercontent.com/mrc-ide/global-lmic-reports/master/AFG/projections.csv
https://raw.githubusercontent.com/mrc-ide/global-lmic-reports/master/AFG/projections.csv
https://raw.githubusercontent.com/mrc-ide/global-lmic-reports/master/AFG/projections.csv
https://raw.githubusercontent.com/mrc-ide/global-lmic-reports/master/AFG/projections.csv
https://raw.githubusercontent.com/mrc-ide/global-lmic-reports/master/AFG/projections.csv
https://raw.githubusercontent.com/mrc-ide/global-lmic-reports/master/AFG/projections.csv
https://raw.githubusercontent.com/mrc-ide/global-lmic-reports/master/AFG/projections.csv
https://raw.githubusercontent.com/mrc-ide/global-lmic-reports/master/AFG/projections.csv
https://raw.githubusercontent.com/mrc-ide/global-lmic-reports/master/AFG/projections.csv
https://raw.githubusercontent.com/mrc-ide/global-lmic-reports/master/AFG/projections.csv
https://raw.githubusercontent.com/mrc-ide/global-lmic-reports/master/AFG/projections.csv
https://raw.githubusercontent.com/mrc-ide/global-lmic-reports/master/AFG/projections.csv
https://raw.githubusercontent.com/mrc-ide/global-lmic-reports/master/AFG/projections.csv
https://raw.githubusercontent.com/mrc-ide/global-lmic-reports/master/AFG/projections.csv
https://raw.githubusercontent.com/mrc-ide/global-lmic-reports/master/AFG/projections.csv
https://raw.githubusercontent.com/mrc-ide/global-lmic-reports/master/AFG/projections.csv
https://raw.githubusercontent.com/mrc-ide/global-lmic-reports/master/AFG/projections.csv
https://raw.githubusercontent.com/mrc-ide/global-lmic-reports/master/AFG/projections.csv
https://raw.githubusercontent.com/mrc-ide/global-lmic-reports/master/AFG/projections.csv
https://raw.githubusercontent.com/mrc-ide/global-lmic-reports/master/AFG/projections.csv
https://raw.githubusercontent.com/mrc-ide/global-lmic-reports/master/AFG/projections.csv
https://raw.githubusercontent.com/mrc-ide/global-lmic-reports/master/AFG/projections.csv
https://raw.githubusercontent.com/mrc-ide/global-lmic-reports/master/AFG/projections.csv
https://raw.githubusercontent.com/mrc-ide/global-lmic-reports/master/AFG/projections.csv
https://raw.githubusercontent.com/mrc-ide/global-lmic-reports/master/AFG/projections.csv
https://raw.githubusercontent.com/mrc-ide/global-lmic-reports/master/AFG/projections.csv
https://raw.githubusercontent.com/mrc-ide/global-lmic-reports/master/AFG/projections.csv
https://raw.githubusercontent.com/mrc-ide/global-lmic-reports/master/AFG/projections.csv
https://raw.githubusercontent.com/mrc-ide/global-lmic-reports/master/AFG/projections.csv
https://raw.githubusercontent.com/mrc-ide/global-lmic-reports/master/AFG/projections.csv
https://raw.githubusercontent.com/mrc-ide/global-lmic-reports/master/AFG/projections.csv
https://raw.githubusercontent.com/mrc-ide/global-lmic-reports/master/AFG/projections.csv
https://raw.githubusercontent.com/mrc-ide/global-lmic-reports/master/AFG/projections.csv
https://raw.githubusercontent.com/mrc-ide/global-lmic-reports/master/AFG/projections.csv
https://raw.githubusercontent.com/mrc-ide/global-lmic-reports/master/AFG/projections.csv
https://raw.githubusercontent.com/mrc-ide/global-lmic-reports/master/AFG/projections.csv
https://raw.githubusercontent.com/mrc-ide/global-lmic-reports/master/AFG/projections.csv
https://raw.githubusercontent.com/mrc-ide/global-lmic-reports/master/AFG/projections.csv
https://raw.githubusercontent.com/mrc-ide/global-lmic-reports/master/AFG/projections.csv
https://raw.githubusercontent.com/mrc-ide/global-lmic-reports/master/AFG/projections.csv
https://raw.githubusercontent.com/mrc-ide/global-lmic-reports/master/AFG/projections.csv
https://raw.githubusercontent.com/mrc-ide/global-lmic-reports/master/AFG/projections.csv
https://raw.githubusercontent.com/mrc-ide/global-lmic-reports/master/AFG/projections.csv
https://raw.githubusercontent.com/mrc-ide/global-lmic-reports/master/AFG/projections.csv
https://raw.githubusercontent.com/mrc-ide/global-lmic-reports/master/AFG/projections.csv
https://raw.githubusercontent.com/mrc-ide/global-lmic-reports/master/AFG/projections.csv
https://raw.githubusercontent.com/mrc-ide/global-lmic-reports/master/AFG/projections.csv
https://raw.githubusercontent.com/mrc-ide/global-lmic-reports/master/AFG/projections.csv
https://raw.githubusercontent.com/mrc-ide/global-lmic-reports/master/AFG/projections.csv
https://raw.githubusercontent.com/mrc-ide/global-lmic-reports/master/AFG/projections.csv
https://raw.githubusercontent.com/mrc-ide/global-lmic-reports/master/AFG/projections.csv
https://raw.githubusercontent.com/mrc-ide/global-lmic-reports/master/AFG/projections.csv
https://raw.githubusercontent.com/mrc-ide/global-lmic-reports/master/AFG/projections.csv
https://raw.githubusercontent.com/mrc-ide/global-lmic-reports/master/AFG/projections.csv
https://raw.githubusercontent.com/mrc-ide/global-lmic-reports/master/AFG/projections.csv
https://raw.githubusercontent.com/mrc-ide/global-lmic-reports/master/AFG/projections.csv
https://raw.githubusercontent.com/mrc-ide/global-lmic-reports/master/AFG/projections.csv
https://raw.githubusercontent.com/mrc-ide/global-lmic-reports/master/AFG/projections.csv
https://raw.githubusercontent.com/mrc-ide/global-lmic-reports/master/AFG/projections.csv
https://raw.githubusercontent.com/mrc-ide/global-lmic-reports/master/AFG/projections.csv
https://raw.githubusercontent.com/mrc-ide/global-lmic-reports/master/AFG/projections.csv
https://raw.githubusercontent.com/mrc-ide/global-lmic-reports/master/AFG/projections.csv
https://raw.githubusercontent.com/mrc-ide/global-lmic-reports/master/AFG/projections.csv
https://raw.githubusercontent.com/mrc-ide/global-lmic-reports/master/AFG/projections.csv
https://raw.githubusercontent.com/mrc-ide/global-lmic-reports/master/AFG/projections.csv
https://raw.githubusercontent.com/mrc-ide/global-lmic-reports/master/AFG/projections.csv
https://raw.githubusercontent.com/mrc-ide/global-lmic-reports/master/AFG/projections.csv
https://raw.githubusercontent.com/mrc-ide/global-lmic-reports/master/AFG/projections.csv
https://raw.githubusercontent.com/mrc-ide/global-lmic-reports/master/AFG/projections.csv
https://raw.githubusercontent.com/mrc-ide/global-lmic-reports/master/AFG/projections.csv
https://raw.githubusercontent.com/mrc-ide/global-lmic-reports/master/AFG/projections.csv
https://raw.githubusercontent.com/mrc-ide/global-lmic-reports/master/AFG/projections.csv
https://raw.githubusercontent.com/mrc-ide/global-lmic-reports/master/AFG/projections.csv
https://raw.githubusercontent.com/mrc-ide/global-lmic-reports/master/AFG/projections.csv
https://raw.githubusercontent.com/mrc-ide/global-lmic-reports/master/AFG/projections.csv
https://raw.githubusercontent.com/mrc-ide/global-lmic-reports/master/AFG/projections.csv
https://raw.githubusercontent.com/mrc-ide/global-lmic-reports/master/AFG/projections.csv
https://raw.githubusercontent.com/mrc-ide/global-lmic-reports/master/AFG/projections.csv
https://raw.githubusercontent.com/mrc-ide/global-lmic-reports/master/AFG/projections.csv
https://raw.githubusercontent.com/mrc-ide/global-lmic-reports/master/AFG/projections.csv
https://raw.githubusercontent.com/mrc-ide/global-lmic-reports/master/AFG/projections.csv
https://raw.githubusercontent.com/mrc-ide/global-lmic-reports/master/AFG/projections.csv
https://raw.githubusercontent.com/mrc-ide/global-lmic-reports/master/AFG/projections.csv
https://raw.githubusercontent.com/mrc-ide/global-lmic-reports/master/AFG/projections.csv
https://raw.githubusercontent.com/mrc-ide/global-lmic-reports/master/AFG/projections.csv
https://raw.githubusercontent.com/mrc-ide/global-lmic-reports/master/AFG/projections.csv
https://raw.githubusercontent.com/mrc-ide/global-lmic-reports/master/AFG/projections.csv
https://raw.githubusercontent.com/mrc-ide/global-lmic-reports/master/AFG/projections.csv
https://raw.githubusercontent.com/mrc-ide/global-lmic-reports/master/AFG/projections.csv
https://raw.githubusercontent.com/mrc-ide/global-lmic-reports/master/AFG/projections.csv
https://raw.githubusercontent.com/mrc-ide/global-lmic-reports/master/AFG/projections.csv
https://raw.githubusercontent.com/mrc-ide/global-lmic-reports/master/AFG/projections.csv
https://raw.githubusercontent.com/mrc-ide/global-lmic-reports/master/AFG/projections.csv
https://raw.githubusercontent.com/mrc-ide/global-lmic-reports/master/AFG/projections.csv
https://raw.githubusercontent.com/mrc-ide/global-lmic-reports/master/AFG/projections.csv
https://raw.githubusercontent.com/mrc-ide/global-lmic-reports/master/AFG/projections.csv
https://raw.githubusercontent.com/mrc-ide/global-lmic-reports/master/AFG/projections.csv
https://raw.githubusercontent.com/mrc-ide/global-lmic-reports/master/AFG/projections.csv
https://raw.githubusercontent.com/mrc-ide/global-lmic-reports/master/AFG/projections.csv
https://raw.githubusercontent.com/mrc-ide/global-lmic-reports/master/AFG/projections.csv
https://raw.githubusercontent.com/mrc-ide/global-lmic-reports/master/AFG/projections.csv
https://raw.githubusercontent.com/mrc-ide/global-lmic-reports/master/AFG/projections.csv
https://raw.githubusercontent.com/mrc-ide/global-lmic-reports/master/AFG/projections.csv
https://raw.githubusercontent.com/mrc-ide/global-lmic-reports/master/AFG/projections.csv
https://raw.githubusercontent.com/mrc-ide/global-lmic-reports/master/AFG/projections.csv
https://raw.githubusercontent.com/mrc-ide/global-lmic-reports/master/AFG/projections.csv
https://raw.githubusercontent.com/mrc-ide/global-lmic-reports/master/AFG/projections.csv
https://raw.githubusercontent.com/mrc-ide/global-lmic-reports/master/AFG/projections.csv
https://raw.githubusercontent.com/mrc-ide/global-lmic-reports/master/AFG/projections.csv
https://raw.githubusercontent.com/mrc-ide/global-lmic-reports/master/AFG/projections.csv
https://raw.githubusercontent.com/mrc-ide/global-lmic-reports/master/AFG/projections.csv
https://raw.githubusercontent.com/mrc-ide/global-lmic-reports/master/AFG/projections.csv
https://raw.githubusercontent.com/mrc-ide/global-lmic-reports/master/AFG/projections.csv
https://raw.githubusercontent.com/mrc-ide/global-lmic-reports/master/AFG/projections.csv
https://raw.githubusercontent.com/mrc-ide/global-lmic-reports/master/AFG/projections.csv
https://raw.githubusercontent.com/mrc-ide/global-lmic-reports/master/AFG/projections.csv
https://raw.githubusercontent.com/mrc-ide/global-lmic-reports/master/AFG/projections.csv
https://raw.githubusercontent.com/mrc-ide/global-lmic-reports/master/AFG/projections.csv
https://raw.githubusercontent.com/mrc-ide/global-lmic-reports/master/AFG/projections.csv
https://raw.githubusercontent.com/mrc-ide/global-lmic-reports/master/AFG/projections.csv
https://raw.githubusercontent.com/mrc-ide/global-lmic-reports/master/AFG/projections.csv
https://raw.githubusercontent.com/mrc-ide/global-lmic-reports/master/AFG/projections.csv
https://raw.githubusercontent.com/mrc-ide/global-lmic-reports/master/AFG/projections.csv
https://raw.githubusercontent.com/mrc-ide/global-lmic-reports/master/AFG/projections.csv
https://raw.githubusercontent.com/mrc-ide/global-lmic-reports/master/AFG/projections.csv
https://raw.githubusercontent.com/mrc-ide/global-lmic-reports/master/AFG/projections.csv
https://raw.githubusercontent.com/mrc-ide/global-lmic-reports/master/AFG/projections.csv
https://raw.githubusercontent.com/mrc-ide/global-lmic-reports/master/AFG/projections.csv
https://raw.githubusercontent.com/mrc-ide/global-lmic-reports/master/AFG/projections.csv
https://raw.githubusercontent.com/mrc-ide/global-lmic-reports/master/AFG/projections.csv
https://raw.githubusercontent.com/mrc-ide/global-lmic-reports/master/AFG/projections.csv
https://raw.githubusercontent.com/mrc-ide/global-lmic-reports/master/AFG/projections.csv
https://raw.githubusercontent.com/mrc-ide/global-lmic-reports/master/AFG/projections.csv
https://raw.githubusercontent.com/mrc-ide/global-lmic-reports/master/AFG/projections.csv
https://raw.githubusercontent.com/mrc-ide/global-lmic-reports/master/AFG/projections.csv
https://raw.githubusercontent.com/mrc-ide/global-lmic-reports/master/AFG/projections.csv
https://raw.githubusercontent.com/mrc-ide/global-lmic-reports/master/AFG/projections.csv
https://raw.githubusercontent.com/mrc-ide/global-lmic-reports/master/AFG/projections.csv
https://raw.githubusercontent.com/mrc-ide/global-lmic-reports/master/AFG/projections.csv
https://raw.githubusercontent.com/mrc-ide/global-lmic-reports/master/AFG/projections.csv
https://raw.githubusercontent.com/mrc-ide/global-lmic-reports/master/AFG/projections.csv
https://raw.githubusercontent.com/mrc-ide/global-lmic-reports/master/AFG/projections.csv
https://raw.githubusercontent.com/mrc-ide/global-lmic-reports/master/AFG/projections.csv
https://raw.githubusercontent.com/mrc-ide/global-lmic-reports/master/AFG/projections.csv
https://raw.githubusercontent.com/mrc-ide/global-lmic-reports/master/AFG/projections.csv
https://raw.githubusercontent.com/mrc-ide/global-lmic-reports/master/AFG/projections.csv
https://raw.githubusercontent.com/mrc-ide/global-lmic-reports/master/AFG/projections.csv
https://raw.githubusercontent.com/mrc-ide/global-lmic-reports/master/AFG/projections.csv
https://raw.githubusercontent.com/mrc-ide/global-lmic-reports/master/AFG/projections.csv
https://raw.githubusercontent.com/mrc-ide/global-lmic-reports/master/AFG/projections.csv
https://raw.githubusercontent.com/mrc-ide/global-lmic-reports/master/AFG/projections.csv
https://raw.githubusercontent.com/mrc-ide/global-lmic-reports/master/AFG/projections.csv
https://raw.githubusercontent.com/mrc-ide/global-lmic-reports/master/AFG/projections.csv
https://raw.githubusercontent.com/mrc-ide/global-lmic-reports/master/AFG/projections.csv
https://raw.githubusercontent.com/mrc-ide/global-lmic-reports/master/AFG/projections.csv
https://raw.githubusercontent.com/mrc-ide/global-lmic-reports/master/AFG/projections.csv
https://raw.githubusercontent.com/mrc-ide/global-lmic-reports/master/AFG/projections.csv
https://raw.githubusercontent.com/mrc-ide/global-lmic-reports/master/AFG/projections.csv
https://raw.githubusercontent.com/mrc-ide/global-lmic-reports/master/AFG/projections.csv
https://raw.githubusercontent.com/mrc-ide/global-lmic-reports/master/AFG/projections.csv
https://raw.githubusercontent.com/mrc-ide/global-lmic-reports/master/AFG/projections.csv
https://raw.githubusercontent.com/mrc-ide/global-lmic-reports/master/AFG/projections.csv
https://raw.githubusercontent.com/mrc-ide/global-lmic-reports/master/AFG/projections.csv
https://raw.githubusercontent.com/mrc-ide/global-lmic-reports/master/AFG/projections.csv
https://raw.githubusercontent.com/mrc-ide/global-lmic-reports/master/AFG/projections.csv
https://raw.githubusercontent.com/mrc-ide/global-lmic-reports/master/AFG/projections.csv
https://raw.githubusercontent.com/mrc-ide/global-lmic-reports/master/AFG/projections.csv
https://raw.githubusercontent.com/mrc-ide/global-lmic-reports/master/AFG/projections.csv
https://raw.githubusercontent.com/mrc-ide/global-lmic-reports/master/AFG/projections.csv
https://raw.githubusercontent.com/mrc-ide/global-lmic-reports/master/AFG/projections.csv
https://raw.githubusercontent.com/mrc-ide/global-lmic-reports/master/AFG/projections.csv
https://raw.githubusercontent.com/mrc-ide/global-lmic-reports/master/AFG/projections.csv
https://raw.githubusercontent.com/mrc-ide/global-lmic-reports/master/AFG/projections.csv
https://raw.githubusercontent.com/mrc-ide/global-lmic-reports/master/AFG/projections.csv
https://raw.githubusercontent.com/mrc-ide/global-lmic-reports/master/AFG/projections.csv
https://raw.githubusercontent.com/mrc-ide/global-lmic-reports/master/AFG/projections.csv
https://raw.githubusercontent.com/mrc-ide/global-lmic-reports/master/AFG/projections.csv
https://raw.githubusercontent.com/mrc-ide/global-lmic-reports/master/AFG/projections.csv
https://raw.githubusercontent.com/mrc-ide/global-lmic-reports/master/AFG/projections.csv
https://raw.githubusercontent.com/mrc-ide/global-lmic-reports/master/AFG/projections.csv
https://raw.githubusercontent.com/mrc-ide/global-lmic-reports/master/AFG/projections.csv
https://raw.githubusercontent.com/mrc-ide/global-lmic-reports/master/AFG/projections.csv
https://raw.githubusercontent.com/mrc-ide/global-lmic-reports/master/AFG/projections.csv
https://raw.githubusercontent.com/mrc-ide/global-lmic-reports/master/AFG/projections.csv
https://raw.githubusercontent.com/mrc-ide/global-lmic-reports/master/AFG/projections.csv
https://raw.githubusercontent.com/mrc-ide/global-lmic-reports/master/AFG/projections.csv
https://raw.githubusercontent.com/mrc-ide/global-lmic-reports/master/AFG/projections.csv
https://raw.githubusercontent.com/mrc-ide/global-lmic-reports/master/AFG/projections.csv
https://raw.githubusercontent.com/mrc-ide/global-lmic-reports/master/AFG/projections.csv
https://raw.githubusercontent.com/mrc-ide/global-lmic-reports/master/AFG/projections.csv
https://raw.githubusercontent.com/mrc-ide/global-lmic-reports/master/AFG/projections.csv
https://raw.githubusercontent.com/mrc-ide/global-lmic-reports/master/AFG/projections.csv
https://raw.githubusercontent.com/mrc-ide/global-lmic-reports/master/AFG/projections.csv
https://raw.githubusercontent.com/mrc-ide/global-lmic-reports/master/AFG/projections.csv
https://raw.githubusercontent.com/mrc-ide/global-lmic-reports/master/AFG/projections.csv
https://raw.githubusercontent.com/mrc-ide/global-lmic-reports/master/AFG/projections.csv
https://raw.githubusercontent.com/mrc-ide/global-lmic-reports/master/AFG/projections.csv
https://raw.githubusercontent.com/mrc-ide/global-lmic-reports/master/AFG/projections.csv
https://raw.githubusercontent.com/mrc-ide/global-lmic-reports/master/AFG/projections.csv
https://raw.githubusercontent.com/mrc-ide/global-lmic-reports/master/AFG/projections.csv
https://raw.githubusercontent.com/mrc-ide/global-lmic-reports/master/AFG/projections.csv
https://raw.githubusercontent.com/mrc-ide/global-lmic-reports/master/AFG/projections.csv
https://raw.githubusercontent.com/mrc-ide/global-lmic-reports/master/AFG/projections.csv
https://raw.githubusercontent.com/mrc-ide/global-lmic-reports/master/AFG/projections.csv
https://raw.githubusercontent.com/mrc-ide/global-lmic-reports/master/AFG/projections.csv
https://raw.githubusercontent.com/mrc-ide/global-lmic-reports/master/AFG/projections.csv
https://raw.githubusercontent.com/mrc-ide/global-lmic-reports/master/AFG/projections.csv
https://raw.githubusercontent.com/mrc-ide/global-lmic-reports/master/AFG/projections.csv
https://raw.githubusercontent.com/mrc-ide/global-lmic-reports/master/AFG/projections.csv
https://raw.githubusercontent.com/mrc-ide/global-lmic-reports/master/AFG/projections.csv
https://raw.githubusercontent.com/mrc-ide/global-lmic-reports/master/AFG/projections.csv
https://raw.githubusercontent.com/mrc-ide/global-lmic-reports/master/AFG/projections.csv
https://raw.githubusercontent.com/mrc-ide/global-lmic-reports/master/AFG/projections.csv
https://raw.githubusercontent.com/mrc-ide/global-lmic-reports/master/AFG/projections.csv
https://raw.githubusercontent.com/mrc-ide/global-lmic-reports/master/AFG/projections.csv
https://raw.githubusercontent.com/mrc-ide/global-lmic-reports/master/AFG/projections.csv
https://raw.githubusercontent.com/mrc-ide/global-lmic-reports/master/AFG/projections.csv
https://raw.githubusercontent.com/mrc-ide/global-lmic-reports/master/AFG/projections.csv
https://raw.githubusercontent.com/mrc-ide/global-lmic-reports/master/AFG/projections.csv
https://raw.githubusercontent.com/mrc-ide/global-lmic-reports/master/AFG/projections.csv
https://raw.githubusercontent.com/mrc-ide/global-lmic-reports/master/AFG/projections.csv
https://raw.githubusercontent.com/mrc-ide/global-lmic-reports/master/AFG/projections.csv
https://raw.githubusercontent.com/mrc-ide/global-lmic-reports/master/AFG/projections.csv
https://raw.githubusercontent.com/mrc-ide/global-lmic-reports/master/AFG/projections.csv
https://raw.githubusercontent.com/mrc-ide/global-lmic-reports/master/AFG/projections.csv
https://raw.githubusercontent.com/mrc-ide/global-lmic-reports/master/AFG/projections.csv
https://raw.githubusercontent.com/mrc-ide/global-lmic-reports/master/AFG/projections.csv
https://raw.githubusercontent.com/mrc-ide/global-lmic-reports/master/AFG/projections.csv
https://raw.githubusercontent.com/mrc-ide/global-lmic-reports/master/AFG/projections.csv
https://raw.githubusercontent.com/mrc-ide/global-lmic-reports/master/AFG/projections.csv
https://raw.githubusercontent.com/mrc-ide/global-lmic-reports/master/AFG/projections.csv
https://raw.githubusercontent.com/mrc-ide/global-lmic-reports/master/AFG/projections.csv
https://raw.githubusercontent.com/mrc-ide/global-lmic-reports/master/AFG/projections.csv
https://raw.githubusercontent.com/mrc-ide/global-lmic-reports/master/AFG/projections.csv
https://raw.githubusercontent.com/mrc-ide/global-lmic-reports/master/AFG/projections.csv
https://raw.githubusercontent.com/mrc-ide/global-lmic-reports/master/AFG/projections.csv
https://raw.githubusercontent.com/mrc-ide/global-lmic-reports/master/AFG/projections.csv
https://raw.githubusercontent.com/mrc-ide/global-lmic-reports/master/AFG/projections.csv
https://raw.githubusercontent.com/mrc-ide/global-lmic-reports/master/AFG/projections.csv
https://raw.githubusercontent.com/mrc-ide/global-lmic-reports/master/AFG/projections.csv
https://raw.githubusercontent.com/mrc-ide/global-lmic-reports/master/AFG/projections.csv
https://raw.githubusercontent.com/mrc-ide/global-lmic-reports/master/AFG/projections.csv
https://raw.githubusercontent.com/mrc-ide/global-lmic-reports/master/AFG/projections.csv
https://raw.githubusercontent.com/mrc-ide/global-lmic-reports/master/AFG/projections.csv
https://raw.githubusercontent.com/mrc-ide/global-lmic-reports/master/AFG/projections.csv
https://raw.githubusercontent.com/mrc-ide/global-lmic-reports/master/AFG/projections.csv
https://raw.githubusercontent.com/mrc-ide/global-lmic-reports/master/AFG/projections.csv
https://raw.githubusercontent.com/mrc-ide/global-lmic-reports/master/AFG/projections.csv
https://raw.githubusercontent.com/mrc-ide/global-lmic-reports/master/AFG/projections.csv
https://raw.githubusercontent.com/mrc-ide/global-lmic-reports/master/AFG/projections.csv
https://raw.githubusercontent.com/mrc-ide/global-lmic-reports/master/AFG/projections.csv
https://raw.githubusercontent.com/mrc-ide/global-lmic-reports/master/AFG/projections.csv
https://raw.githubusercontent.com/mrc-ide/global-lmic-reports/master/AFG/projections.csv
https://raw.githubusercontent.com/mrc-ide/global-lmic-reports/master/AFG/projections.csv
https://raw.githubusercontent.com/mrc-ide/global-lmic-reports/master/AFG/projections.csv
https://raw.githubusercontent.com/mrc-ide/global-lmic-reports/master/AFG/projections.csv
https://raw.githubusercontent.com/mrc-ide/global-lmic-reports/master/AFG/projections.csv
https://raw.githubusercontent.com/mrc-ide/global-lmic-reports/master/AFG/projections.csv
https://raw.githubusercontent.com/mrc-ide/global-lmic-reports/master/AFG/projections.csv
https://raw.githubusercontent.com/mrc-ide/global-lmic-reports/master/AFG/projections.csv
https://raw.githubusercontent.com/mrc-ide/global-lmic-reports/master/AFG/projections.csv
https://raw.githubusercontent.com/mrc-ide/global-lmic-reports/master/AFG/projections.csv
https://raw.githubusercontent.com/mrc-ide/global-lmic-reports/master/AFG/projections.csv
https://raw.githubusercontent.com/mrc-ide/global-lmic-reports/master/AFG/projections.csv
https://raw.githubusercontent.com/mrc-ide/global-lmic-reports/master/AFG/projections.csv
https://raw.githubusercontent.com/mrc-ide/global-lmic-reports/master/AFG/projections.csv
https://raw.githubusercontent.com/mrc-ide/global-lmic-reports/master/AFG/projections.csv
https://raw.githubusercontent.com/mrc-ide/global-lmic-reports/master/AFG/projections.csv
https://raw.githubusercontent.com/mrc-ide/global-lmic-reports/master/AFG/projections.csv
https://raw.githubusercontent.com/mrc-ide/global-lmic-reports/master/AFG/projections.csv
https://raw.githubusercontent.com/mrc-ide/global-lmic-reports/master/AFG/projections.csv
https://raw.githubusercontent.com/mrc-ide/global-lmic-reports/master/AFG/projections.csv
https://raw.githubusercontent.com/mrc-ide/global-lmic-reports/master/AFG/projections.csv
https://raw.githubusercontent.com/mrc-ide/global-lmic-reports/master/AFG/projections.csv
https://raw.githubusercontent.com/mrc-ide/global-lmic-reports/master/AFG/projections.csv
https://raw.githubusercontent.com/mrc-ide/global-lmic-reports/master/AFG/projections.csv
https://raw.githubusercontent.com/mrc-ide/global-lmic-reports/master/AFG/projections.csv
https://raw.githubusercontent.com/mrc-ide/global-lmic-reports/master/AFG/projections.csv
https://raw.githubusercontent.com/mrc-ide/global-lmic-reports/master/AFG/projections.csv
https://raw.githubusercontent.com/mrc-ide/global-lmic-reports/master/AFG/projections.csv
https://raw.githubusercontent.com/mrc-ide/global-lmic-reports/master/AFG/projections.csv
https://raw.githubusercontent.com/mrc-ide/global-lmic-reports/master/AFG/projections.csv
https://raw.githubusercontent.com/mrc-ide/global-lmic-reports/master/AFG/projections.csv
https://raw.githubusercontent.com/mrc-ide/global-lmic-reports/master/AFG/projections.csv
https://raw.githubusercontent.com/mrc-ide/global-lmic-reports/master/AFG/projections.csv
https://raw.githubusercontent.com/mrc-ide/global-lmic-reports/master/AFG/projections.csv
https://raw.githubusercontent.com/mrc-ide/global-lmic-reports/master/AFG/projections.csv
https://raw.githubusercontent.com/mrc-ide/global-lmic-reports/master/AFG/projections.csv
https://raw.githubusercontent.com/mrc-ide/global-lmic-reports/master/AFG/projections.csv
https://raw.githubusercontent.com/mrc-ide/global-lmic-reports/master/AFG/projections.csv
https://raw.githubusercontent.com/mrc-ide/global-lmic-reports/master/AFG/projections.csv
https://raw.githubusercontent.com/mrc-ide/global-lmic-reports/master/AFG/projections.csv
https://raw.githubusercontent.com/mrc-ide/global-lmic-reports/master/AFG/projections.csv
https://raw.githubusercontent.com/mrc-ide/global-lmic-reports/master/AFG/projections.csv
https://raw.githubusercontent.com/mrc-ide/global-lmic-reports/master/AFG/projections.csv
https://raw.githubusercontent.com/mrc-ide/global-lmic-reports/master/AFG/projections.csv
https://raw.githubusercontent.com/mrc-ide/global-lmic-reports/master/AFG/projections.csv
https://raw.githubusercontent.com/mrc-ide/global-lmic-reports/master/AFG/projections.csv
https://raw.githubusercontent.com/mrc-ide/global-lmic-reports/master/AFG/projections.csv
https://raw.githubusercontent.com/mrc-ide/global-lmic-reports/master/AFG/projections.csv
https://raw.githubusercontent.com/mrc-ide/global-lmic-reports/master/AFG/projections.csv
https://raw.githubusercontent.com/mrc-ide/global-lmic-reports/master/AFG/projections.csv
https://raw.githubusercontent.com/mrc-ide/global-lmic-reports/master/AFG/projections.csv
https://raw.githubusercontent.com/mrc-ide/global-lmic-reports/master/AFG/projections.csv
https://raw.githubusercontent.com/mrc-ide/global-lmic-reports/master/AFG/projections.csv
https://raw.githubusercontent.com/mrc-ide/global-lmic-reports/master/AFG/projections.csv
https://raw.githubusercontent.com/mrc-ide/global-lmic-reports/master/AFG/projections.csv
https://raw.githubusercontent.com/mrc-ide/global-lmic-reports/master/AFG/projections.csv
https://raw.githubusercontent.com/mrc-ide/global-lmic-reports/master/AFG/projections.csv
https://raw.githubusercontent.com/mrc-ide/global-lmic-reports/master/AFG/projections.csv
https://raw.githubusercontent.com/mrc-ide/global-lmic-reports/master/AFG/projections.csv
https://raw.githubusercontent.com/mrc-ide/global-lmic-reports/master/AFG/projections.csv
https://raw.githubusercontent.com/mrc-ide/global-lmic-reports/master/AFG/projections.csv
https://raw.githubusercontent.com/mrc-ide/global-lmic-reports/master/AFG/projections.csv
https://raw.githubusercontent.com/mrc-ide/global-lmic-reports/master/AFG/projections.csv
https://raw.githubusercontent.com/mrc-ide/global-lmic-reports/master/AFG/projections.csv
https://raw.githubusercontent.com/mrc-ide/global-lmic-reports/master/AFG/projections.csv
https://raw.githubusercontent.com/mrc-ide/global-lmic-reports/master/AFG/projections.csv
https://raw.githubusercontent.com/mrc-ide/global-lmic-reports/master/AFG/projections.csv
https://raw.githubusercontent.com/mrc-ide/global-lmic-reports/master/AFG/projections.csv
https://raw.githubusercontent.com/mrc-ide/global-lmic-reports/master/AFG/projections.csv
https://raw.githubusercontent.com/mrc-ide/global-lmic-reports/master/AFG/projections.csv
https://raw.githubusercontent.com/mrc-ide/global-lmic-reports/master/AFG/projections.csv
https://raw.githubusercontent.com/mrc-ide/global-lmic-reports/master/AFG/projections.csv
https://raw.githubusercontent.com/mrc-ide/global-lmic-reports/master/AFG/projections.csv
https://raw.githubusercontent.com/mrc-ide/global-lmic-reports/master/AFG/projections.csv
https://raw.githubusercontent.com/mrc-ide/global-lmic-reports/master/AFG/projections.csv
https://raw.githubusercontent.com/mrc-ide/global-lmic-reports/master/AFG/projections.csv
https://raw.githubusercontent.com/mrc-ide/global-lmic-reports/master/AFG/projections.csv
https://raw.githubusercontent.com/mrc-ide/global-lmic-reports/master/AFG/projections.csv
https://raw.githubusercontent.com/mrc-ide/global-lmic-reports/master/AFG/projections.csv
https://raw.githubusercontent.com/mrc-ide/global-lmic-reports/master/AFG/projections.csv
https://raw.githubusercontent.com/mrc-ide/global-lmic-reports/master/AFG/projections.csv
https://raw.githubusercontent.com/mrc-ide/global-lmic-reports/master/AFG/projections.csv
https://raw.githubusercontent.com/mrc-ide/global-lmic-reports/master/AFG/projections.csv
https://raw.githubusercontent.com/mrc-ide/global-lmic-reports/master/AFG/projections.csv
https://raw.githubusercontent.com/mrc-ide/global-lmic-reports/master/AFG/projections.csv
https://raw.githubusercontent.com/mrc-ide/global-lmic-reports/master/AFG/projections.csv
https://raw.githubusercontent.com/mrc-ide/global-lmic-reports/master/AFG/projections.csv
https://raw.githubusercontent.com/mrc-ide/global-lmic-reports/master/AFG/projections.csv
https://raw.githubusercontent.com/mrc-ide/global-lmic-reports/master/AFG/projections.csv
https://raw.githubusercontent.com/mrc-ide/global-lmic-reports/master/AFG/projections.csv
https://raw.githubusercontent.com/mrc-ide/global-lmic-reports/master/AFG/projections.csv
https://raw.githubusercontent.com/mrc-ide/global-lmic-reports/master/AFG/projections.csv
https://raw.githubusercontent.com/mrc-ide/global-lmic-reports/master/AFG/projections.csv
https://raw.githubusercontent.com/mrc-ide/global-lmic-reports/master/AFG/projections.csv
https://raw.githubusercontent.com/mrc-ide/global-lmic-reports/master/AFG/projections.csv
https://raw.githubusercontent.com/mrc-ide/global-lmic-reports/master/AFG/projections.csv
https://raw.githubusercontent.com/mrc-ide/global-lmic-reports/master/AFG/projections.csv
https://raw.githubusercontent.com/mrc-ide/global-lmic-reports/master/AFG/projections.csv
https://raw.githubusercontent.com/mrc-ide/global-lmic-reports/master/AFG/projections.csv
https://raw.githubusercontent.com/mrc-ide/global-lmic-reports/master/AFG/projections.csv
https://raw.githubusercontent.com/mrc-ide/global-lmic-reports/master/AFG/projections.csv
https://raw.githubusercontent.com/mrc-ide/global-lmic-reports/master/AFG/projections.csv
https://raw.githubusercontent.com/mrc-ide/global-lmic-reports/master/AFG/projections.csv
https://raw.githubusercontent.com/mrc-ide/global-lmic-reports/master/AFG/projections.csv
https://raw.githubusercontent.com/mrc-ide/global-lmic-reports/master/AFG/projections.csv
https://raw.githubusercontent.com/mrc-ide/global-lmic-reports/master/AFG/projections.csv
https://raw.githubusercontent.com/mrc-ide/global-lmic-reports/master/AFG/projections.csv
https://raw.githubusercontent.com/mrc-ide/global-lmic-reports/master/AFG/projections.csv
https://raw.githubusercontent.com/mrc-ide/global-lmic-reports/master/AFG/projections.csv
https://raw.githubusercontent.com/mrc-ide/global-lmic-reports/master/AFG/projections.csv
https://raw.githubusercontent.com/mrc-ide/global-lmic-reports/master/AFG/projections.csv
https://raw.githubusercontent.com/mrc-ide/global-lmic-reports/master/AFG/projections.csv
https://raw.githubusercontent.com/mrc-ide/global-lmic-reports/master/AFG/projections.csv
https://raw.githubusercontent.com/mrc-ide/global-lmic-reports/master/AFG/projections.csv
https://raw.githubusercontent.com/mrc-ide/global-lmic-reports/master/AFG/projections.csv
https://raw.githubusercontent.com/mrc-ide/global-lmic-reports/master/AFG/projections.csv
https://raw.githubusercontent.com/mrc-ide/global-lmic-reports/master/AFG/projections.csv
https://raw.githubusercontent.com/mrc-ide/global-lmic-reports/master/AFG/projections.csv
https://raw.githubusercontent.com/mrc-ide/global-lmic-reports/master/AFG/projections.csv
https://raw.githubusercontent.com/mrc-ide/global-lmic-reports/master/AFG/projections.csv
https://raw.githubusercontent.com/mrc-ide/global-lmic-reports/master/AFG/projections.csv
https://raw.githubusercontent.com/mrc-ide/global-lmic-reports/master/AFG/projections.csv
https://raw.githubusercontent.com/mrc-ide/global-lmic-reports/master/AFG/projections.csv
https://raw.githubusercontent.com/mrc-ide/global-lmic-reports/master/AFG/projections.csv
https://raw.githubusercontent.com/mrc-ide/global-lmic-reports/master/AFG/projections.csv
https://raw.githubusercontent.com/mrc-ide/global-lmic-reports/master/AFG/projections.csv
https://raw.githubusercontent.com/mrc-ide/global-lmic-reports/master/AFG/projections.csv
https://raw.githubusercontent.com/mrc-ide/global-lmic-reports/master/AFG/projections.csv
https://raw.githubusercontent.com/mrc-ide/global-lmic-reports/master/AFG/projections.csv
https://raw.githubusercontent.com/mrc-ide/global-lmic-reports/master/AFG/projections.csv
https://raw.githubusercontent.com/mrc-ide/global-lmic-reports/master/AFG/projections.csv
https://raw.githubusercontent.com/mrc-ide/global-lmic-reports/master/AFG/projections.csv
https://raw.githubusercontent.com/mrc-ide/global-lmic-reports/master/AFG/projections.csv
https://raw.githubusercontent.com/mrc-ide/global-lmic-reports/master/AFG/projections.csv
https://raw.githubusercontent.com/mrc-ide/global-lmic-reports/master/AFG/projections.csv
https://raw.githubusercontent.com/mrc-ide/global-lmic-reports/master/AFG/projections.csv
https://raw.githubusercontent.com/mrc-ide/global-lmic-reports/master/AFG/projections.csv
https://raw.githubusercontent.com/mrc-ide/global-lmic-reports/master/AFG/projections.csv
https://raw.githubusercontent.com/mrc-ide/global-lmic-reports/master/AFG/projections.csv
https://raw.githubusercontent.com/mrc-ide/global-lmic-reports/master/AFG/projections.csv
https://raw.githubusercontent.com/mrc-ide/global-lmic-reports/master/AFG/projections.csv
https://raw.githubusercontent.com/mrc-ide/global-lmic-reports/master/AFG/projections.csv
https://raw.githubusercontent.com/mrc-ide/global-lmic-reports/master/AFG/projections.csv
https://raw.githubusercontent.com/mrc-ide/global-lmic-reports/master/AFG/projections.csv
https://raw.githubusercontent.com/mrc-ide/global-lmic-reports/master/AFG/projections.csv
https://raw.githubusercontent.com/mrc-ide/global-lmic-reports/master/AFG/projections.csv
https://raw.githubusercontent.com/mrc-ide/global-lmic-reports/master/AFG/projections.csv
https://raw.githubusercontent.com/mrc-ide/global-lmic-reports/master/AFG/projections.csv
https://raw.githubusercontent.com/mrc-ide/global-lmic-reports/master/AFG/projections.csv
https://raw.githubusercontent.com/mrc-ide/global-lmic-reports/master/AFG/projections.csv
https://raw.githubusercontent.com/mrc-ide/global-lmic-reports/master/AFG/projections.csv
https://raw.githubusercontent.com/mrc-ide/global-lmic-reports/master/AFG/projections.csv
https://raw.githubusercontent.com/mrc-ide/global-lmic-reports/master/AFG/projections.csv
https://raw.githubusercontent.com/mrc-ide/global-lmic-reports/master/AFG/projections.csv
https://raw.githubusercontent.com/mrc-ide/global-lmic-reports/master/AFG/projections.csv
https://raw.githubusercontent.com/mrc-ide/global-lmic-reports/master/AFG/projections.csv
https://raw.githubusercontent.com/mrc-ide/global-lmic-reports/master/AFG/projections.csv
https://raw.githubusercontent.com/mrc-ide/global-lmic-reports/master/AFG/projections.csv
https://raw.githubusercontent.com/mrc-ide/global-lmic-reports/master/AFG/projections.csv
https://raw.githubusercontent.com/mrc-ide/global-lmic-reports/master/AFG/projections.csv
https://raw.githubusercontent.com/mrc-ide/global-lmic-reports/master/AFG/projections.csv
https://raw.githubusercontent.com/mrc-ide/global-lmic-reports/master/AFG/projections.csv
https://raw.githubusercontent.com/mrc-ide/global-lmic-reports/master/AFG/projections.csv
https://raw.githubusercontent.com/mrc-ide/global-lmic-reports/master/AFG/projections.csv
https://raw.githubusercontent.com/mrc-ide/global-lmic-reports/master/AFG/projections.csv
https://raw.githubusercontent.com/mrc-ide/global-lmic-reports/master/AFG/projections.csv
https://raw.githubusercontent.com/mrc-ide/global-lmic-reports/master/AFG/projections.csv
https://raw.githubusercontent.com/mrc-ide/global-lmic-reports/master/AFG/projections.csv
https://raw.githubusercontent.com/mrc-ide/global-lmic-reports/master/AFG/projections.csv
https://raw.githubusercontent.com/mrc-ide/global-lmic-reports/master/AFG/projections.csv
https://raw.githubusercontent.com/mrc-ide/global-lmic-reports/master/AFG/projections.csv
https://raw.githubusercontent.com/mrc-ide/global-lmic-reports/master/AFG/projections.csv
https://raw.githubusercontent.com/mrc-ide/global-lmic-reports/master/AFG/projections.csv
https://raw.githubusercontent.com/mrc-ide/global-lmic-reports/master/AFG/projections.csv
https://raw.githubusercontent.com/mrc-ide/global-lmic-reports/master/AFG/projections.csv
https://raw.githubusercontent.com/mrc-ide/global-lmic-reports/master/AFG/projections.csv
https://raw.githubusercontent.com/mrc-ide/global-lmic-reports/master/AFG/projections.csv
https://raw.githubusercontent.com/mrc-ide/global-lmic-reports/master/AFG/projections.csv
https://raw.githubusercontent.com/mrc-ide/global-lmic-reports/master/AFG/projections.csv
https://raw.githubusercontent.com/mrc-ide/global-lmic-reports/master/AFG/projections.csv
https://raw.githubusercontent.com/mrc-ide/global-lmic-reports/master/AFG/projections.csv
https://raw.githubusercontent.com/mrc-ide/global-lmic-reports/master/AFG/projections.csv
https://raw.githubusercontent.com/mrc-ide/global-lmic-reports/master/AFG/projections.csv
https://raw.githubusercontent.com/mrc-ide/global-lmic-reports/master/AFG/projections.csv
https://raw.githubusercontent.com/mrc-ide/global-lmic-reports/master/AFG/projections.csv
https://raw.githubusercontent.com/mrc-ide/global-lmic-reports/master/AFG/projections.csv
https://raw.githubusercontent.com/mrc-ide/global-lmic-reports/master/AFG/projections.csv
https://raw.githubusercontent.com/mrc-ide/global-lmic-reports/master/AFG/projections.csv
https://raw.githubusercontent.com/mrc-ide/global-lmic-reports/master/AFG/projections.csv
https://raw.githubusercontent.com/mrc-ide/global-lmic-reports/master/AFG/projections.csv
https://raw.githubusercontent.com/mrc-ide/global-lmic-reports/master/AFG/projections.csv
https://raw.githubusercontent.com/mrc-ide/global-lmic-reports/master/AFG/projections.csv
https://raw.githubusercontent.com/mrc-ide/global-lmic-reports/master/AFG/projections.csv
https://raw.githubusercontent.com/mrc-ide/global-lmic-reports/master/AFG/projections.csv
https://raw.githubusercontent.com/mrc-ide/global-lmic-reports/master/AFG/projections.csv
https://raw.githubusercontent.com/mrc-ide/global-lmic-reports/master/AFG/projections.csv
https://raw.githubusercontent.com/mrc-ide/global-lmic-reports/master/AFG/projections.csv
https://raw.githubusercontent.com/mrc-ide/global-lmic-reports/master/AFG/projections.csv
https://raw.githubusercontent.com/mrc-ide/global-lmic-reports/master/AFG/projections.csv
https://raw.githubusercontent.com/mrc-ide/global-lmic-reports/master/AFG/projections.csv
https://raw.githubusercontent.com/mrc-ide/global-lmic-reports/master/AFG/projections.csv
https://raw.githubusercontent.com/mrc-ide/global-lmic-reports/master/AFG/projections.csv
https://raw.githubusercontent.com/mrc-ide/global-lmic-reports/master/AFG/projections.csv
https://raw.githubusercontent.com/mrc-ide/global-lmic-reports/master/AFG/projections.csv
https://raw.githubusercontent.com/mrc-ide/global-lmic-reports/master/AFG/projections.csv
https://raw.githubusercontent.com/mrc-ide/global-lmic-reports/master/AFG/projections.csv
https://raw.githubusercontent.com/mrc-ide/global-lmic-reports/master/AFG/projections.csv
https://raw.githubusercontent.com/mrc-ide/global-lmic-reports/master/AFG/projections.csv
https://raw.githubusercontent.com/mrc-ide/global-lmic-reports/master/AFG/projections.csv
https://raw.githubusercontent.com/mrc-ide/global-lmic-reports/master/AFG/projections.csv
https://raw.githubusercontent.com/mrc-ide/global-lmic-reports/master/AFG/projections.csv
https://raw.githubusercontent.com/mrc-ide/global-lmic-reports/master/AFG/projections.csv
https://raw.githubusercontent.com/mrc-ide/global-lmic-reports/master/AFG/projections.csv
https://raw.githubusercontent.com/mrc-ide/global-lmic-reports/master/AFG/projections.csv
https://raw.githubusercontent.com/mrc-ide/global-lmic-reports/master/AFG/projections.csv
https://raw.githubusercontent.com/mrc-ide/global-lmic-reports/master/AFG/projections.csv
https://raw.githubusercontent.com/mrc-ide/global-lmic-reports/master/AFG/projections.csv
https://raw.githubusercontent.com/mrc-ide/global-lmic-reports/master/AFG/projections.csv
https://raw.githubusercontent.com/mrc-ide/global-lmic-reports/master/AFG/projections.csv
https://raw.githubusercontent.com/mrc-ide/global-lmic-reports/master/AFG/projections.csv
https://raw.githubusercontent.com/mrc-ide/global-lmic-reports/master/AFG/projections.csv
https://raw.githubusercontent.com/mrc-ide/global-lmic-reports/master/AFG/projections.csv
https://raw.githubusercontent.com/mrc-ide/global-lmic-reports/master/AFG/projections.csv
https://raw.githubusercontent.com/mrc-ide/global-lmic-reports/master/AFG/projections.csv
https://raw.githubusercontent.com/mrc-ide/global-lmic-reports/master/AFG/projections.csv
https://raw.githubusercontent.com/mrc-ide/global-lmic-reports/master/AFG/projections.csv
https://raw.githubusercontent.com/mrc-ide/global-lmic-reports/master/AFG/projections.csv
https://raw.githubusercontent.com/mrc-ide/global-lmic-reports/master/AFG/projections.csv
https://raw.githubusercontent.com/mrc-ide/global-lmic-reports/master/AFG/projections.csv
https://raw.githubusercontent.com/mrc-ide/global-lmic-reports/master/AFG/projections.csv
https://raw.githubusercontent.com/mrc-ide/global-lmic-reports/master/AFG/projections.csv
https://raw.githubusercontent.com/mrc-ide/global-lmic-reports/master/AFG/projections.csv
https://raw.githubusercontent.com/mrc-ide/global-lmic-reports/master/AFG/projections.csv
https://raw.githubusercontent.com/mrc-ide/global-lmic-reports/master/AFG/projections.csv
https://raw.githubusercontent.com/mrc-ide/global-lmic-reports/master/AFG/projections.csv
https://raw.githubusercontent.com/mrc-ide/global-lmic-reports/master/AFG/projections.csv
https://raw.githubusercontent.com/mrc-ide/global-lmic-reports/master/AFG/projections.csv
https://raw.githubusercontent.com/mrc-ide/global-lmic-reports/master/AFG/projections.csv
https://raw.githubusercontent.com/mrc-ide/global-lmic-reports/master/AFG/projections.csv
https://raw.githubusercontent.com/mrc-ide/global-lmic-reports/master/AFG/projections.csv
https://raw.githubusercontent.com/mrc-ide/global-lmic-reports/master/AFG/projections.csv
https://raw.githubusercontent.com/mrc-ide/global-lmic-reports/master/AFG/projections.csv
https://raw.githubusercontent.com/mrc-ide/global-lmic-reports/master/AFG/projections.csv
https://raw.githubusercontent.com/mrc-ide/global-lmic-reports/master/AFG/projections.csv
https://raw.githubusercontent.com/mrc-ide/global-lmic-reports/master/AFG/projections.csv
https://raw.githubusercontent.com/mrc-ide/global-lmic-reports/master/AFG/projections.csv
https://raw.githubusercontent.com/mrc-ide/global-lmic-reports/master/AFG/projections.csv
https://raw.githubusercontent.com/mrc-ide/global-lmic-reports/master/AFG/projections.csv
https://raw.githubusercontent.com/mrc-ide/global-lmic-reports/master/AFG/projections.csv
https://raw.githubusercontent.com/mrc-ide/global-lmic-reports/master/AFG/projections.csv
https://raw.githubusercontent.com/mrc-ide/global-lmic-reports/master/AFG/projections.csv
https://raw.githubusercontent.com/mrc-ide/global-lmic-reports/master/AFG/projections.csv
https://raw.githubusercontent.com/mrc-ide/global-lmic-reports/master/AFG/projections.csv
https://raw.githubusercontent.com/mrc-ide/global-lmic-reports/master/AFG/projections.csv
https://raw.githubusercontent.com/mrc-ide/global-lmic-reports/master/AFG/projections.csv
https://raw.githubusercontent.com/mrc-ide/global-lmic-reports/master/AFG/projections.csv
https://raw.githubusercontent.com/mrc-ide/global-lmic-reports/master/AFG/projections.csv
https://raw.githubusercontent.com/mrc-ide/global-lmic-reports/master/AFG/projections.csv
https://raw.githubusercontent.com/mrc-ide/global-lmic-reports/master/AFG/projections.csv
https://raw.githubusercontent.com/mrc-ide/global-lmic-reports/master/AFG/projections.csv
https://raw.githubusercontent.com/mrc-ide/global-lmic-reports/master/AFG/projections.csv
https://raw.githubusercontent.com/mrc-ide/global-lmic-reports/master/AFG/projections.csv
https://raw.githubusercontent.com/mrc-ide/global-lmic-reports/master/AFG/projections.csv
https://raw.githubusercontent.com/mrc-ide/global-lmic-reports/master/AFG/projections.csv
https://raw.githubusercontent.com/mrc-ide/global-lmic-reports/master/AFG/projections.csv
https://raw.githubusercontent.com/mrc-ide/global-lmic-reports/master/AFG/projections.csv
https://raw.githubusercontent.com/mrc-ide/global-lmic-reports/master/AFG/projections.csv
https://raw.githubusercontent.com/mrc-ide/global-lmic-reports/master/AFG/projections.csv
https://raw.githubusercontent.com/mrc-ide/global-lmic-reports/master/AFG/projections.csv
https://raw.githubusercontent.com/mrc-ide/global-lmic-reports/master/AFG/projections.csv
https://raw.githubusercontent.com/mrc-ide/global-lmic-reports/master/AFG/projections.csv
https://raw.githubusercontent.com/mrc-ide/global-lmic-reports/master/AFG/projections.csv
https://raw.githubusercontent.com/mrc-ide/global-lmic-reports/master/AFG/projections.csv
https://raw.githubusercontent.com/mrc-ide/global-lmic-reports/master/AFG/projections.csv
https://raw.githubusercontent.com/mrc-ide/global-lmic-reports/master/AFG/projections.csv
https://raw.githubusercontent.com/mrc-ide/global-lmic-reports/master/AFG/projections.csv
https://raw.githubusercontent.com/mrc-ide/global-lmic-reports/master/AFG/projections.csv
https://raw.githubusercontent.com/mrc-ide/global-lmic-reports/master/AFG/projections.csv
https://raw.githubusercontent.com/mrc-ide/global-lmic-reports/master/AFG/projections.csv
https://raw.githubusercontent.com/mrc-ide/global-lmic-reports/master/AFG/projections.csv
https://raw.githubusercontent.com/mrc-ide/global-lmic-reports/master/AFG/projections.csv
https://raw.githubusercontent.com/mrc-ide/global-lmic-reports/master/AFG/projections.csv
https://raw.githubusercontent.com/mrc-ide/global-lmic-reports/master/AFG/projections.csv
https://raw.githubusercontent.com/mrc-ide/global-lmic-reports/master/AFG/projections.csv
https://raw.githubusercontent.com/mrc-ide/global-lmic-reports/master/AFG/projections.csv
https://raw.githubusercontent.com/mrc-ide/global-lmic-reports/master/AFG/projections.csv
https://raw.githubusercontent.com/mrc-ide/global-lmic-reports/master/AFG/projections.csv
https://raw.githubusercontent.com/mrc-ide/global-lmic-reports/master/AFG/projections.csv
https://raw.githubusercontent.com/mrc-ide/global-lmic-reports/master/AFG/projections.csv
https://raw.githubusercontent.com/mrc-ide/global-lmic-reports/master/AFG/projections.csv
https://raw.githubusercontent.com/mrc-ide/global-lmic-reports/master/AFG/projections.csv
https://raw.githubusercontent.com/mrc-ide/global-lmic-reports/master/AFG/projections.csv
https://raw.githubusercontent.com/mrc-ide/global-lmic-reports/master/AFG/projections.csv
https://raw.githubusercontent.com/mrc-ide/global-lmic-reports/master/AFG/projections.csv
https://raw.githubusercontent.com/mrc-ide/global-lmic-reports/master/AFG/projections.csv
https://raw.githubusercontent.com/mrc-ide/global-lmic-reports/master/AFG/projections.csv
https://raw.githubusercontent.com/mrc-ide/global-lmic-reports/master/AFG/projections.csv
https://raw.githubusercontent.com/mrc-ide/global-lmic-reports/master/AFG/projections.csv
https://raw.githubusercontent.com/mrc-ide/global-lmic-reports/master/AFG/projections.csv
https://raw.githubusercontent.com/mrc-ide/global-lmic-reports/master/AFG/projections.csv
https://raw.githubusercontent.com/mrc-ide/global-lmic-reports/master/AFG/projections.csv
https://raw.githubusercontent.com/mrc-ide/global-lmic-reports/master/AFG/projections.csv
https://raw.githubusercontent.com/mrc-ide/global-lmic-reports/master/AFG/projections.csv
https://raw.githubusercontent.com/mrc-ide/global-lmic-reports/master/AFG/projections.csv
https://raw.githubusercontent.com/mrc-ide/global-lmic-reports/master/AFG/projections.csv
https://raw.githubusercontent.com/mrc-ide/global-lmic-reports/master/AFG/projections.csv
https://raw.githubusercontent.com/mrc-ide/global-lmic-reports/master/AFG/projections.csv
https://raw.githubusercontent.com/mrc-ide/global-lmic-reports/master/AFG/projections.csv
https://raw.githubusercontent.com/mrc-ide/global-lmic-reports/master/AFG/projections.csv
https://raw.githubusercontent.com/mrc-ide/global-lmic-reports/master/AFG/projections.csv
https://raw.githubusercontent.com/mrc-ide/global-lmic-reports/master/AFG/projections.csv
https://raw.githubusercontent.com/mrc-ide/global-lmic-reports/master/AFG/projections.csv
https://raw.githubusercontent.com/mrc-ide/global-lmic-reports/master/AFG/projections.csv
https://raw.githubusercontent.com/mrc-ide/global-lmic-reports/master/AFG/projections.csv
https://raw.githubusercontent.com/mrc-ide/global-lmic-reports/master/AFG/projections.csv
https://raw.githubusercontent.com/mrc-ide/global-lmic-reports/master/AFG/projections.csv
https://raw.githubusercontent.com/mrc-ide/global-lmic-reports/master/AFG/projections.csv
https://raw.githubusercontent.com/mrc-ide/global-lmic-reports/master/AFG/projections.csv
https://raw.githubusercontent.com/mrc-ide/global-lmic-reports/master/AFG/projections.csv
https://raw.githubusercontent.com/mrc-ide/global-lmic-reports/master/AFG/projections.csv
https://raw.githubusercontent.com/mrc-ide/global-lmic-reports/master/AFG/projections.csv
https://raw.githubusercontent.com/mrc-ide/global-lmic-reports/master/AFG/projections.csv
https://raw.githubusercontent.com/mrc-ide/global-lmic-reports/master/AFG/projections.csv
https://raw.githubusercontent.com/mrc-ide/global-lmic-reports/master/AFG/projections.csv
https://raw.githubusercontent.com/mrc-ide/global-lmic-reports/master/AFG/projections.csv
https://raw.githubusercontent.com/mrc-ide/global-lmic-reports/master/AFG/projections.csv
https://raw.githubusercontent.com/mrc-ide/global-lmic-reports/master/AFG/projections.csv
https://raw.githubusercontent.com/mrc-ide/global-lmic-reports/master/AFG/projections.csv
https://raw.githubusercontent.com/mrc-ide/global-lmic-reports/master/AFG/projections.csv
https://raw.githubusercontent.com/mrc-ide/global-lmic-reports/master/AFG/projections.csv
https://raw.githubusercontent.com/mrc-ide/global-lmic-reports/master/AFG/projections.csv
https://raw.githubusercontent.com/mrc-ide/global-lmic-reports/master/AFG/projections.csv
https://raw.githubusercontent.com/mrc-ide/global-lmic-reports/master/AFG/projections.csv
https://raw.githubusercontent.com/mrc-ide/global-lmic-reports/master/AFG/projections.csv
https://raw.githubusercontent.com/mrc-ide/global-lmic-reports/master/AFG/projections.csv
https://raw.githubusercontent.com/mrc-ide/global-lmic-reports/master/AFG/projections.csv
https://raw.githubusercontent.com/mrc-ide/global-lmic-reports/master/AFG/projections.csv
https://raw.githubusercontent.com/mrc-ide/global-lmic-reports/master/AFG/projections.csv
https://raw.githubusercontent.com/mrc-ide/global-lmic-reports/master/AFG/projections.csv
https://raw.githubusercontent.com/mrc-ide/global-lmic-reports/master/AFG/projections.csv
https://raw.githubusercontent.com/mrc-ide/global-lmic-reports/master/AFG/projections.csv
https://raw.githubusercontent.com/mrc-ide/global-lmic-reports/master/AFG/projections.csv
https://raw.githubusercontent.com/mrc-ide/global-lmic-reports/master/AFG/projections.csv
https://raw.githubusercontent.com/mrc-ide/global-lmic-reports/master/AFG/projections.csv
https://raw.githubusercontent.com/mrc-ide/global-lmic-reports/master/AFG/projections.csv
https://raw.githubusercontent.com/mrc-ide/global-lmic-reports/master/AFG/projections.csv
https://raw.githubusercontent.com/mrc-ide/global-lmic-reports/master/AFG/projections.csv
https://raw.githubusercontent.com/mrc-ide/global-lmic-reports/master/AFG/projections.csv
https://raw.githubusercontent.com/mrc-ide/global-lmic-reports/master/AFG/projections.csv
https://raw.githubusercontent.com/mrc-ide/global-lmic-reports/master/AFG/projections.csv
https://raw.githubusercontent.com/mrc-ide/global-lmic-reports/master/AFG/projections.csv
https://raw.githubusercontent.com/mrc-ide/global-lmic-reports/master/AFG/projections.csv
https://raw.githubusercontent.com/mrc-ide/global-lmic-reports/master/AFG/projections.csv
https://raw.githubusercontent.com/mrc-ide/global-lmic-reports/master/AFG/projections.csv
https://raw.githubusercontent.com/mrc-ide/global-lmic-reports/master/AFG/projections.csv
https://raw.githubusercontent.com/mrc-ide/global-lmic-reports/master/AFG/projections.csv
https://raw.githubusercontent.com/mrc-ide/global-lmic-reports/master/AFG/projections.csv
https://raw.githubusercontent.com/mrc-ide/global-lmic-reports/master/AFG/projections.csv
https://raw.githubusercontent.com/mrc-ide/global-lmic-reports/master/AFG/projections.csv
https://raw.githubusercontent.com/mrc-ide/global-lmic-reports/master/AFG/projections.csv
https://raw.githubusercontent.com/mrc-ide/global-lmic-reports/master/AFG/projections.csv
https://raw.githubusercontent.com/mrc-ide/global-lmic-reports/master/AFG/projections.csv
https://raw.githubusercontent.com/mrc-ide/global-lmic-reports/master/AFG/projections.csv
https://raw.githubusercontent.com/mrc-ide/global-lmic-reports/master/AFG/projections.csv
https://raw.githubusercontent.com/mrc-ide/global-lmic-reports/master/AFG/projections.csv
https://raw.githubusercontent.com/mrc-ide/global-lmic-reports/master/AFG/projections.csv
https://raw.githubusercontent.com/mrc-ide/global-lmic-reports/master/AFG/projections.csv
https://raw.githubusercontent.com/mrc-ide/global-lmic-reports/master/AFG/projections.csv
https://raw.githubusercontent.com/mrc-ide/global-lmic-reports/master/AFG/projections.csv
https://raw.githubusercontent.com/mrc-ide/global-lmic-reports/master/AFG/projections.csv
https://raw.githubusercontent.com/mrc-ide/global-lmic-reports/master/AFG/projections.csv
https://raw.githubusercontent.com/mrc-ide/global-lmic-reports/master/AFG/projections.csv
https://raw.githubusercontent.com/mrc-ide/global-lmic-reports/master/AFG/projections.csv
https://raw.githubusercontent.com/mrc-ide/global-lmic-reports/master/AFG/projections.csv
https://raw.githubusercontent.com/mrc-ide/global-lmic-reports/master/AFG/projections.csv
https://raw.githubusercontent.com/mrc-ide/global-lmic-reports/master/AFG/projections.csv
https://raw.githubusercontent.com/mrc-ide/global-lmic-reports/master/AFG/projections.csv
https://raw.githubusercontent.com/mrc-ide/global-lmic-reports/master/AFG/projections.csv
https://raw.githubusercontent.com/mrc-ide/global-lmic-reports/master/AFG/projections.csv
https://raw.githubusercontent.com/mrc-ide/global-lmic-reports/master/AFG/projections.csv
https://raw.githubusercontent.com/mrc-ide/global-lmic-reports/master/AFG/projections.csv
https://raw.githubusercontent.com/mrc-ide/global-lmic-reports/master/AFG/projections.csv
https://raw.githubusercontent.com/mrc-ide/global-lmic-reports/master/AFG/projections.csv
https://raw.githubusercontent.com/mrc-ide/global-lmic-reports/master/AFG/projections.csv
https://raw.githubusercontent.com/mrc-ide/global-lmic-reports/master/AFG/projections.csv
https://raw.githubusercontent.com/mrc-ide/global-lmic-reports/master/AFG/projections.csv
https://raw.githubusercontent.com/mrc-ide/global-lmic-reports/master/AFG/projections.csv
https://raw.githubusercontent.com/mrc-ide/global-lmic-reports/master/AFG/projections.csv
https://raw.githubusercontent.com/mrc-ide/global-lmic-reports/master/AFG/projections.csv
https://raw.githubusercontent.com/mrc-ide/global-lmic-reports/master/AFG/projections.csv
https://raw.githubusercontent.com/mrc-ide/global-lmic-reports/master/AFG/projections.csv
https://raw.githubusercontent.com/mrc-ide/global-lmic-reports/master/AFG/projections.csv
https://raw.githubusercontent.com/mrc-ide/global-lmic-reports/master/AFG/projections.csv
https://raw.githubusercontent.com/mrc-ide/global-lmic-reports/master/AFG/projections.csv
https://raw.githubusercontent.com/mrc-ide/global-lmic-reports/master/AFG/projections.csv
https://raw.githubusercontent.com/mrc-ide/global-lmic-reports/master/AFG/projections.csv
https://raw.githubusercontent.com/mrc-ide/global-lmic-reports/master/AFG/projections.csv
https://raw.githubusercontent.com/mrc-ide/global-lmic-reports/master/AFG/projections.csv
https://raw.githubusercontent.com/mrc-ide/global-lmic-reports/master/AFG/projections.csv
https://raw.githubusercontent.com/mrc-ide/global-lmic-reports/master/AFG/projections.csv
https://raw.githubusercontent.com/mrc-ide/global-lmic-reports/master/AFG/projections.csv
https://raw.githubusercontent.com/mrc-ide/global-lmic-reports/master/AFG/projections.csv
https://raw.githubusercontent.com/mrc-ide/global-lmic-reports/master/AFG/projections.csv
https://raw.githubusercontent.com/mrc-ide/global-lmic-reports/master/AFG/projections.csv
https://raw.githubusercontent.com/mrc-ide/global-lmic-reports/master/AFG/projections.csv
https://raw.githubusercontent.com/mrc-ide/global-lmic-reports/master/AFG/projections.csv
https://raw.githubusercontent.com/mrc-ide/global-lmic-reports/master/AFG/projections.csv
https://raw.githubusercontent.com/mrc-ide/global-lmic-reports/master/AFG/projections.csv
https://raw.githubusercontent.com/mrc-ide/global-lmic-reports/master/AFG/projections.csv
https://raw.githubusercontent.com/mrc-ide/global-lmic-reports/master/AFG/projections.csv
https://raw.githubusercontent.com/mrc-ide/global-lmic-reports/master/AFG/projections.csv
https://raw.githubusercontent.com/mrc-ide/global-lmic-reports/master/AFG/projections.csv
https://raw.githubusercontent.com/mrc-ide/global-lmic-reports/master/AFG/projections.csv
https://raw.githubusercontent.com/mrc-ide/global-lmic-reports/master/AFG/projections.csv
https://raw.githubusercontent.com/mrc-ide/global-lmic-reports/master/AFG/projections.csv
https://raw.githubusercontent.com/mrc-ide/global-lmic-reports/master/AFG/projections.csv
https://raw.githubusercontent.com/mrc-ide/global-lmic-reports/master/AFG/projections.csv
https://raw.githubusercontent.com/mrc-ide/global-lmic-reports/master/AFG/projections.csv
https://raw.githubusercontent.com/mrc-ide/global-lmic-reports/master/AFG/projections.csv
https://raw.githubusercontent.com/mrc-ide/global-lmic-reports/master/AFG/projections.csv
https://raw.githubusercontent.com/mrc-ide/global-lmic-reports/master/AFG/projections.csv
https://raw.githubusercontent.com/mrc-ide/global-lmic-reports/master/AFG/projections.csv
https://raw.githubusercontent.com/mrc-ide/global-lmic-reports/master/AFG/projections.csv
https://raw.githubusercontent.com/mrc-ide/global-lmic-reports/master/AFG/projections.csv
https://raw.githubusercontent.com/mrc-ide/global-lmic-reports/master/AFG/projections.csv
https://raw.githubusercontent.com/mrc-ide/global-lmic-reports/master/AFG/projections.csv
https://raw.githubusercontent.com/mrc-ide/global-lmic-reports/master/AFG/projections.csv
https://raw.githubusercontent.com/mrc-ide/global-lmic-reports/master/AFG/projections.csv
https://raw.githubusercontent.com/mrc-ide/global-lmic-reports/master/AFG/projections.csv
https://raw.githubusercontent.com/mrc-ide/global-lmic-reports/master/AFG/projections.csv
https://raw.githubusercontent.com/mrc-ide/global-lmic-reports/master/AFG/projections.csv
https://raw.githubusercontent.com/mrc-ide/global-lmic-reports/master/AFG/projections.csv
https://raw.githubusercontent.com/mrc-ide/global-lmic-reports/master/AFG/projections.csv
https://raw.githubusercontent.com/mrc-ide/global-lmic-reports/master/AFG/projections.csv
https://raw.githubusercontent.com/mrc-ide/global-lmic-reports/master/AFG/projections.csv
https://raw.githubusercontent.com/mrc-ide/global-lmic-reports/master/AFG/projections.csv
https://raw.githubusercontent.com/mrc-ide/global-lmic-reports/master/AFG/projections.csv
https://raw.githubusercontent.com/mrc-ide/global-lmic-reports/master/AFG/projections.csv
https://raw.githubusercontent.com/mrc-ide/global-lmic-reports/master/AFG/projections.csv
https://raw.githubusercontent.com/mrc-ide/global-lmic-reports/master/AFG/projections.csv
https://raw.githubusercontent.com/mrc-ide/global-lmic-reports/master/AFG/projections.csv
https://raw.githubusercontent.com/mrc-ide/global-lmic-reports/master/AFG/projections.csv
https://raw.githubusercontent.com/mrc-ide/global-lmic-reports/master/AFG/projections.csv
https://raw.githubusercontent.com/mrc-ide/global-lmic-reports/master/AFG/projections.csv
https://raw.githubusercontent.com/mrc-ide/global-lmic-reports/master/AFG/projections.csv
https://raw.githubusercontent.com/mrc-ide/global-lmic-reports/master/AFG/projections.csv
https://raw.githubusercontent.com/mrc-ide/global-lmic-reports/master/AFG/projections.csv
https://raw.githubusercontent.com/mrc-ide/global-lmic-reports/master/AFG/projections.csv
https://raw.githubusercontent.com/mrc-ide/global-lmic-reports/master/AFG/projections.csv
https://raw.githubusercontent.com/mrc-ide/global-lmic-reports/master/AFG/projections.csv
https://raw.githubusercontent.com/mrc-ide/global-lmic-reports/master/AFG/projections.csv
https://raw.githubusercontent.com/mrc-ide/global-lmic-reports/master/AFG/projections.csv
https://raw.githubusercontent.com/mrc-ide/global-lmic-reports/master/AFG/projections.csv
https://raw.githubusercontent.com/mrc-ide/global-lmic-reports/master/AFG/projections.csv
https://raw.githubusercontent.com/mrc-ide/global-lmic-reports/master/AFG/projections.csv
https://raw.githubusercontent.com/mrc-ide/global-lmic-reports/master/AFG/projections.csv
https://raw.githubusercontent.com/mrc-ide/global-lmic-reports/master/AFG/projections.csv
https://raw.githubusercontent.com/mrc-ide/global-lmic-reports/master/AFG/projections.csv
https://raw.githubusercontent.com/mrc-ide/global-lmic-reports/master/AFG/projections.csv
https://raw.githubusercontent.com/mrc-ide/global-lmic-reports/master/AFG/projections.csv
https://raw.githubusercontent.com/mrc-ide/global-lmic-reports/master/AFG/projections.csv
https://raw.githubusercontent.com/mrc-ide/global-lmic-reports/master/AFG/projections.csv
https://raw.githubusercontent.com/mrc-ide/global-lmic-reports/master/AFG/projections.csv
https://raw.githubusercontent.com/mrc-ide/global-lmic-reports/master/AFG/projections.csv
https://raw.githubusercontent.com/mrc-ide/global-lmic-reports/master/AFG/projections.csv
https://raw.githubusercontent.com/mrc-ide/global-lmic-reports/master/AFG/projections.csv
https://raw.githubusercontent.com/mrc-ide/global-lmic-reports/master/AFG/projections.csv
https://raw.githubusercontent.com/mrc-ide/global-lmic-reports/master/AFG/projections.csv
https://raw.githubusercontent.com/mrc-ide/global-lmic-reports/master/AFG/projections.csv
https://raw.githubusercontent.com/mrc-ide/global-lmic-reports/master/AFG/projections.csv
https://raw.githubusercontent.com/mrc-ide/global-lmic-reports/master/AFG/projections.csv
https://raw.githubusercontent.com/mrc-ide/global-lmic-reports/master/AFG/projections.csv
https://raw.githubusercontent.com/mrc-ide/global-lmic-reports/master/AFG/projections.csv
https://raw.githubusercontent.com/mrc-ide/global-lmic-reports/master/AFG/projections.csv
https://raw.githubusercontent.com/mrc-ide/global-lmic-reports/master/AFG/projections.csv
https://raw.githubusercontent.com/mrc-ide/global-lmic-reports/master/AFG/projections.csv
https://raw.githubusercontent.com/mrc-ide/global-lmic-reports/master/AFG/projections.csv
https://raw.githubusercontent.com/mrc-ide/global-lmic-reports/master/AFG/projections.csv
https://raw.githubusercontent.com/mrc-ide/global-lmic-reports/master/AFG/projections.csv
https://raw.githubusercontent.com/mrc-ide/global-lmic-reports/master/AFG/projections.csv
https://raw.githubusercontent.com/mrc-ide/global-lmic-reports/master/AFG/projections.csv
https://raw.githubusercontent.com/mrc-ide/global-lmic-reports/master/AFG/projections.csv
https://raw.githubusercontent.com/mrc-ide/global-lmic-reports/master/AFG/projections.csv
https://raw.githubusercontent.com/mrc-ide/global-lmic-reports/master/AFG/projections.csv
https://raw.githubusercontent.com/mrc-ide/global-lmic-reports/master/AFG/projections.csv
https://raw.githubusercontent.com/mrc-ide/global-lmic-reports/master/AFG/projections.csv
https://raw.githubusercontent.com/mrc-ide/global-lmic-reports/master/AFG/projections.csv
https://raw.githubusercontent.com/mrc-ide/global-lmic-reports/master/AFG/projections.csv
https://raw.githubusercontent.com/mrc-ide/global-lmic-reports/master/AFG/projections.csv
https://raw.githubusercontent.com/mrc-ide/global-lmic-reports/master/AFG/projections.csv
https://raw.githubusercontent.com/mrc-ide/global-lmic-reports/master/AFG/projections.csv
https://raw.githubusercontent.com/mrc-ide/global-lmic-reports/master/AFG/projections.csv
https://raw.githubusercontent.com/mrc-ide/global-lmic-reports/master/AFG/projections.csv
https://raw.githubusercontent.com/mrc-ide/global-lmic-reports/master/AFG/projections.csv
https://raw.githubusercontent.com/mrc-ide/global-lmic-reports/master/AFG/projections.csv
https://raw.githubusercontent.com/mrc-ide/global-lmic-reports/master/AFG/projections.csv
https://raw.githubusercontent.com/mrc-ide/global-lmic-reports/master/AFG/projections.csv
https://raw.githubusercontent.com/mrc-ide/global-lmic-reports/master/AFG/projections.csv
https://raw.githubusercontent.com/mrc-ide/global-lmic-reports/master/AFG/projections.csv
https://raw.githubusercontent.com/mrc-ide/global-lmic-reports/master/AFG/projections.csv
https://raw.githubusercontent.com/mrc-ide/global-lmic-reports/master/AFG/projections.csv
https://raw.githubusercontent.com/mrc-ide/global-lmic-reports/master/AFG/projections.csv
https://raw.githubusercontent.com/mrc-ide/global-lmic-reports/master/AFG/projections.csv
https://raw.githubusercontent.com/mrc-ide/global-lmic-reports/master/AFG/projections.csv
https://raw.githubusercontent.com/mrc-ide/global-lmic-reports/master/AFG/projections.csv
https://raw.githubusercontent.com/mrc-ide/global-lmic-reports/master/AFG/projections.csv
https://raw.githubusercontent.com/mrc-ide/global-lmic-reports/master/AFG/projections.csv
https://raw.githubusercontent.com/mrc-ide/global-lmic-reports/master/AFG/projections.csv
https://raw.githubusercontent.com/mrc-ide/global-lmic-reports/master/AFG/projections.csv
https://raw.githubusercontent.com/mrc-ide/global-lmic-reports/master/AFG/projections.csv
https://raw.githubusercontent.com/mrc-ide/global-lmic-reports/master/AFG/projections.csv
https://raw.githubusercontent.com/mrc-ide/global-lmic-reports/master/AFG/projections.csv
https://raw.githubusercontent.com/mrc-ide/global-lmic-reports/master/AFG/projections.csv
https://raw.githubusercontent.com/mrc-ide/global-lmic-reports/master/AFG/projections.csv
https://raw.githubusercontent.com/mrc-ide/global-lmic-reports/master/AFG/projections.csv
https://raw.githubusercontent.com/mrc-ide/global-lmic-reports/master/AFG/projections.csv
https://raw.githubusercontent.com/mrc-ide/global-lmic-reports/master/AFG/projections.csv
https://raw.githubusercontent.com/mrc-ide/global-lmic-reports/master/AFG/projections.csv
https://raw.githubusercontent.com/mrc-ide/global-lmic-reports/master/AFG/projections.csv
https://raw.githubusercontent.com/mrc-ide/global-lmic-reports/master/AFG/projections.csv
https://raw.githubusercontent.com/mrc-ide/global-lmic-reports/master/AFG/projections.csv
https://raw.githubusercontent.com/mrc-ide/global-lmic-reports/master/AFG/projections.csv
https://raw.githubusercontent.com/mrc-ide/global-lmic-reports/master/AFG/projections.csv
https://raw.githubusercontent.com/mrc-ide/global-lmic-reports/master/AFG/projections.csv
https://raw.githubusercontent.com/mrc-ide/global-lmic-reports/master/AFG/projections.csv
https://raw.githubusercontent.com/mrc-ide/global-lmic-reports/master/AFG/projections.csv
https://raw.githubusercontent.com/mrc-ide/global-lmic-reports/master/AFG/projections.csv
https://raw.githubusercontent.com/mrc-ide/global-lmic-reports/master/AFG/projections.csv
https://raw.githubusercontent.com/mrc-ide/global-lmic-reports/master/AFG/projections.csv
https://raw.githubusercontent.com/mrc-ide/global-lmic-reports/master/AFG/projections.csv
https://raw.githubusercontent.com/mrc-ide/global-lmic-reports/master/AFG/projections.csv
https://raw.githubusercontent.com/mrc-ide/global-lmic-reports/master/AFG/projections.csv
https://raw.githubusercontent.com/mrc-ide/global-lmic-reports/master/AFG/projections.csv
https://raw.githubusercontent.com/mrc-ide/global-lmic-reports/master/AFG/projections.csv
https://raw.githubusercontent.com/mrc-ide/global-lmic-reports/master/AFG/projections.csv
https://raw.githubusercontent.com/mrc-ide/global-lmic-reports/master/AFG/projections.csv
https://raw.githubusercontent.com/mrc-ide/global-lmic-reports/master/AFG/projections.csv
https://raw.githubusercontent.com/mrc-ide/global-lmic-reports/master/AFG/projections.csv
https://raw.githubusercontent.com/mrc-ide/global-lmic-reports/master/AFG/projections.csv
https://raw.githubusercontent.com/mrc-ide/global-lmic-reports/master/AFG/projections.csv
https://raw.githubusercontent.com/mrc-ide/global-lmic-reports/master/AFG/projections.csv
https://raw.githubusercontent.com/mrc-ide/global-lmic-reports/master/AFG/projections.csv
https://raw.githubusercontent.com/mrc-ide/global-lmic-reports/master/AFG/projections.csv
https://raw.githubusercontent.com/mrc-ide/global-lmic-reports/master/AFG/projections.csv
https://raw.githubusercontent.com/mrc-ide/global-lmic-reports/master/AFG/projections.csv
https://raw.githubusercontent.com/mrc-ide/global-lmic-reports/master/AFG/projections.csv
https://raw.githubusercontent.com/mrc-ide/global-lmic-reports/master/AFG/projections.csv
https://raw.githubusercontent.com/mrc-ide/global-lmic-reports/master/AFG/projections.csv
https://raw.githubusercontent.com/mrc-ide/global-lmic-reports/master/AFG/projections.csv
https://raw.githubusercontent.com/mrc-ide/global-lmic-reports/master/AFG/projections.csv
https://raw.githubusercontent.com/mrc-ide/global-lmic-reports/master/AFG/projections.csv
https://raw.githubusercontent.com/mrc-ide/global-lmic-reports/master/AFG/projections.csv
https://raw.githubusercontent.com/mrc-ide/global-lmic-reports/master/AFG/projections.csv
https://raw.githubusercontent.com/mrc-ide/global-lmic-reports/master/AFG/projections.csv
https://raw.githubusercontent.com/mrc-ide/global-lmic-reports/master/AFG/projections.csv
https://raw.githubusercontent.com/mrc-ide/global-lmic-reports/master/AFG/projections.csv
https://raw.githubusercontent.com/mrc-ide/global-lmic-reports/master/AFG/projections.csv
https://raw.githubusercontent.com/mrc-ide/global-lmic-reports/master/AFG/projections.csv
https://raw.githubusercontent.com/mrc-ide/global-lmic-reports/master/AFG/projections.csv
https://raw.githubusercontent.com/mrc-ide/global-lmic-reports/master/AFG/projections.csv
https://raw.githubusercontent.com/mrc-ide/global-lmic-reports/master/AFG/projections.csv
https://raw.githubusercontent.com/mrc-ide/global-lmic-reports/master/AFG/projections.csv
https://raw.githubusercontent.com/mrc-ide/global-lmic-reports/master/AFG/projections.csv
https://raw.githubusercontent.com/mrc-ide/global-lmic-reports/master/AFG/projections.csv
https://raw.githubusercontent.com/mrc-ide/global-lmic-reports/master/AFG/projections.csv
https://raw.githubusercontent.com/mrc-ide/global-lmic-reports/master/AFG/projections.csv
https://raw.githubusercontent.com/mrc-ide/global-lmic-reports/master/AFG/projections.csv
https://raw.githubusercontent.com/mrc-ide/global-lmic-reports/master/AFG/projections.csv
https://raw.githubusercontent.com/mrc-ide/global-lmic-reports/master/AFG/projections.csv
https://raw.githubusercontent.com/mrc-ide/global-lmic-reports/master/AFG/projections.csv
https://raw.githubusercontent.com/mrc-ide/global-lmic-reports/master/AFG/projections.csv
https://raw.githubusercontent.com/mrc-ide/global-lmic-reports/master/AFG/projections.csv
https://raw.githubusercontent.com/mrc-ide/global-lmic-reports/master/AFG/projections.csv
https://raw.githubusercontent.com/mrc-ide/global-lmic-reports/master/AFG/projections.csv
https://raw.githubusercontent.com/mrc-ide/global-lmic-reports/master/AFG/projections.csv
https://raw.githubusercontent.com/mrc-ide/global-lmic-reports/master/AFG/projections.csv
https://raw.githubusercontent.com/mrc-ide/global-lmic-reports/master/AFG/projections.csv
https://raw.githubusercontent.com/mrc-ide/global-lmic-reports/master/AFG/projections.csv
https://raw.githubusercontent.com/mrc-ide/global-lmic-reports/master/AFG/projections.csv
https://raw.githubusercontent.com/mrc-ide/global-lmic-reports/master/AFG/projections.csv
https://raw.githubusercontent.com/mrc-ide/global-lmic-reports/master/AFG/projections.csv
https://raw.githubusercontent.com/mrc-ide/global-lmic-reports/master/AFG/projections.csv
https://raw.githubusercontent.com/mrc-ide/global-lmic-reports/master/AFG/projections.csv
https://raw.githubusercontent.com/mrc-ide/global-lmic-reports/master/AFG/projections.csv
https://raw.githubusercontent.com/mrc-ide/global-lmic-reports/master/AFG/projections.csv
https://raw.githubusercontent.com/mrc-ide/global-lmic-reports/master/AFG/projections.csv
https://raw.githubusercontent.com/mrc-ide/global-lmic-reports/master/AFG/projections.csv
https://raw.githubusercontent.com/mrc-ide/global-lmic-reports/master/AFG/projections.csv
https://raw.githubusercontent.com/mrc-ide/global-lmic-reports/master/AFG/projections.csv
https://raw.githubusercontent.com/mrc-ide/global-lmic-reports/master/AFG/projections.csv
https://raw.githubusercontent.com/mrc-ide/global-lmic-reports/master/AFG/projections.csv
https://raw.githubusercontent.com/mrc-ide/global-lmic-reports/master/AFG/projections.csv
https://raw.githubusercontent.com/mrc-ide/global-lmic-reports/master/AFG/projections.csv
https://raw.githubusercontent.com/mrc-ide/global-lmic-reports/master/AFG/projections.csv
https://raw.githubusercontent.com/mrc-ide/global-lmic-reports/master/AFG/projections.csv
https://raw.githubusercontent.com/mrc-ide/global-lmic-reports/master/AFG/projections.csv
https://raw.githubusercontent.com/mrc-ide/global-lmic-reports/master/AFG/projections.csv
https://raw.githubusercontent.com/mrc-ide/global-lmic-reports/master/AFG/projections.csv
https://raw.githubusercontent.com/mrc-ide/global-lmic-reports/master/AFG/projections.csv
https://raw.githubusercontent.com/mrc-ide/global-lmic-reports/master/AFG/projections.csv
https://raw.githubusercontent.com/mrc-ide/global-lmic-reports/master/AFG/projections.csv
https://raw.githubusercontent.com/mrc-ide/global-lmic-reports/master/AFG/projections.csv
https://raw.githubusercontent.com/mrc-ide/global-lmic-reports/master/AFG/projections.csv
https://raw.githubusercontent.com/mrc-ide/global-lmic-reports/master/AFG/projections.csv
https://raw.githubusercontent.com/mrc-ide/global-lmic-reports/master/AFG/projections.csv
https://raw.githubusercontent.com/mrc-ide/global-lmic-reports/master/AFG/projections.csv
https://raw.githubusercontent.com/mrc-ide/global-lmic-reports/master/AFG/projections.csv
https://raw.githubusercontent.com/mrc-ide/global-lmic-reports/master/AFG/projections.csv
https://raw.githubusercontent.com/mrc-ide/global-lmic-reports/master/AFG/projections.csv
https://raw.githubusercontent.com/mrc-ide/global-lmic-reports/master/AFG/projections.csv
https://raw.githubusercontent.com/mrc-ide/global-lmic-reports/master/AFG/projections.csv
https://raw.githubusercontent.com/mrc-ide/global-lmic-reports/master/AFG/projections.csv
https://raw.githubusercontent.com/mrc-ide/global-lmic-reports/master/AFG/projections.csv
https://raw.githubusercontent.com/mrc-ide/global-lmic-reports/master/AFG/projections.csv
https://raw.githubusercontent.com/mrc-ide/global-lmic-reports/master/AFG/projections.csv
https://raw.githubusercontent.com/mrc-ide/global-lmic-reports/master/AFG/projections.csv
https://raw.githubusercontent.com/mrc-ide/global-lmic-reports/master/AFG/projections.csv
https://raw.githubusercontent.com/mrc-ide/global-lmic-reports/master/AFG/projections.csv
https://raw.githubusercontent.com/mrc-ide/global-lmic-reports/master/AFG/projections.csv
https://raw.githubusercontent.com/mrc-ide/global-lmic-reports/master/AFG/projections.csv
https://raw.githubusercontent.com/mrc-ide/global-lmic-reports/master/AFG/projections.csv
https://raw.githubusercontent.com/mrc-ide/global-lmic-reports/master/AFG/projections.csv
https://raw.githubusercontent.com/mrc-ide/global-lmic-reports/master/AFG/projections.csv
https://raw.githubusercontent.com/mrc-ide/global-lmic-reports/master/AFG/projections.csv
https://raw.githubusercontent.com/mrc-ide/global-lmic-reports/master/AFG/projections.csv
https://raw.githubusercontent.com/mrc-ide/global-lmic-reports/master/AFG/projections.csv
https://raw.githubusercontent.com/mrc-ide/global-lmic-reports/master/AFG/projections.csv
https://raw.githubusercontent.com/mrc-ide/global-lmic-reports/master/AFG/projections.csv
https://raw.githubusercontent.com/mrc-ide/global-lmic-reports/master/AFG/projections.csv
https://raw.githubusercontent.com/mrc-ide/global-lmic-reports/master/AFG/projections.csv
https://raw.githubusercontent.com/mrc-ide/global-lmic-reports/master/AFG/projections.csv
https://raw.githubusercontent.com/mrc-ide/global-lmic-reports/master/AFG/projections.csv
https://raw.githubusercontent.com/mrc-ide/global-lmic-reports/master/AFG/projections.csv
https://raw.githubusercontent.com/mrc-ide/global-lmic-reports/master/AFG/projections.csv
https://raw.githubusercontent.com/mrc-ide/global-lmic-reports/master/AFG/projections.csv
https://raw.githubusercontent.com/mrc-ide/global-lmic-reports/master/AFG/projections.csv
https://raw.githubusercontent.com/mrc-ide/global-lmic-reports/master/AFG/projections.csv
https://raw.githubusercontent.com/mrc-ide/global-lmic-reports/master/AFG/projections.csv
https://raw.githubusercontent.com/mrc-ide/global-lmic-reports/master/AFG/projections.csv
https://raw.githubusercontent.com/mrc-ide/global-lmic-reports/master/AFG/projections.csv
https://raw.githubusercontent.com/mrc-ide/global-lmic-reports/master/AFG/projections.csv
https://raw.githubusercontent.com/mrc-ide/global-lmic-reports/master/AFG/projections.csv
https://raw.githubusercontent.com/mrc-ide/global-lmic-reports/master/AFG/projections.csv
https://raw.githubusercontent.com/mrc-ide/global-lmic-reports/master/AFG/projections.csv
https://raw.githubusercontent.com/mrc-ide/global-lmic-reports/master/AFG/projections.csv
https://raw.githubusercontent.com/mrc-ide/global-lmic-reports/master/AFG/projections.csv
https://raw.githubusercontent.com/mrc-ide/global-lmic-reports/master/AFG/projections.csv
https://raw.githubusercontent.com/mrc-ide/global-lmic-reports/master/AFG/projections.csv
https://raw.githubusercontent.com/mrc-ide/global-lmic-reports/master/AFG/projections.csv
https://raw.githubusercontent.com/mrc-ide/global-lmic-reports/master/AFG/projections.csv
https://raw.githubusercontent.com/mrc-ide/global-lmic-reports/master/AFG/projections.csv
https://raw.githubusercontent.com/mrc-ide/global-lmic-reports/master/AFG/projections.csv
https://raw.githubusercontent.com/mrc-ide/global-lmic-reports/master/AFG/projections.csv
https://raw.githubusercontent.com/mrc-ide/global-lmic-reports/master/AFG/projections.csv
https://raw.githubusercontent.com/mrc-ide/global-lmic-reports/master/AFG/projections.csv
https://raw.githubusercontent.com/mrc-ide/global-lmic-reports/master/AFG/projections.csv
https://raw.githubusercontent.com/mrc-ide/global-lmic-reports/master/AFG/projections.csv
https://raw.githubusercontent.com/mrc-ide/global-lmic-reports/master/AFG/projections.csv
https://raw.githubusercontent.com/mrc-ide/global-lmic-reports/master/AFG/projections.csv
https://raw.githubusercontent.com/mrc-ide/global-lmic-reports/master/AFG/projections.csv
https://raw.githubusercontent.com/mrc-ide/global-lmic-reports/master/AFG/projections.csv
https://raw.githubusercontent.com/mrc-ide/global-lmic-reports/master/AFG/projections.csv
https://raw.githubusercontent.com/mrc-ide/global-lmic-reports/master/AFG/projections.csv
https://raw.githubusercontent.com/mrc-ide/global-lmic-reports/master/AFG/projections.csv
https://raw.githubusercontent.com/mrc-ide/global-lmic-reports/master/AFG/projections.csv
https://raw.githubusercontent.com/mrc-ide/global-lmic-reports/master/AFG/projections.csv
https://raw.githubusercontent.com/mrc-ide/global-lmic-reports/master/AFG/projections.csv
https://raw.githubusercontent.com/mrc-ide/global-lmic-reports/master/AFG/projections.csv
https://raw.githubusercontent.com/mrc-ide/global-lmic-reports/master/AFG/projections.csv
https://raw.githubusercontent.com/mrc-ide/global-lmic-reports/master/AFG/projections.csv
https://raw.githubusercontent.com/mrc-ide/global-lmic-reports/master/AFG/projections.csv
https://raw.githubusercontent.com/mrc-ide/global-lmic-reports/master/AFG/projections.csv
https://raw.githubusercontent.com/mrc-ide/global-lmic-reports/master/AFG/projections.csv
https://raw.githubusercontent.com/mrc-ide/global-lmic-reports/master/AFG/projections.csv
https://raw.githubusercontent.com/mrc-ide/global-lmic-reports/master/AFG/projections.csv
https://raw.githubusercontent.com/mrc-ide/global-lmic-reports/master/AFG/projections.csv
https://raw.githubusercontent.com/mrc-ide/global-lmic-reports/master/AFG/projections.csv
https://raw.githubusercontent.com/mrc-ide/global-lmic-reports/master/AFG/projections.csv
https://raw.githubusercontent.com/mrc-ide/global-lmic-reports/master/AFG/projections.csv
https://raw.githubusercontent.com/mrc-ide/global-lmic-reports/master/AFG/projections.csv
https://raw.githubusercontent.com/mrc-ide/global-lmic-reports/master/AFG/projections.csv
https://raw.githubusercontent.com/mrc-ide/global-lmic-reports/master/AFG/projections.csv
https://raw.githubusercontent.com/mrc-ide/global-lmic-reports/master/AFG/projections.csv
https://raw.githubusercontent.com/mrc-ide/global-lmic-reports/master/AFG/projections.csv
https://raw.githubusercontent.com/mrc-ide/global-lmic-reports/master/AFG/projections.csv
https://raw.githubusercontent.com/mrc-ide/global-lmic-reports/master/AFG/projections.csv
https://raw.githubusercontent.com/mrc-ide/global-lmic-reports/master/AFG/projections.csv
https://raw.githubusercontent.com/mrc-ide/global-lmic-reports/master/AFG/projections.csv
https://raw.githubusercontent.com/mrc-ide/global-lmic-reports/master/AFG/projections.csv
https://raw.githubusercontent.com/mrc-ide/global-lmic-reports/master/AFG/projections.csv
https://raw.githubusercontent.com/mrc-ide/global-lmic-reports/master/AFG/projections.csv
https://raw.githubusercontent.com/mrc-ide/global-lmic-reports/master/AFG/projections.csv
https://raw.githubusercontent.com/mrc-ide/global-lmic-reports/master/AFG/projections.csv
https://raw.githubusercontent.com/mrc-ide/global-lmic-reports/master/AFG/projections.csv
https://raw.githubusercontent.com/mrc-ide/global-lmic-reports/master/AFG/projections.csv
https://raw.githubusercontent.com/mrc-ide/global-lmic-reports/master/AFG/projections.csv
https://raw.githubusercontent.com/mrc-ide/global-lmic-reports/master/AFG/projections.csv
https://raw.githubusercontent.com/mrc-ide/global-lmic-reports/master/AFG/projections.csv
https://raw.githubusercontent.com/mrc-ide/global-lmic-reports/master/AFG/projections.csv
https://raw.githubusercontent.com/mrc-ide/global-lmic-reports/master/AFG/projections.csv
https://raw.githubusercontent.com/mrc-ide/global-lmic-reports/master/AFG/projections.csv
https://raw.githubusercontent.com/mrc-ide/global-lmic-reports/master/AFG/projections.csv
https://raw.githubusercontent.com/mrc-ide/global-lmic-reports/master/AFG/projections.csv
https://raw.githubusercontent.com/mrc-ide/global-lmic-reports/master/AFG/projections.csv
https://raw.githubusercontent.com/mrc-ide/global-lmic-reports/master/AFG/projections.csv
https://raw.githubusercontent.com/mrc-ide/global-lmic-reports/master/AFG/projections.csv
https://raw.githubusercontent.com/mrc-ide/global-lmic-reports/master/AFG/projections.csv
https://raw.githubusercontent.com/mrc-ide/global-lmic-reports/master/AFG/projections.csv
https://raw.githubusercontent.com/mrc-ide/global-lmic-reports/master/AFG/projections.csv
https://raw.githubusercontent.com/mrc-ide/global-lmic-reports/master/AFG/projections.csv
https://raw.githubusercontent.com/mrc-ide/global-lmic-reports/master/AFG/projections.csv
https://raw.githubusercontent.com/mrc-ide/global-lmic-reports/master/AFG/projections.csv
https://raw.githubusercontent.com/mrc-ide/global-lmic-reports/master/AFG/projections.csv
https://raw.githubusercontent.com/mrc-ide/global-lmic-reports/master/AFG/projections.csv
https://raw.githubusercontent.com/mrc-ide/global-lmic-reports/master/AFG/projections.csv
https://raw.githubusercontent.com/mrc-ide/global-lmic-reports/master/AFG/projections.csv
https://raw.githubusercontent.com/mrc-ide/global-lmic-reports/master/AFG/projections.csv
https://raw.githubusercontent.com/mrc-ide/global-lmic-reports/master/AFG/projections.csv
https://raw.githubusercontent.com/mrc-ide/global-lmic-reports/master/AFG/projections.csv
https://raw.githubusercontent.com/mrc-ide/global-lmic-reports/master/AFG/projections.csv
https://raw.githubusercontent.com/mrc-ide/global-lmic-reports/master/AFG/projections.csv
https://raw.githubusercontent.com/mrc-ide/global-lmic-reports/master/AFG/projections.csv
https://raw.githubusercontent.com/mrc-ide/global-lmic-reports/master/AFG/projections.csv
https://raw.githubusercontent.com/mrc-ide/global-lmic-reports/master/AFG/projections.csv
https://raw.githubusercontent.com/mrc-ide/global-lmic-reports/master/AFG/projections.csv
https://raw.githubusercontent.com/mrc-ide/global-lmic-reports/master/AFG/projections.csv
https://raw.githubusercontent.com/mrc-ide/global-lmic-reports/master/AFG/projections.csv
https://raw.githubusercontent.com/mrc-ide/global-lmic-reports/master/AFG/projections.csv
https://raw.githubusercontent.com/mrc-ide/global-lmic-reports/master/AFG/projections.csv
https://raw.githubusercontent.com/mrc-ide/global-lmic-reports/master/AFG/projections.csv
https://raw.githubusercontent.com/mrc-ide/global-lmic-reports/master/AFG/projections.csv
https://raw.githubusercontent.com/mrc-ide/global-lmic-reports/master/AFG/projections.csv
https://raw.githubusercontent.com/mrc-ide/global-lmic-reports/master/AFG/projections.csv
https://raw.githubusercontent.com/mrc-ide/global-lmic-reports/master/AFG/projections.csv
https://raw.githubusercontent.com/mrc-ide/global-lmic-reports/master/AFG/projections.csv
https://raw.githubusercontent.com/mrc-ide/global-lmic-reports/master/AFG/projections.csv
https://raw.githubusercontent.com/mrc-ide/global-lmic-reports/master/AFG/projections.csv
https://raw.githubusercontent.com/mrc-ide/global-lmic-reports/master/AFG/projections.csv
https://raw.githubusercontent.com/mrc-ide/global-lmic-reports/master/AFG/projections.csv
https://raw.githubusercontent.com/mrc-ide/global-lmic-reports/master/AFG/projections.csv
https://raw.githubusercontent.com/mrc-ide/global-lmic-reports/master/AFG/projections.csv
https://raw.githubusercontent.com/mrc-ide/global-lmic-reports/master/AFG/projections.csv
https://raw.githubusercontent.com/mrc-ide/global-lmic-reports/master/AFG/projections.csv
https://raw.githubusercontent.com/mrc-ide/global-lmic-reports/master/AFG/projections.csv
https://raw.githubusercontent.com/mrc-ide/global-lmic-reports/master/AFG/projections.csv
https://raw.githubusercontent.com/mrc-ide/global-lmic-reports/master/AFG/projections.csv
https://raw.githubusercontent.com/mrc-ide/global-lmic-reports/master/AFG/projections.csv
https://raw.githubusercontent.com/mrc-ide/global-lmic-reports/master/AFG/projections.csv
https://raw.githubusercontent.com/mrc-ide/global-lmic-reports/master/AFG/projections.csv
https://raw.githubusercontent.com/mrc-ide/global-lmic-reports/master/AFG/projections.csv
https://raw.githubusercontent.com/mrc-ide/global-lmic-reports/master/AFG/projections.csv
https://raw.githubusercontent.com/mrc-ide/global-lmic-reports/master/AFG/projections.csv
https://raw.githubusercontent.com/mrc-ide/global-lmic-reports/master/AFG/projections.csv
https://raw.githubusercontent.com/mrc-ide/global-lmic-reports/master/AFG/projections.csv
https://raw.githubusercontent.com/mrc-ide/global-lmic-reports/master/AFG/projections.csv
https://raw.githubusercontent.com/mrc-ide/global-lmic-reports/master/AFG/projections.csv
https://raw.githubusercontent.com/mrc-ide/global-lmic-reports/master/AFG/projections.csv
https://raw.githubusercontent.com/mrc-ide/global-lmic-reports/master/AFG/projections.csv
https://raw.githubusercontent.com/mrc-ide/global-lmic-reports/master/AFG/projections.csv
https://raw.githubusercontent.com/mrc-ide/global-lmic-reports/master/AFG/projections.csv
https://raw.githubusercontent.com/mrc-ide/global-lmic-reports/master/AFG/projections.csv
https://raw.githubusercontent.com/mrc-ide/global-lmic-reports/master/AFG/projections.csv
https://raw.githubusercontent.com/mrc-ide/global-lmic-reports/master/AFG/projections.csv
https://raw.githubusercontent.com/mrc-ide/global-lmic-reports/master/AFG/projections.csv
https://raw.githubusercontent.com/mrc-ide/global-lmic-reports/master/AFG/projections.csv
https://raw.githubusercontent.com/mrc-ide/global-lmic-reports/master/AFG/projections.csv
https://raw.githubusercontent.com/mrc-ide/global-lmic-reports/master/AFG/projections.csv
https://raw.githubusercontent.com/mrc-ide/global-lmic-reports/master/AFG/projections.csv
https://raw.githubusercontent.com/mrc-ide/global-lmic-reports/master/AFG/projections.csv
https://raw.githubusercontent.com/mrc-ide/global-lmic-reports/master/AFG/projections.csv
https://raw.githubusercontent.com/mrc-ide/global-lmic-reports/master/AFG/projections.csv
https://raw.githubusercontent.com/mrc-ide/global-lmic-reports/master/AFG/projections.csv
https://raw.githubusercontent.com/mrc-ide/global-lmic-reports/master/AFG/projections.csv
https://raw.githubusercontent.com/mrc-ide/global-lmic-reports/master/AFG/projections.csv
https://raw.githubusercontent.com/mrc-ide/global-lmic-reports/master/AFG/projections.csv
https://raw.githubusercontent.com/mrc-ide/global-lmic-reports/master/AFG/projections.csv
https://raw.githubusercontent.com/mrc-ide/global-lmic-reports/master/AFG/projections.csv
https://raw.githubusercontent.com/mrc-ide/global-lmic-reports/master/AFG/projections.csv
https://raw.githubusercontent.com/mrc-ide/global-lmic-reports/master/AFG/projections.csv
https://raw.githubusercontent.com/mrc-ide/global-lmic-reports/master/AFG/projections.csv
https://raw.githubusercontent.com/mrc-ide/global-lmic-reports/master/AFG/projections.csv
https://raw.githubusercontent.com/mrc-ide/global-lmic-reports/master/AFG/projections.csv
https://raw.githubusercontent.com/mrc-ide/global-lmic-reports/master/AFG/projections.csv
https://raw.githubusercontent.com/mrc-ide/global-lmic-reports/master/AFG/projections.csv
https://raw.githubusercontent.com/mrc-ide/global-lmic-reports/master/AFG/projections.csv
https://raw.githubusercontent.com/mrc-ide/global-lmic-reports/master/AFG/projections.csv
https://raw.githubusercontent.com/mrc-ide/global-lmic-reports/master/AFG/projections.csv
https://raw.githubusercontent.com/mrc-ide/global-lmic-reports/master/AFG/projections.csv
https://raw.githubusercontent.com/mrc-ide/global-lmic-reports/master/AFG/projections.csv
https://raw.githubusercontent.com/mrc-ide/global-lmic-reports/master/AFG/projections.csv
https://raw.githubusercontent.com/mrc-ide/global-lmic-reports/master/AFG/projections.csv
https://raw.githubusercontent.com/mrc-ide/global-lmic-reports/master/AFG/projections.csv
https://raw.githubusercontent.com/mrc-ide/global-lmic-reports/master/AFG/projections.csv
https://raw.githubusercontent.com/mrc-ide/global-lmic-reports/master/AFG/projections.csv
https://raw.githubusercontent.com/mrc-ide/global-lmic-reports/master/AFG/projections.csv
https://raw.githubusercontent.com/mrc-ide/global-lmic-reports/master/AFG/projections.csv
https://raw.githubusercontent.com/mrc-ide/global-lmic-reports/master/AFG/projections.csv
https://raw.githubusercontent.com/mrc-ide/global-lmic-reports/master/AFG/projections.csv
https://raw.githubusercontent.com/mrc-ide/global-lmic-reports/master/AFG/projections.csv
https://raw.githubusercontent.com/mrc-ide/global-lmic-reports/master/AFG/projections.csv
https://raw.githubusercontent.com/mrc-ide/global-lmic-reports/master/AFG/projections.csv
https://raw.githubusercontent.com/mrc-ide/global-lmic-reports/master/AFG/projections.csv
https://raw.githubusercontent.com/mrc-ide/global-lmic-reports/master/AFG/projections.csv
https://raw.githubusercontent.com/mrc-ide/global-lmic-reports/master/AFG/projections.csv
https://raw.githubusercontent.com/mrc-ide/global-lmic-reports/master/AFG/projections.csv
https://raw.githubusercontent.com/mrc-ide/global-lmic-reports/master/AFG/projections.csv
https://raw.githubusercontent.com/mrc-ide/global-lmic-reports/master/AFG/projections.csv
https://raw.githubusercontent.com/mrc-ide/global-lmic-reports/master/AFG/projections.csv
https://raw.githubusercontent.com/mrc-ide/global-lmic-reports/master/AFG/projections.csv
https://raw.githubusercontent.com/mrc-ide/global-lmic-reports/master/AFG/projections.csv
https://raw.githubusercontent.com/mrc-ide/global-lmic-reports/master/AFG/projections.csv
https://raw.githubusercontent.com/mrc-ide/global-lmic-reports/master/AFG/projections.csv
https://raw.githubusercontent.com/mrc-ide/global-lmic-reports/master/AFG/projections.csv
https://raw.githubusercontent.com/mrc-ide/global-lmic-reports/master/AFG/projections.csv
https://raw.githubusercontent.com/mrc-ide/global-lmic-reports/master/AFG/projections.csv
https://raw.githubusercontent.com/mrc-ide/global-lmic-reports/master/AFG/projections.csv
https://raw.githubusercontent.com/mrc-ide/global-lmic-reports/master/AFG/projections.csv
https://raw.githubusercontent.com/mrc-ide/global-lmic-reports/master/AFG/projections.csv
https://raw.githubusercontent.com/mrc-ide/global-lmic-reports/master/AFG/projections.csv
https://raw.githubusercontent.com/mrc-ide/global-lmic-reports/master/AFG/projections.csv
https://raw.githubusercontent.com/mrc-ide/global-lmic-reports/master/AFG/projections.csv
https://raw.githubusercontent.com/mrc-ide/global-lmic-reports/master/AFG/projections.csv
https://raw.githubusercontent.com/mrc-ide/global-lmic-reports/master/AFG/projections.csv
https://raw.githubusercontent.com/mrc-ide/global-lmic-reports/master/AFG/projections.csv
https://raw.githubusercontent.com/mrc-ide/global-lmic-reports/master/AFG/projections.csv
https://raw.githubusercontent.com/mrc-ide/global-lmic-reports/master/AFG/projections.csv
https://raw.githubusercontent.com/mrc-ide/global-lmic-reports/master/AFG/projections.csv
https://raw.githubusercontent.com/mrc-ide/global-lmic-reports/master/AFG/projections.csv
https://raw.githubusercontent.com/mrc-ide/global-lmic-reports/master/AFG/projections.csv
https://raw.githubusercontent.com/mrc-ide/global-lmic-reports/master/AFG/projections.csv
https://raw.githubusercontent.com/mrc-ide/global-lmic-reports/master/AFG/projections.csv
https://raw.githubusercontent.com/mrc-ide/global-lmic-reports/master/AFG/projections.csv
https://raw.githubusercontent.com/mrc-ide/global-lmic-reports/master/AFG/projections.csv
https://raw.githubusercontent.com/mrc-ide/global-lmic-reports/master/AFG/projections.csv
https://raw.githubusercontent.com/mrc-ide/global-lmic-reports/master/AFG/projections.csv
https://raw.githubusercontent.com/mrc-ide/global-lmic-reports/master/AFG/projections.csv
https://raw.githubusercontent.com/mrc-ide/global-lmic-reports/master/AFG/projections.csv
https://raw.githubusercontent.com/mrc-ide/global-lmic-reports/master/AFG/projections.csv
https://raw.githubusercontent.com/mrc-ide/global-lmic-reports/master/AFG/projections.csv
https://raw.githubusercontent.com/mrc-ide/global-lmic-reports/master/AFG/projections.csv
https://raw.githubusercontent.com/mrc-ide/global-lmic-reports/master/AFG/projections.csv
https://raw.githubusercontent.com/mrc-ide/global-lmic-reports/master/AFG/projections.csv
https://raw.githubusercontent.com/mrc-ide/global-lmic-reports/master/AFG/projections.csv
https://raw.githubusercontent.com/mrc-ide/global-lmic-reports/master/AFG/projections.csv
https://raw.githubusercontent.com/mrc-ide/global-lmic-reports/master/AFG/projections.csv
https://raw.githubusercontent.com/mrc-ide/global-lmic-reports/master/AFG/projections.csv
https://raw.githubusercontent.com/mrc-ide/global-lmic-reports/master/AFG/projections.csv
https://raw.githubusercontent.com/mrc-ide/global-lmic-reports/master/AFG/projections.csv
https://raw.githubusercontent.com/mrc-ide/global-lmic-reports/master/AFG/projections.csv
https://raw.githubusercontent.com/mrc-ide/global-lmic-reports/master/AFG/projections.csv
https://raw.githubusercontent.com/mrc-ide/global-lmic-reports/master/AFG/projections.csv
https://raw.githubusercontent.com/mrc-ide/global-lmic-reports/master/AFG/projections.csv
https://raw.githubusercontent.com/mrc-ide/global-lmic-reports/master/AFG/projections.csv
https://raw.githubusercontent.com/mrc-ide/global-lmic-reports/master/AFG/projections.csv
https://raw.githubusercontent.com/mrc-ide/global-lmic-reports/master/AFG/projections.csv
https://raw.githubusercontent.com/mrc-ide/global-lmic-reports/master/AFG/projections.csv
https://raw.githubusercontent.com/mrc-ide/global-lmic-reports/master/AFG/projections.csv
https://raw.githubusercontent.com/mrc-ide/global-lmic-reports/master/AFG/projections.csv
https://raw.githubusercontent.com/mrc-ide/global-lmic-reports/master/AFG/projections.csv
https://raw.githubusercontent.com/mrc-ide/global-lmic-reports/master/AFG/projections.csv
https://raw.githubusercontent.com/mrc-ide/global-lmic-reports/master/AFG/projections.csv
https://raw.githubusercontent.com/mrc-ide/global-lmic-reports/master/AFG/projections.csv
https://raw.githubusercontent.com/mrc-ide/global-lmic-reports/master/AFG/projections.csv
https://raw.githubusercontent.com/mrc-ide/global-lmic-reports/master/AFG/projections.csv
https://raw.githubusercontent.com/mrc-ide/global-lmic-reports/master/AFG/projections.csv
https://raw.githubusercontent.com/mrc-ide/global-lmic-reports/master/AFG/projections.csv
https://raw.githubusercontent.com/mrc-ide/global-lmic-reports/master/AFG/projections.csv
https://raw.githubusercontent.com/mrc-ide/global-lmic-reports/master/AFG/projections.csv
https://raw.githubusercontent.com/mrc-ide/global-lmic-reports/master/AFG/projections.csv
https://raw.githubusercontent.com/mrc-ide/global-lmic-reports/master/AFG/projections.csv
https://raw.githubusercontent.com/mrc-ide/global-lmic-reports/master/AFG/projections.csv
https://raw.githubusercontent.com/mrc-ide/global-lmic-reports/master/AFG/projections.csv
https://raw.githubusercontent.com/mrc-ide/global-lmic-reports/master/AFG/projections.csv
https://raw.githubusercontent.com/mrc-ide/global-lmic-reports/master/AFG/projections.csv
https://raw.githubusercontent.com/mrc-ide/global-lmic-reports/master/AFG/projections.csv
https://raw.githubusercontent.com/mrc-ide/global-lmic-reports/master/AFG/projections.csv
https://raw.githubusercontent.com/mrc-ide/global-lmic-reports/master/AFG/projections.csv
https://raw.githubusercontent.com/mrc-ide/global-lmic-reports/master/AFG/projections.csv
https://raw.githubusercontent.com/mrc-ide/global-lmic-reports/master/AFG/projections.csv
https://raw.githubusercontent.com/mrc-ide/global-lmic-reports/master/AFG/projections.csv
https://raw.githubusercontent.com/mrc-ide/global-lmic-reports/master/AFG/projections.csv
https://raw.githubusercontent.com/mrc-ide/global-lmic-reports/master/AFG/projections.csv
https://raw.githubusercontent.com/mrc-ide/global-lmic-reports/master/AFG/projections.csv
https://raw.githubusercontent.com/mrc-ide/global-lmic-reports/master/AFG/projections.csv
https://raw.githubusercontent.com/mrc-ide/global-lmic-reports/master/AFG/projections.csv
https://raw.githubusercontent.com/mrc-ide/global-lmic-reports/master/AFG/projections.csv
https://raw.githubusercontent.com/mrc-ide/global-lmic-reports/master/AFG/projections.csv
https://raw.githubusercontent.com/mrc-ide/global-lmic-reports/master/AFG/projections.csv
https://raw.githubusercontent.com/mrc-ide/global-lmic-reports/master/AFG/projections.csv
https://raw.githubusercontent.com/mrc-ide/global-lmic-reports/master/AFG/projections.csv
https://raw.githubusercontent.com/mrc-ide/global-lmic-reports/master/AFG/projections.csv
https://raw.githubusercontent.com/mrc-ide/global-lmic-reports/master/AFG/projections.csv
https://raw.githubusercontent.com/mrc-ide/global-lmic-reports/master/AFG/projections.csv
https://raw.githubusercontent.com/mrc-ide/global-lmic-reports/master/AFG/projections.csv
https://raw.githubusercontent.com/mrc-ide/global-lmic-reports/master/AFG/projections.csv
https://raw.githubusercontent.com/mrc-ide/global-lmic-reports/master/AFG/projections.csv
https://raw.githubusercontent.com/mrc-ide/global-lmic-reports/master/AFG/projections.csv
https://raw.githubusercontent.com/mrc-ide/global-lmic-reports/master/AFG/projections.csv
https://raw.githubusercontent.com/mrc-ide/global-lmic-reports/master/AFG/projections.csv
https://raw.githubusercontent.com/mrc-ide/global-lmic-reports/master/AFG/projections.csv
https://raw.githubusercontent.com/mrc-ide/global-lmic-reports/master/AFG/projections.csv
https://raw.githubusercontent.com/mrc-ide/global-lmic-reports/master/AFG/projections.csv
https://raw.githubusercontent.com/mrc-ide/global-lmic-reports/master/AFG/projections.csv
https://raw.githubusercontent.com/mrc-ide/global-lmic-reports/master/AFG/projections.csv
https://raw.githubusercontent.com/mrc-ide/global-lmic-reports/master/AFG/projections.csv
https://raw.githubusercontent.com/mrc-ide/global-lmic-reports/master/AFG/projections.csv
https://raw.githubusercontent.com/mrc-ide/global-lmic-reports/master/AFG/projections.csv
https://raw.githubusercontent.com/mrc-ide/global-lmic-reports/master/AFG/projections.csv
https://raw.githubusercontent.com/mrc-ide/global-lmic-reports/master/AFG/projections.csv
https://raw.githubusercontent.com/mrc-ide/global-lmic-reports/master/AFG/projections.csv
https://raw.githubusercontent.com/mrc-ide/global-lmic-reports/master/AFG/projections.csv
https://raw.githubusercontent.com/mrc-ide/global-lmic-reports/master/AFG/projections.csv
https://raw.githubusercontent.com/mrc-ide/global-lmic-reports/master/AFG/projections.csv
https://raw.githubusercontent.com/mrc-ide/global-lmic-reports/master/AFG/projections.csv
https://raw.githubusercontent.com/mrc-ide/global-lmic-reports/master/AFG/projections.csv
https://raw.githubusercontent.com/mrc-ide/global-lmic-reports/master/AFG/projections.csv
https://raw.githubusercontent.com/mrc-ide/global-lmic-reports/master/AFG/projections.csv
https://raw.githubusercontent.com/mrc-ide/global-lmic-reports/master/AFG/projections.csv
https://raw.githubusercontent.com/mrc-ide/global-lmic-reports/master/AFG/projections.csv
https://raw.githubusercontent.com/mrc-ide/global-lmic-reports/master/AFG/projections.csv
https://raw.githubusercontent.com/mrc-ide/global-lmic-reports/master/AFG/projections.csv
https://raw.githubusercontent.com/mrc-ide/global-lmic-reports/master/AFG/projections.csv
https://raw.githubusercontent.com/mrc-ide/global-lmic-reports/master/AFG/projections.csv
https://raw.githubusercontent.com/mrc-ide/global-lmic-reports/master/AFG/projections.csv
https://raw.githubusercontent.com/mrc-ide/global-lmic-reports/master/AFG/projections.csv
https://raw.githubusercontent.com/mrc-ide/global-lmic-reports/master/AFG/projections.csv
https://raw.githubusercontent.com/mrc-ide/global-lmic-reports/master/AFG/projections.csv
https://raw.githubusercontent.com/mrc-ide/global-lmic-reports/master/AFG/projections.csv
https://raw.githubusercontent.com/mrc-ide/global-lmic-reports/master/AFG/projections.csv
https://raw.githubusercontent.com/mrc-ide/global-lmic-reports/master/AFG/projections.csv
https://raw.githubusercontent.com/mrc-ide/global-lmic-reports/master/AFG/projections.csv
https://raw.githubusercontent.com/mrc-ide/global-lmic-reports/master/AFG/projections.csv
https://raw.githubusercontent.com/mrc-ide/global-lmic-reports/master/AFG/projections.csv
https://raw.githubusercontent.com/mrc-ide/global-lmic-reports/master/AFG/projections.csv
https://raw.githubusercontent.com/mrc-ide/global-lmic-reports/master/AFG/projections.csv
https://raw.githubusercontent.com/mrc-ide/global-lmic-reports/master/AFG/projections.csv
https://raw.githubusercontent.com/mrc-ide/global-lmic-reports/master/AFG/projections.csv
https://raw.githubusercontent.com/mrc-ide/global-lmic-reports/master/AFG/projections.csv
https://raw.githubusercontent.com/mrc-ide/global-lmic-reports/master/AFG/projections.csv
https://raw.githubusercontent.com/mrc-ide/global-lmic-reports/master/AFG/projections.csv
https://raw.githubusercontent.com/mrc-ide/global-lmic-reports/master/AFG/projections.csv
https://raw.githubusercontent.com/mrc-ide/global-lmic-reports/master/AFG/projections.csv
https://raw.githubusercontent.com/mrc-ide/global-lmic-reports/master/AFG/projections.csv
https://raw.githubusercontent.com/mrc-ide/global-lmic-reports/master/AFG/projections.csv
https://raw.githubusercontent.com/mrc-ide/global-lmic-reports/master/AFG/projections.csv
https://raw.githubusercontent.com/mrc-ide/global-lmic-reports/master/AFG/projections.csv
https://raw.githubusercontent.com/mrc-ide/global-lmic-reports/master/AFG/projections.csv
https://raw.githubusercontent.com/mrc-ide/global-lmic-reports/master/AFG/projections.csv
https://raw.githubusercontent.com/mrc-ide/global-lmic-reports/master/AFG/projections.csv
https://raw.githubusercontent.com/mrc-ide/global-lmic-reports/master/AFG/projections.csv
https://raw.githubusercontent.com/mrc-ide/global-lmic-reports/master/AFG/projections.csv
https://raw.githubusercontent.com/mrc-ide/global-lmic-reports/master/AFG/projections.csv
https://raw.githubusercontent.com/mrc-ide/global-lmic-reports/master/AFG/projections.csv
https://raw.githubusercontent.com/mrc-ide/global-lmic-reports/master/AFG/projections.csv
https://raw.githubusercontent.com/mrc-ide/global-lmic-reports/master/AFG/projections.csv
https://raw.githubusercontent.com/mrc-ide/global-lmic-reports/master/AFG/projections.csv
https://raw.githubusercontent.com/mrc-ide/global-lmic-reports/master/AFG/projections.csv
https://raw.githubusercontent.com/mrc-ide/global-lmic-reports/master/AFG/projections.csv
https://raw.githubusercontent.com/mrc-ide/global-lmic-reports/master/AFG/projections.csv
https://raw.githubusercontent.com/mrc-ide/global-lmic-reports/master/AFG/projections.csv
https://raw.githubusercontent.com/mrc-ide/global-lmic-reports/master/AFG/projections.csv
https://raw.githubusercontent.com/mrc-ide/global-lmic-reports/master/AFG/projections.csv
https://raw.githubusercontent.com/mrc-ide/global-lmic-reports/master/AFG/projections.csv
https://raw.githubusercontent.com/mrc-ide/global-lmic-reports/master/AFG/projections.csv
https://raw.githubusercontent.com/mrc-ide/global-lmic-reports/master/AFG/projections.csv
https://raw.githubusercontent.com/mrc-ide/global-lmic-reports/master/AFG/projections.csv
https://raw.githubusercontent.com/mrc-ide/global-lmic-reports/master/AFG/projections.csv
https://raw.githubusercontent.com/mrc-ide/global-lmic-reports/master/AFG/projections.csv
https://raw.githubusercontent.com/mrc-ide/global-lmic-reports/master/AFG/projections.csv
https://raw.githubusercontent.com/mrc-ide/global-lmic-reports/master/AFG/projections.csv
https://raw.githubusercontent.com/mrc-ide/global-lmic-reports/master/AFG/projections.csv
https://raw.githubusercontent.com/mrc-ide/global-lmic-reports/master/AFG/projections.csv
https://raw.githubusercontent.com/mrc-ide/global-lmic-reports/master/AFG/projections.csv
https://raw.githubusercontent.com/mrc-ide/global-lmic-reports/master/AFG/projections.csv
https://raw.githubusercontent.com/mrc-ide/global-lmic-reports/master/AFG/projections.csv
https://raw.githubusercontent.com/mrc-ide/global-lmic-reports/master/AFG/projections.csv
https://raw.githubusercontent.com/mrc-ide/global-lmic-reports/master/AFG/projections.csv
https://raw.githubusercontent.com/mrc-ide/global-lmic-reports/master/AFG/projections.csv
https://raw.githubusercontent.com/mrc-ide/global-lmic-reports/master/AFG/projections.csv
https://raw.githubusercontent.com/mrc-ide/global-lmic-reports/master/AFG/projections.csv
https://raw.githubusercontent.com/mrc-ide/global-lmic-reports/master/AFG/projections.csv
https://raw.githubusercontent.com/mrc-ide/global-lmic-reports/master/AFG/projections.csv
https://raw.githubusercontent.com/mrc-ide/global-lmic-reports/master/AFG/projections.csv
https://raw.githubusercontent.com/mrc-ide/global-lmic-reports/master/AFG/projections.csv
https://raw.githubusercontent.com/mrc-ide/global-lmic-reports/master/AFG/projections.csv
https://raw.githubusercontent.com/mrc-ide/global-lmic-reports/master/AFG/projections.csv
https://raw.githubusercontent.com/mrc-ide/global-lmic-reports/master/AFG/projections.csv
https://raw.githubusercontent.com/mrc-ide/global-lmic-reports/master/AFG/projections.csv
https://raw.githubusercontent.com/mrc-ide/global-lmic-reports/master/AFG/projections.csv
https://raw.githubusercontent.com/mrc-ide/global-lmic-reports/master/AFG/projections.csv
https://raw.githubusercontent.com/mrc-ide/global-lmic-reports/master/AFG/projections.csv
https://raw.githubusercontent.com/mrc-ide/global-lmic-reports/master/AFG/projections.csv
https://raw.githubusercontent.com/mrc-ide/global-lmic-reports/master/AFG/projections.csv
https://raw.githubusercontent.com/mrc-ide/global-lmic-reports/master/AFG/projections.csv
https://raw.githubusercontent.com/mrc-ide/global-lmic-reports/master/AFG/projections.csv
https://raw.githubusercontent.com/mrc-ide/global-lmic-reports/master/AFG/projections.csv
https://raw.githubusercontent.com/mrc-ide/global-lmic-reports/master/AFG/projections.csv
https://raw.githubusercontent.com/mrc-ide/global-lmic-reports/master/AFG/projections.csv
https://raw.githubusercontent.com/mrc-ide/global-lmic-reports/master/AFG/projections.csv
https://raw.githubusercontent.com/mrc-ide/global-lmic-reports/master/AFG/projections.csv
https://raw.githubusercontent.com/mrc-ide/global-lmic-reports/master/AFG/projections.csv
https://raw.githubusercontent.com/mrc-ide/global-lmic-reports/master/AFG/projections.csv
https://raw.githubusercontent.com/mrc-ide/global-lmic-reports/master/AFG/projections.csv
https://raw.githubusercontent.com/mrc-ide/global-lmic-reports/master/AFG/projections.csv
https://raw.githubusercontent.com/mrc-ide/global-lmic-reports/master/AFG/projections.csv
https://raw.githubusercontent.com/mrc-ide/global-lmic-reports/master/AFG/projections.csv
https://raw.githubusercontent.com/mrc-ide/global-lmic-reports/master/AFG/projections.csv
https://raw.githubusercontent.com/mrc-ide/global-lmic-reports/master/AFG/projections.csv
https://raw.githubusercontent.com/mrc-ide/global-lmic-reports/master/AFG/projections.csv
https://raw.githubusercontent.com/mrc-ide/global-lmic-reports/master/AFG/projections.csv
https://raw.githubusercontent.com/mrc-ide/global-lmic-reports/master/AFG/projections.csv
https://raw.githubusercontent.com/mrc-ide/global-lmic-reports/master/AFG/projections.csv
https://raw.githubusercontent.com/mrc-ide/global-lmic-reports/master/AFG/projections.csv
https://raw.githubusercontent.com/mrc-ide/global-lmic-reports/master/AFG/projections.csv
https://raw.githubusercontent.com/mrc-ide/global-lmic-reports/master/AFG/projections.csv
https://raw.githubusercontent.com/mrc-ide/global-lmic-reports/master/AFG/projections.csv
https://raw.githubusercontent.com/mrc-ide/global-lmic-reports/master/AFG/projections.csv
https://raw.githubusercontent.com/mrc-ide/global-lmic-reports/master/AFG/projections.csv
https://raw.githubusercontent.com/mrc-ide/global-lmic-reports/master/AFG/projections.csv
https://raw.githubusercontent.com/mrc-ide/global-lmic-reports/master/AFG/projections.csv
https://raw.githubusercontent.com/mrc-ide/global-lmic-reports/master/AFG/projections.csv
https://raw.githubusercontent.com/mrc-ide/global-lmic-reports/master/AFG/projections.csv
https://raw.githubusercontent.com/mrc-ide/global-lmic-reports/master/AFG/projections.csv
https://raw.githubusercontent.com/mrc-ide/global-lmic-reports/master/AFG/projections.csv
https://raw.githubusercontent.com/mrc-ide/global-lmic-reports/master/AFG/projections.csv
https://raw.githubusercontent.com/mrc-ide/global-lmic-reports/master/AFG/projections.csv
https://raw.githubusercontent.com/mrc-ide/global-lmic-reports/master/AFG/projections.csv
https://raw.githubusercontent.com/mrc-ide/global-lmic-reports/master/AFG/projections.csv
https://raw.githubusercontent.com/mrc-ide/global-lmic-reports/master/AFG/projections.csv
https://raw.githubusercontent.com/mrc-ide/global-lmic-reports/master/AFG/projections.csv
https://raw.githubusercontent.com/mrc-ide/global-lmic-reports/master/AFG/projections.csv
https://raw.githubusercontent.com/mrc-ide/global-lmic-reports/master/AFG/projections.csv
https://raw.githubusercontent.com/mrc-ide/global-lmic-reports/master/AFG/projections.csv
https://raw.githubusercontent.com/mrc-ide/global-lmic-reports/master/AFG/projections.csv
https://raw.githubusercontent.com/mrc-ide/global-lmic-reports/master/AFG/projections.csv
https://raw.githubusercontent.com/mrc-ide/global-lmic-reports/master/AFG/projections.csv
https://raw.githubusercontent.com/mrc-ide/global-lmic-reports/master/AFG/projections.csv
https://raw.githubusercontent.com/mrc-ide/global-lmic-reports/master/AFG/projections.csv
https://raw.githubusercontent.com/mrc-ide/global-lmic-reports/master/AFG/projections.csv
https://raw.githubusercontent.com/mrc-ide/global-lmic-reports/master/AFG/projections.csv
https://raw.githubusercontent.com/mrc-ide/global-lmic-reports/master/AFG/projections.csv
https://raw.githubusercontent.com/mrc-ide/global-lmic-reports/master/AFG/projections.csv
https://raw.githubusercontent.com/mrc-ide/global-lmic-reports/master/AFG/projections.csv
https://raw.githubusercontent.com/mrc-ide/global-lmic-reports/master/AFG/projections.csv
https://raw.githubusercontent.com/mrc-ide/global-lmic-reports/master/AFG/projections.csv
https://raw.githubusercontent.com/mrc-ide/global-lmic-reports/master/AFG/projections.csv
https://raw.githubusercontent.com/mrc-ide/global-lmic-reports/master/AFG/projections.csv
https://raw.githubusercontent.com/mrc-ide/global-lmic-reports/master/AFG/projections.csv
https://raw.githubusercontent.com/mrc-ide/global-lmic-reports/master/AFG/projections.csv
https://raw.githubusercontent.com/mrc-ide/global-lmic-reports/master/AFG/projections.csv
https://raw.githubusercontent.com/mrc-ide/global-lmic-reports/master/AFG/projections.csv
https://raw.githubusercontent.com/mrc-ide/global-lmic-reports/master/AFG/projections.csv
https://raw.githubusercontent.com/mrc-ide/global-lmic-reports/master/AFG/projections.csv
https://raw.githubusercontent.com/mrc-ide/global-lmic-reports/master/AFG/projections.csv
https://raw.githubusercontent.com/mrc-ide/global-lmic-reports/master/AFG/projections.csv
https://raw.githubusercontent.com/mrc-ide/global-lmic-reports/master/AFG/projections.csv
https://raw.githubusercontent.com/mrc-ide/global-lmic-reports/master/AFG/projections.csv
https://raw.githubusercontent.com/mrc-ide/global-lmic-reports/master/AFG/projections.csv
https://raw.githubusercontent.com/mrc-ide/global-lmic-reports/master/AFG/projections.csv
https://raw.githubusercontent.com/mrc-ide/global-lmic-reports/master/AFG/projections.csv
https://raw.githubusercontent.com/mrc-ide/global-lmic-reports/master/AFG/projections.csv
https://raw.githubusercontent.com/mrc-ide/global-lmic-reports/master/AFG/projections.csv
https://raw.githubusercontent.com/mrc-ide/global-lmic-reports/master/AFG/projections.csv
https://raw.githubusercontent.com/mrc-ide/global-lmic-reports/master/AFG/projections.csv
https://raw.githubusercontent.com/mrc-ide/global-lmic-reports/master/AFG/projections.csv
https://raw.githubusercontent.com/mrc-ide/global-lmic-reports/master/AFG/projections.csv
https://raw.githubusercontent.com/mrc-ide/global-lmic-reports/master/AFG/projections.csv
https://raw.githubusercontent.com/mrc-ide/global-lmic-reports/master/AFG/projections.csv
https://raw.githubusercontent.com/mrc-ide/global-lmic-reports/master/AFG/projections.csv
https://raw.githubusercontent.com/mrc-ide/global-lmic-reports/master/AFG/projections.csv
https://raw.githubusercontent.com/mrc-ide/global-lmic-reports/master/AFG/projections.csv
https://raw.githubusercontent.com/mrc-ide/global-lmic-reports/master/AFG/projections.csv
https://raw.githubusercontent.com/mrc-ide/global-lmic-reports/master/AFG/projections.csv
https://raw.githubusercontent.com/mrc-ide/global-lmic-reports/master/AFG/projections.csv
https://raw.githubusercontent.com/mrc-ide/global-lmic-reports/master/AFG/projections.csv
https://raw.githubusercontent.com/mrc-ide/global-lmic-reports/master/AFG/projections.csv
https://raw.githubusercontent.com/mrc-ide/global-lmic-reports/master/AFG/projections.csv
https://raw.githubusercontent.com/mrc-ide/global-lmic-reports/master/AFG/projections.csv
https://raw.githubusercontent.com/mrc-ide/global-lmic-reports/master/AFG/projections.csv
https://raw.githubusercontent.com/mrc-ide/global-lmic-reports/master/AFG/projections.csv
https://raw.githubusercontent.com/mrc-ide/global-lmic-reports/master/AFG/projections.csv
https://raw.githubusercontent.com/mrc-ide/global-lmic-reports/master/AFG/projections.csv
https://raw.githubusercontent.com/mrc-ide/global-lmic-reports/master/AFG/projections.csv
https://raw.githubusercontent.com/mrc-ide/global-lmic-reports/master/AFG/projections.csv
https://raw.githubusercontent.com/mrc-ide/global-lmic-reports/master/AFG/projections.csv
https://raw.githubusercontent.com/mrc-ide/global-lmic-reports/master/AFG/projections.csv
https://raw.githubusercontent.com/mrc-ide/global-lmic-reports/master/AFG/projections.csv
https://raw.githubusercontent.com/mrc-ide/global-lmic-reports/master/AFG/projections.csv
https://raw.githubusercontent.com/mrc-ide/global-lmic-reports/master/AFG/projections.csv
https://raw.githubusercontent.com/mrc-ide/global-lmic-reports/master/AFG/projections.csv
https://raw.githubusercontent.com/mrc-ide/global-lmic-reports/master/AFG/projections.csv
https://raw.githubusercontent.com/mrc-ide/global-lmic-reports/master/AFG/projections.csv
https://raw.githubusercontent.com/mrc-ide/global-lmic-reports/master/AFG/projections.csv
https://raw.githubusercontent.com/mrc-ide/global-lmic-reports/master/AFG/projections.csv
https://raw.githubusercontent.com/mrc-ide/global-lmic-reports/master/AFG/projections.csv
https://raw.githubusercontent.com/mrc-ide/global-lmic-reports/master/AFG/projections.csv
https://raw.githubusercontent.com/mrc-ide/global-lmic-reports/master/AFG/projections.csv
https://raw.githubusercontent.com/mrc-ide/global-lmic-reports/master/AFG/projections.csv
https://raw.githubusercontent.com/mrc-ide/global-lmic-reports/master/AFG/projections.csv
https://raw.githubusercontent.com/mrc-ide/global-lmic-reports/master/AFG/projections.csv
https://raw.githubusercontent.com/mrc-ide/global-lmic-reports/master/AFG/projections.csv
https://raw.githubusercontent.com/mrc-ide/global-lmic-reports/master/AFG/projections.csv
https://raw.githubusercontent.com/mrc-ide/global-lmic-reports/master/AFG/projections.csv
https://raw.githubusercontent.com/mrc-ide/global-lmic-reports/master/AFG/projections.csv
https://raw.githubusercontent.com/mrc-ide/global-lmic-reports/master/AFG/projections.csv
https://raw.githubusercontent.com/mrc-ide/global-lmic-reports/master/AFG/projections.csv
https://raw.githubusercontent.com/mrc-ide/global-lmic-reports/master/AFG/projections.csv
https://raw.githubusercontent.com/mrc-ide/global-lmic-reports/master/AFG/projections.csv
https://raw.githubusercontent.com/mrc-ide/global-lmic-reports/master/AFG/projections.csv
https://raw.githubusercontent.com/mrc-ide/global-lmic-reports/master/AFG/projections.csv
https://raw.githubusercontent.com/mrc-ide/global-lmic-reports/master/AFG/projections.csv
https://raw.githubusercontent.com/mrc-ide/global-lmic-reports/master/AFG/projections.csv
https://raw.githubusercontent.com/mrc-ide/global-lmic-reports/master/AFG/projections.csv
https://raw.githubusercontent.com/mrc-ide/global-lmic-reports/master/AFG/projections.csv
https://raw.githubusercontent.com/mrc-ide/global-lmic-reports/master/AFG/projections.csv
https://raw.githubusercontent.com/mrc-ide/global-lmic-reports/master/AFG/projections.csv
https://raw.githubusercontent.com/mrc-ide/global-lmic-reports/master/AFG/projections.csv
https://raw.githubusercontent.com/mrc-ide/global-lmic-reports/master/AFG/projections.csv
https://raw.githubusercontent.com/mrc-ide/global-lmic-reports/master/AFG/projections.csv
https://raw.githubusercontent.com/mrc-ide/global-lmic-reports/master/AFG/projections.csv
https://raw.githubusercontent.com/mrc-ide/global-lmic-reports/master/AFG/projections.csv
https://raw.githubusercontent.com/mrc-ide/global-lmic-reports/master/AFG/projections.csv
https://raw.githubusercontent.com/mrc-ide/global-lmic-reports/master/AFG/projections.csv
https://raw.githubusercontent.com/mrc-ide/global-lmic-reports/master/AFG/projections.csv
https://raw.githubusercontent.com/mrc-ide/global-lmic-reports/master/AFG/projections.csv
https://raw.githubusercontent.com/mrc-ide/global-lmic-reports/master/AFG/projections.csv
https://raw.githubusercontent.com/mrc-ide/global-lmic-reports/master/AFG/projections.csv
https://raw.githubusercontent.com/mrc-ide/global-lmic-reports/master/AFG/projections.csv
https://raw.githubusercontent.com/mrc-ide/global-lmic-reports/master/AFG/projections.csv
https://raw.githubusercontent.com/mrc-ide/global-lmic-reports/master/AFG/projections.csv
https://raw.githubusercontent.com/mrc-ide/global-lmic-reports/master/AFG/projections.csv
https://raw.githubusercontent.com/mrc-ide/global-lmic-reports/master/AFG/projections.csv
https://raw.githubusercontent.com/mrc-ide/global-lmic-reports/master/AFG/projections.csv
https://raw.githubusercontent.com/mrc-ide/global-lmic-reports/master/AFG/projections.csv
https://raw.githubusercontent.com/mrc-ide/global-lmic-reports/master/AFG/projections.csv
https://raw.githubusercontent.com/mrc-ide/global-lmic-reports/master/AFG/projections.csv
https://raw.githubusercontent.com/mrc-ide/global-lmic-reports/master/AFG/projections.csv
https://raw.githubusercontent.com/mrc-ide/global-lmic-reports/master/AFG/projections.csv
https://raw.githubusercontent.com/mrc-ide/global-lmic-reports/master/AFG/projections.csv
https://raw.githubusercontent.com/mrc-ide/global-lmic-reports/master/AFG/projections.csv
https://raw.githubusercontent.com/mrc-ide/global-lmic-reports/master/AFG/projections.csv
https://raw.githubusercontent.com/mrc-ide/global-lmic-reports/master/AFG/projections.csv
https://raw.githubusercontent.com/mrc-ide/global-lmic-reports/master/AFG/projections.csv
https://raw.githubusercontent.com/mrc-ide/global-lmic-reports/master/AFG/projections.csv
https://raw.githubusercontent.com/mrc-ide/global-lmic-reports/master/AFG/projections.csv
https://raw.githubusercontent.com/mrc-ide/global-lmic-reports/master/AFG/projections.csv
https://raw.githubusercontent.com/mrc-ide/global-lmic-reports/master/AFG/projections.csv
https://raw.githubusercontent.com/mrc-ide/global-lmic-reports/master/AFG/projections.csv
https://raw.githubusercontent.com/mrc-ide/global-lmic-reports/master/AFG/projections.csv
https://raw.githubusercontent.com/mrc-ide/global-lmic-reports/master/AFG/projections.csv
https://raw.githubusercontent.com/mrc-ide/global-lmic-reports/master/AFG/projections.csv
https://raw.githubusercontent.com/mrc-ide/global-lmic-reports/master/AFG/projections.csv
https://raw.githubusercontent.com/mrc-ide/global-lmic-reports/master/AFG/projections.csv
https://raw.githubusercontent.com/mrc-ide/global-lmic-reports/master/AFG/projections.csv
https://raw.githubusercontent.com/mrc-ide/global-lmic-reports/master/AFG/projections.csv
https://raw.githubusercontent.com/mrc-ide/global-lmic-reports/master/AFG/projections.csv
https://raw.githubusercontent.com/mrc-ide/global-lmic-reports/master/AFG/projections.csv
https://raw.githubusercontent.com/mrc-ide/global-lmic-reports/master/AFG/projections.csv
https://raw.githubusercontent.com/mrc-ide/global-lmic-reports/master/AFG/projections.csv
https://raw.githubusercontent.com/mrc-ide/global-lmic-reports/master/AFG/projections.csv
https://raw.githubusercontent.com/mrc-ide/global-lmic-reports/master/AFG/projections.csv
https://raw.githubusercontent.com/mrc-ide/global-lmic-reports/master/AFG/projections.csv
https://raw.githubusercontent.com/mrc-ide/global-lmic-reports/master/AFG/projections.csv
https://raw.githubusercontent.com/mrc-ide/global-lmic-reports/master/AFG/projections.csv
https://raw.githubusercontent.com/mrc-ide/global-lmic-reports/master/AFG/projections.csv
https://raw.githubusercontent.com/mrc-ide/global-lmic-reports/master/AFG/projections.csv
https://raw.githubusercontent.com/mrc-ide/global-lmic-reports/master/AFG/projections.csv
https://raw.githubusercontent.com/mrc-ide/global-lmic-reports/master/AFG/projections.csv
https://raw.githubusercontent.com/mrc-ide/global-lmic-reports/master/AFG/projections.csv
https://raw.githubusercontent.com/mrc-ide/global-lmic-reports/master/AFG/projections.csv
https://raw.githubusercontent.com/mrc-ide/global-lmic-reports/master/AFG/projections.csv
https://raw.githubusercontent.com/mrc-ide/global-lmic-reports/master/AFG/projections.csv
https://raw.githubusercontent.com/mrc-ide/global-lmic-reports/master/AFG/projections.csv
https://raw.githubusercontent.com/mrc-ide/global-lmic-reports/master/AFG/projections.csv
https://raw.githubusercontent.com/mrc-ide/global-lmic-reports/master/AFG/projections.csv
https://raw.githubusercontent.com/mrc-ide/global-lmic-reports/master/AFG/projections.csv
https://raw.githubusercontent.com/mrc-ide/global-lmic-reports/master/AFG/projections.csv
https://raw.githubusercontent.com/mrc-ide/global-lmic-reports/master/AFG/projections.csv
https://raw.githubusercontent.com/mrc-ide/global-lmic-reports/master/AFG/projections.csv
https://raw.githubusercontent.com/mrc-ide/global-lmic-reports/master/AFG/projections.csv
https://raw.githubusercontent.com/mrc-ide/global-lmic-reports/master/AFG/projections.csv
https://raw.githubusercontent.com/mrc-ide/global-lmic-reports/master/AFG/projections.csv
https://raw.githubusercontent.com/mrc-ide/global-lmic-reports/master/AFG/projections.csv
https://raw.githubusercontent.com/mrc-ide/global-lmic-reports/master/AFG/projections.csv
https://raw.githubusercontent.com/mrc-ide/global-lmic-reports/master/AFG/projections.csv
https://raw.githubusercontent.com/mrc-ide/global-lmic-reports/master/AFG/projections.csv
https://raw.githubusercontent.com/mrc-ide/global-lmic-reports/master/AFG/projections.csv
https://raw.githubusercontent.com/mrc-ide/global-lmic-reports/master/AFG/projections.csv
https://raw.githubusercontent.com/mrc-ide/global-lmic-reports/master/AFG/projections.csv
https://raw.githubusercontent.com/mrc-ide/global-lmic-reports/master/AFG/projections.csv
https://raw.githubusercontent.com/mrc-ide/global-lmic-reports/master/AFG/projections.csv
https://raw.githubusercontent.com/mrc-ide/global-lmic-reports/master/AFG/projections.csv
https://raw.githubusercontent.com/mrc-ide/global-lmic-reports/master/AFG/projections.csv
https://raw.githubusercontent.com/mrc-ide/global-lmic-reports/master/AFG/projections.csv
https://raw.githubusercontent.com/mrc-ide/global-lmic-reports/master/AFG/projections.csv
https://raw.githubusercontent.com/mrc-ide/global-lmic-reports/master/AFG/projections.csv
https://raw.githubusercontent.com/mrc-ide/global-lmic-reports/master/AFG/projections.csv
https://raw.githubusercontent.com/mrc-ide/global-lmic-reports/master/AFG/projections.csv
https://raw.githubusercontent.com/mrc-ide/global-lmic-reports/master/AFG/projections.csv
https://raw.githubusercontent.com/mrc-ide/global-lmic-reports/master/AFG/projections.csv
https://raw.githubusercontent.com/mrc-ide/global-lmic-reports/master/AFG/projections.csv
https://raw.githubusercontent.com/mrc-ide/global-lmic-reports/master/AFG/projections.csv
https://raw.githubusercontent.com/mrc-ide/global-lmic-reports/master/AFG/projections.csv
https://raw.githubusercontent.com/mrc-ide/global-lmic-reports/master/AFG/projections.csv
https://raw.githubusercontent.com/mrc-ide/global-lmic-reports/master/AFG/projections.csv
https://raw.githubusercontent.com/mrc-ide/global-lmic-reports/master/AFG/projections.csv
https://raw.githubusercontent.com/mrc-ide/global-lmic-reports/master/AFG/projections.csv
https://raw.githubusercontent.com/mrc-ide/global-lmic-reports/master/AFG/projections.csv
https://raw.githubusercontent.com/mrc-ide/global-lmic-reports/master/AFG/projections.csv
https://raw.githubusercontent.com/mrc-ide/global-lmic-reports/master/AFG/projections.csv
https://raw.githubusercontent.com/mrc-ide/global-lmic-reports/master/AFG/projections.csv
https://raw.githubusercontent.com/mrc-ide/global-lmic-reports/master/AFG/projections.csv
https://raw.githubusercontent.com/mrc-ide/global-lmic-reports/master/AFG/projections.csv
https://raw.githubusercontent.com/mrc-ide/global-lmic-reports/master/AFG/projections.csv
https://raw.githubusercontent.com/mrc-ide/global-lmic-reports/master/AFG/projections.csv
https://raw.githubusercontent.com/mrc-ide/global-lmic-reports/master/AFG/projections.csv
https://raw.githubusercontent.com/mrc-ide/global-lmic-reports/master/AFG/projections.csv
https://raw.githubusercontent.com/mrc-ide/global-lmic-reports/master/AFG/projections.csv
https://raw.githubusercontent.com/mrc-ide/global-lmic-reports/master/AFG/projections.csv
https://raw.githubusercontent.com/mrc-ide/global-lmic-reports/master/AFG/projections.csv
https://raw.githubusercontent.com/mrc-ide/global-lmic-reports/master/AFG/projections.csv
https://raw.githubusercontent.com/mrc-ide/global-lmic-reports/master/AFG/projections.csv
https://raw.githubusercontent.com/mrc-ide/global-lmic-reports/master/AFG/projections.csv
https://raw.githubusercontent.com/mrc-ide/global-lmic-reports/master/AFG/projections.csv
https://raw.githubusercontent.com/mrc-ide/global-lmic-reports/master/AFG/projections.csv
https://raw.githubusercontent.com/mrc-ide/global-lmic-reports/master/AFG/projections.csv
https://raw.githubusercontent.com/mrc-ide/global-lmic-reports/master/AFG/projections.csv
https://raw.githubusercontent.com/mrc-ide/global-lmic-reports/master/AFG/projections.csv
https://raw.githubusercontent.com/mrc-ide/global-lmic-reports/master/AFG/projections.csv
https://raw.githubusercontent.com/mrc-ide/global-lmic-reports/master/AFG/projections.csv
https://raw.githubusercontent.com/mrc-ide/global-lmic-reports/master/AFG/projections.csv
https://raw.githubusercontent.com/mrc-ide/global-lmic-reports/master/AFG/projections.csv
https://raw.githubusercontent.com/mrc-ide/global-lmic-reports/master/AFG/projections.csv
https://raw.githubusercontent.com/mrc-ide/global-lmic-reports/master/AFG/projections.csv
https://raw.githubusercontent.com/mrc-ide/global-lmic-reports/master/AFG/projections.csv
https://raw.githubusercontent.com/mrc-ide/global-lmic-reports/master/AFG/projections.csv
https://raw.githubusercontent.com/mrc-ide/global-lmic-reports/master/AFG/projections.csv
https://raw.githubusercontent.com/mrc-ide/global-lmic-reports/master/AFG/projections.csv
https://raw.githubusercontent.com/mrc-ide/global-lmic-reports/master/AFG/projections.csv
https://raw.githubusercontent.com/mrc-ide/global-lmic-reports/master/AFG/projections.csv
https://raw.githubusercontent.com/mrc-ide/global-lmic-reports/master/AFG/projections.csv
https://raw.githubusercontent.com/mrc-ide/global-lmic-reports/master/AFG/projections.csv
https://raw.githubusercontent.com/mrc-ide/global-lmic-reports/master/AFG/projections.csv
https://raw.githubusercontent.com/mrc-ide/global-lmic-reports/master/AFG/projections.csv
https://raw.githubusercontent.com/mrc-ide/global-lmic-reports/master/AFG/projections.csv
https://raw.githubusercontent.com/mrc-ide/global-lmic-reports/master/AFG/projections.csv
https://raw.githubusercontent.com/mrc-ide/global-lmic-reports/master/AFG/projections.csv
https://raw.githubusercontent.com/mrc-ide/global-lmic-reports/master/AFG/projections.csv
https://raw.githubusercontent.com/mrc-ide/global-lmic-reports/master/AFG/projections.csv
https://raw.githubusercontent.com/mrc-ide/global-lmic-reports/master/AFG/projections.csv
https://raw.githubusercontent.com/mrc-ide/global-lmic-reports/master/AFG/projections.csv
https://raw.githubusercontent.com/mrc-ide/global-lmic-reports/master/AFG/projections.csv
https://raw.githubusercontent.com/mrc-ide/global-lmic-reports/master/AFG/projections.csv
https://raw.githubusercontent.com/mrc-ide/global-lmic-reports/master/AFG/projections.csv
https://raw.githubusercontent.com/mrc-ide/global-lmic-reports/master/AFG/projections.csv
https://raw.githubusercontent.com/mrc-ide/global-lmic-reports/master/AFG/projections.csv
https://raw.githubusercontent.com/mrc-ide/global-lmic-reports/master/AFG/projections.csv
https://raw.githubusercontent.com/mrc-ide/global-lmic-reports/master/AFG/projections.csv
https://raw.githubusercontent.com/mrc-ide/global-lmic-reports/master/AFG/projections.csv
https://raw.githubusercontent.com/mrc-ide/global-lmic-reports/master/AFG/projections.csv
https://raw.githubusercontent.com/mrc-ide/global-lmic-reports/master/AFG/projections.csv
https://raw.githubusercontent.com/mrc-ide/global-lmic-reports/master/AFG/projections.csv
https://raw.githubusercontent.com/mrc-ide/global-lmic-reports/master/AFG/projections.csv
https://raw.githubusercontent.com/mrc-ide/global-lmic-reports/master/AFG/projections.csv
https://raw.githubusercontent.com/mrc-ide/global-lmic-reports/master/AFG/projections.csv
https://raw.githubusercontent.com/mrc-ide/global-lmic-reports/master/AFG/projections.csv
https://raw.githubusercontent.com/mrc-ide/global-lmic-reports/master/AFG/projections.csv
https://raw.githubusercontent.com/mrc-ide/global-lmic-reports/master/AFG/projections.csv
https://raw.githubusercontent.com/mrc-ide/global-lmic-reports/master/AFG/projections.csv
https://raw.githubusercontent.com/mrc-ide/global-lmic-reports/master/AFG/projections.csv
https://raw.githubusercontent.com/mrc-ide/global-lmic-reports/master/AFG/projections.csv
https://raw.githubusercontent.com/mrc-ide/global-lmic-reports/master/AFG/projections.csv
https://raw.githubusercontent.com/mrc-ide/global-lmic-reports/master/AFG/projections.csv
https://raw.githubusercontent.com/mrc-ide/global-lmic-reports/master/AFG/projections.csv
https://raw.githubusercontent.com/mrc-ide/global-lmic-reports/master/AFG/projections.csv
https://raw.githubusercontent.com/mrc-ide/global-lmic-reports/master/AFG/projections.csv
https://raw.githubusercontent.com/mrc-ide/global-lmic-reports/master/AFG/projections.csv
https://raw.githubusercontent.com/mrc-ide/global-lmic-reports/master/AFG/projections.csv
https://raw.githubusercontent.com/mrc-ide/global-lmic-reports/master/AFG/projections.csv
https://raw.githubusercontent.com/mrc-ide/global-lmic-reports/master/AFG/projections.csv
https://raw.githubusercontent.com/mrc-ide/global-lmic-reports/master/AFG/projections.csv
https://raw.githubusercontent.com/mrc-ide/global-lmic-reports/master/AFG/projections.csv
https://raw.githubusercontent.com/mrc-ide/global-lmic-reports/master/AFG/projections.csv
https://raw.githubusercontent.com/mrc-ide/global-lmic-reports/master/AFG/projections.csv
https://raw.githubusercontent.com/mrc-ide/global-lmic-reports/master/AFG/projections.csv
https://raw.githubusercontent.com/mrc-ide/global-lmic-reports/master/AFG/projections.csv
https://raw.githubusercontent.com/mrc-ide/global-lmic-reports/master/AFG/projections.csv
https://raw.githubusercontent.com/mrc-ide/global-lmic-reports/master/AFG/projections.csv
https://raw.githubusercontent.com/mrc-ide/global-lmic-reports/master/AFG/projections.csv
https://raw.githubusercontent.com/mrc-ide/global-lmic-reports/master/AFG/projections.csv
https://raw.githubusercontent.com/mrc-ide/global-lmic-reports/master/AFG/projections.csv
https://raw.githubusercontent.com/mrc-ide/global-lmic-reports/master/AFG/projections.csv
https://raw.githubusercontent.com/mrc-ide/global-lmic-reports/master/AFG/projections.csv
https://raw.githubusercontent.com/mrc-ide/global-lmic-reports/master/AFG/projections.csv
https://raw.githubusercontent.com/mrc-ide/global-lmic-reports/master/AFG/projections.csv
https://raw.githubusercontent.com/mrc-ide/global-lmic-reports/master/AFG/projections.csv
https://raw.githubusercontent.com/mrc-ide/global-lmic-reports/master/AFG/projections.csv
https://raw.githubusercontent.com/mrc-ide/global-lmic-reports/master/AFG/projections.csv
https://raw.githubusercontent.com/mrc-ide/global-lmic-reports/master/AFG/projections.csv
https://raw.githubusercontent.com/mrc-ide/global-lmic-reports/master/AFG/projections.csv
https://raw.githubusercontent.com/mrc-ide/global-lmic-reports/master/AFG/projections.csv
https://raw.githubusercontent.com/mrc-ide/global-lmic-reports/master/AFG/projections.csv
https://raw.githubusercontent.com/mrc-ide/global-lmic-reports/master/AFG/projections.csv
https://raw.githubusercontent.com/mrc-ide/global-lmic-reports/master/AFG/projections.csv
https://raw.githubusercontent.com/mrc-ide/global-lmic-reports/master/AFG/projections.csv
https://raw.githubusercontent.com/mrc-ide/global-lmic-reports/master/AFG/projections.csv
https://raw.githubusercontent.com/mrc-ide/global-lmic-reports/master/AFG/projections.csv
https://raw.githubusercontent.com/mrc-ide/global-lmic-reports/master/AFG/projections.csv
https://raw.githubusercontent.com/mrc-ide/global-lmic-reports/master/AFG/projections.csv
https://raw.githubusercontent.com/mrc-ide/global-lmic-reports/master/AFG/projections.csv
https://raw.githubusercontent.com/mrc-ide/global-lmic-reports/master/AFG/projections.csv
https://raw.githubusercontent.com/mrc-ide/global-lmic-reports/master/AFG/projections.csv
https://raw.githubusercontent.com/mrc-ide/global-lmic-reports/master/AFG/projections.csv
https://raw.githubusercontent.com/mrc-ide/global-lmic-reports/master/AFG/projections.csv
https://raw.githubusercontent.com/mrc-ide/global-lmic-reports/master/AFG/projections.csv
https://raw.githubusercontent.com/mrc-ide/global-lmic-reports/master/AFG/projections.csv
https://raw.githubusercontent.com/mrc-ide/global-lmic-reports/master/AFG/projections.csv
https://raw.githubusercontent.com/mrc-ide/global-lmic-reports/master/AFG/projections.csv
https://raw.githubusercontent.com/mrc-ide/global-lmic-reports/master/AFG/projections.csv
https://raw.githubusercontent.com/mrc-ide/global-lmic-reports/master/AFG/projections.csv
https://raw.githubusercontent.com/mrc-ide/global-lmic-reports/master/AFG/projections.csv
https://raw.githubusercontent.com/mrc-ide/global-lmic-reports/master/AFG/projections.csv
https://raw.githubusercontent.com/mrc-ide/global-lmic-reports/master/AFG/projections.csv
https://raw.githubusercontent.com/mrc-ide/global-lmic-reports/master/AFG/projections.csv
https://raw.githubusercontent.com/mrc-ide/global-lmic-reports/master/AFG/projections.csv
https://raw.githubusercontent.com/mrc-ide/global-lmic-reports/master/AFG/projections.csv
https://raw.githubusercontent.com/mrc-ide/global-lmic-reports/master/AFG/projections.csv
https://raw.githubusercontent.com/mrc-ide/global-lmic-reports/master/AFG/projections.csv
https://raw.githubusercontent.com/mrc-ide/global-lmic-reports/master/AFG/projections.csv
https://raw.githubusercontent.com/mrc-ide/global-lmic-reports/master/AFG/projections.csv
https://raw.githubusercontent.com/mrc-ide/global-lmic-reports/master/AFG/projections.csv
https://raw.githubusercontent.com/mrc-ide/global-lmic-reports/master/AFG/projections.csv
https://raw.githubusercontent.com/mrc-ide/global-lmic-reports/master/AFG/projections.csv
https://raw.githubusercontent.com/mrc-ide/global-lmic-reports/master/AFG/projections.csv
https://raw.githubusercontent.com/mrc-ide/global-lmic-reports/master/AFG/projections.csv
https://raw.githubusercontent.com/mrc-ide/global-lmic-reports/master/AFG/projections.csv
https://raw.githubusercontent.com/mrc-ide/global-lmic-reports/master/AFG/projections.csv
https://raw.githubusercontent.com/mrc-ide/global-lmic-reports/master/AFG/projections.csv
https://raw.githubusercontent.com/mrc-ide/global-lmic-reports/master/AFG/projections.csv
https://raw.githubusercontent.com/mrc-ide/global-lmic-reports/master/AFG/projections.csv
https://raw.githubusercontent.com/mrc-ide/global-lmic-reports/master/AFG/projections.csv
https://raw.githubusercontent.com/mrc-ide/global-lmic-reports/master/AFG/projections.csv
https://raw.githubusercontent.com/mrc-ide/global-lmic-reports/master/AFG/projections.csv
https://raw.githubusercontent.com/mrc-ide/global-lmic-reports/master/AFG/projections.csv
https://raw.githubusercontent.com/mrc-ide/global-lmic-reports/master/AFG/projections.csv
https://raw.githubusercontent.com/mrc-ide/global-lmic-reports/master/AFG/projections.csv
https://raw.githubusercontent.com/mrc-ide/global-lmic-reports/master/AFG/projections.csv
https://raw.githubusercontent.com/mrc-ide/global-lmic-reports/master/AFG/projections.csv
https://raw.githubusercontent.com/mrc-ide/global-lmic-reports/master/AFG/projections.csv
https://raw.githubusercontent.com/mrc-ide/global-lmic-reports/master/AFG/projections.csv
https://raw.githubusercontent.com/mrc-ide/global-lmic-reports/master/AFG/projections.csv
https://raw.githubusercontent.com/mrc-ide/global-lmic-reports/master/AFG/projections.csv
https://raw.githubusercontent.com/mrc-ide/global-lmic-reports/master/AFG/projections.csv
https://raw.githubusercontent.com/mrc-ide/global-lmic-reports/master/AFG/projections.csv
https://raw.githubusercontent.com/mrc-ide/global-lmic-reports/master/AFG/projections.csv
https://raw.githubusercontent.com/mrc-ide/global-lmic-reports/master/AFG/projections.csv
https://raw.githubusercontent.com/mrc-ide/global-lmic-reports/master/AFG/projections.csv
https://raw.githubusercontent.com/mrc-ide/global-lmic-reports/master/AFG/projections.csv
https://raw.githubusercontent.com/mrc-ide/global-lmic-reports/master/AFG/projections.csv
https://raw.githubusercontent.com/mrc-ide/global-lmic-reports/master/AFG/projections.csv
https://raw.githubusercontent.com/mrc-ide/global-lmic-reports/master/AFG/projections.csv
https://raw.githubusercontent.com/mrc-ide/global-lmic-reports/master/AFG/projections.csv
https://raw.githubusercontent.com/mrc-ide/global-lmic-reports/master/AFG/projections.csv
https://raw.githubusercontent.com/mrc-ide/global-lmic-reports/master/AFG/projections.csv
https://raw.githubusercontent.com/mrc-ide/global-lmic-reports/master/AFG/projections.csv
https://raw.githubusercontent.com/mrc-ide/global-lmic-reports/master/AFG/projections.csv
https://raw.githubusercontent.com/mrc-ide/global-lmic-reports/master/AFG/projections.csv
https://raw.githubusercontent.com/mrc-ide/global-lmic-reports/master/AFG/projections.csv
https://raw.githubusercontent.com/mrc-ide/global-lmic-reports/master/AFG/projections.csv
https://raw.githubusercontent.com/mrc-ide/global-lmic-reports/master/AFG/projections.csv
https://raw.githubusercontent.com/mrc-ide/global-lmic-reports/master/AFG/projections.csv
https://raw.githubusercontent.com/mrc-ide/global-lmic-reports/master/AFG/projections.csv
https://raw.githubusercontent.com/mrc-ide/global-lmic-reports/master/AFG/projections.csv
https://raw.githubusercontent.com/mrc-ide/global-lmic-reports/master/AFG/projections.csv
https://raw.githubusercontent.com/mrc-ide/global-lmic-reports/master/AFG/projections.csv
https://raw.githubusercontent.com/mrc-ide/global-lmic-reports/master/AFG/projections.csv
https://raw.githubusercontent.com/mrc-ide/global-lmic-reports/master/AFG/projections.csv
https://raw.githubusercontent.com/mrc-ide/global-lmic-reports/master/AFG/projections.csv
https://raw.githubusercontent.com/mrc-ide/global-lmic-reports/master/AFG/projections.csv
https://raw.githubusercontent.com/mrc-ide/global-lmic-reports/master/AFG/projections.csv
https://raw.githubusercontent.com/mrc-ide/global-lmic-reports/master/AFG/projections.csv
https://raw.githubusercontent.com/mrc-ide/global-lmic-reports/master/AFG/projections.csv
https://raw.githubusercontent.com/mrc-ide/global-lmic-reports/master/AFG/projections.csv
https://raw.githubusercontent.com/mrc-ide/global-lmic-reports/master/AFG/projections.csv
https://raw.githubusercontent.com/mrc-ide/global-lmic-reports/master/AFG/projections.csv
https://raw.githubusercontent.com/mrc-ide/global-lmic-reports/master/AFG/projections.csv
https://raw.githubusercontent.com/mrc-ide/global-lmic-reports/master/AFG/projections.csv
https://raw.githubusercontent.com/mrc-ide/global-lmic-reports/master/AFG/projections.csv
https://raw.githubusercontent.com/mrc-ide/global-lmic-reports/master/AFG/projections.csv
https://raw.githubusercontent.com/mrc-ide/global-lmic-reports/master/AFG/projections.csv
https://raw.githubusercontent.com/mrc-ide/global-lmic-reports/master/AFG/projections.csv
https://raw.githubusercontent.com/mrc-ide/global-lmic-reports/master/AFG/projections.csv
https://raw.githubusercontent.com/mrc-ide/global-lmic-reports/master/AFG/projections.csv
https://raw.githubusercontent.com/mrc-ide/global-lmic-reports/master/AFG/projections.csv
https://raw.githubusercontent.com/mrc-ide/global-lmic-reports/master/AFG/projections.csv
https://raw.githubusercontent.com/mrc-ide/global-lmic-reports/master/AFG/projections.csv
https://raw.githubusercontent.com/mrc-ide/global-lmic-reports/master/AFG/projections.csv
https://raw.githubusercontent.com/mrc-ide/global-lmic-reports/master/AFG/projections.csv
https://raw.githubusercontent.com/mrc-ide/global-lmic-reports/master/AFG/projections.csv
https://raw.githubusercontent.com/mrc-ide/global-lmic-reports/master/AFG/projections.csv
https://raw.githubusercontent.com/mrc-ide/global-lmic-reports/master/AFG/projections.csv
https://raw.githubusercontent.com/mrc-ide/global-lmic-reports/master/AFG/projections.csv
https://raw.githubusercontent.com/mrc-ide/global-lmic-reports/master/AFG/projections.csv
https://raw.githubusercontent.com/mrc-ide/global-lmic-reports/master/AFG/projections.csv
https://raw.githubusercontent.com/mrc-ide/global-lmic-reports/master/AFG/projections.csv
https://raw.githubusercontent.com/mrc-ide/global-lmic-reports/master/AFG/projections.csv
https://raw.githubusercontent.com/mrc-ide/global-lmic-reports/master/AFG/projections.csv
https://raw.githubusercontent.com/mrc-ide/global-lmic-reports/master/AFG/projections.csv
https://raw.githubusercontent.com/mrc-ide/global-lmic-reports/master/AFG/projections.csv
https://raw.githubusercontent.com/mrc-ide/global-lmic-reports/master/AFG/projections.csv
https://raw.githubusercontent.com/mrc-ide/global-lmic-reports/master/AFG/projections.csv
https://raw.githubusercontent.com/mrc-ide/global-lmic-reports/master/AFG/projections.csv
https://raw.githubusercontent.com/mrc-ide/global-lmic-reports/master/AFG/projections.csv
https://raw.githubusercontent.com/mrc-ide/global-lmic-reports/master/AFG/projections.csv
https://raw.githubusercontent.com/mrc-ide/global-lmic-reports/master/AFG/projections.csv
https://raw.githubusercontent.com/mrc-ide/global-lmic-reports/master/AFG/projections.csv
https://raw.githubusercontent.com/mrc-ide/global-lmic-reports/master/AFG/projections.csv
https://raw.githubusercontent.com/mrc-ide/global-lmic-reports/master/AFG/projections.csv
https://raw.githubusercontent.com/mrc-ide/global-lmic-reports/master/AFG/projections.csv
https://raw.githubusercontent.com/mrc-ide/global-lmic-reports/master/AFG/projections.csv
https://raw.githubusercontent.com/mrc-ide/global-lmic-reports/master/AFG/projections.csv
https://raw.githubusercontent.com/mrc-ide/global-lmic-reports/master/AFG/projections.csv
https://raw.githubusercontent.com/mrc-ide/global-lmic-reports/master/AFG/projections.csv
https://raw.githubusercontent.com/mrc-ide/global-lmic-reports/master/AFG/projections.csv
https://raw.githubusercontent.com/mrc-ide/global-lmic-reports/master/AFG/projections.csv
https://raw.githubusercontent.com/mrc-ide/global-lmic-reports/master/AFG/projections.csv
https://raw.githubusercontent.com/mrc-ide/global-lmic-reports/master/AFG/projections.csv
https://raw.githubusercontent.com/mrc-ide/global-lmic-reports/master/AFG/projections.csv
https://raw.githubusercontent.com/mrc-ide/global-lmic-reports/master/AFG/projections.csv
https://raw.githubusercontent.com/mrc-ide/global-lmic-reports/master/AFG/projections.csv
https://raw.githubusercontent.com/mrc-ide/global-lmic-reports/master/AFG/projections.csv
https://raw.githubusercontent.com/mrc-ide/global-lmic-reports/master/AFG/projections.csv
https://raw.githubusercontent.com/mrc-ide/global-lmic-reports/master/AFG/projections.csv
https://raw.githubusercontent.com/mrc-ide/global-lmic-reports/master/AFG/projections.csv
https://raw.githubusercontent.com/mrc-ide/global-lmic-reports/master/AFG/projections.csv
https://raw.githubusercontent.com/mrc-ide/global-lmic-reports/master/AFG/projections.csv
https://raw.githubusercontent.com/mrc-ide/global-lmic-reports/master/AFG/projections.csv
https://raw.githubusercontent.com/mrc-ide/global-lmic-reports/master/AFG/projections.csv
https://raw.githubusercontent.com/mrc-ide/global-lmic-reports/master/AFG/projections.csv
https://raw.githubusercontent.com/mrc-ide/global-lmic-reports/master/AFG/projections.csv
https://raw.githubusercontent.com/mrc-ide/global-lmic-reports/master/AFG/projections.csv
https://raw.githubusercontent.com/mrc-ide/global-lmic-reports/master/AFG/projections.csv
https://raw.githubusercontent.com/mrc-ide/global-lmic-reports/master/AFG/projections.csv
https://raw.githubusercontent.com/mrc-ide/global-lmic-reports/master/AFG/projections.csv
https://raw.githubusercontent.com/mrc-ide/global-lmic-reports/master/AFG/projections.csv
https://raw.githubusercontent.com/mrc-ide/global-lmic-reports/master/AFG/projections.csv
https://raw.githubusercontent.com/mrc-ide/global-lmic-reports/master/AFG/projections.csv
https://raw.githubusercontent.com/mrc-ide/global-lmic-reports/master/AFG/projections.csv
https://raw.githubusercontent.com/mrc-ide/global-lmic-reports/master/AFG/projections.csv
https://raw.githubusercontent.com/mrc-ide/global-lmic-reports/master/AFG/projections.csv
https://raw.githubusercontent.com/mrc-ide/global-lmic-reports/master/AFG/projections.csv
https://raw.githubusercontent.com/mrc-ide/global-lmic-reports/master/AFG/projections.csv
https://raw.githubusercontent.com/mrc-ide/global-lmic-reports/master/AFG/projections.csv
https://raw.githubusercontent.com/mrc-ide/global-lmic-reports/master/AFG/projections.csv
https://raw.githubusercontent.com/mrc-ide/global-lmic-reports/master/AFG/projections.csv
https://raw.githubusercontent.com/mrc-ide/global-lmic-reports/master/AFG/projections.csv
https://raw.githubusercontent.com/mrc-ide/global-lmic-reports/master/AFG/projections.csv
https://raw.githubusercontent.com/mrc-ide/global-lmic-reports/master/AFG/projections.csv
https://raw.githubusercontent.com/mrc-ide/global-lmic-reports/master/AFG/projections.csv
https://raw.githubusercontent.com/mrc-ide/global-lmic-reports/master/AFG/projections.csv
https://raw.githubusercontent.com/mrc-ide/global-lmic-reports/master/AFG/projections.csv
https://raw.githubusercontent.com/mrc-ide/global-lmic-reports/master/AFG/projections.csv
https://raw.githubusercontent.com/mrc-ide/global-lmic-reports/master/AFG/projections.csv
https://raw.githubusercontent.com/mrc-ide/global-lmic-reports/master/AFG/projections.csv
https://raw.githubusercontent.com/mrc-ide/global-lmic-reports/master/AFG/projections.csv
https://raw.githubusercontent.com/mrc-ide/global-lmic-reports/master/AFG/projections.csv
https://raw.githubusercontent.com/mrc-ide/global-lmic-reports/master/AFG/projections.csv
https://raw.githubusercontent.com/mrc-ide/global-lmic-reports/master/AFG/projections.csv
https://raw.githubusercontent.com/mrc-ide/global-lmic-reports/master/AFG/projections.csv
https://raw.githubusercontent.com/mrc-ide/global-lmic-reports/master/AFG/projections.csv
https://raw.githubusercontent.com/mrc-ide/global-lmic-reports/master/AFG/projections.csv
https://raw.githubusercontent.com/mrc-ide/global-lmic-reports/master/AFG/projections.csv
https://raw.githubusercontent.com/mrc-ide/global-lmic-reports/master/AFG/projections.csv
https://raw.githubusercontent.com/mrc-ide/global-lmic-reports/master/AFG/projections.csv
https://raw.githubusercontent.com/mrc-ide/global-lmic-reports/master/AFG/projections.csv
https://raw.githubusercontent.com/mrc-ide/global-lmic-reports/master/AFG/projections.csv
https://raw.githubusercontent.com/mrc-ide/global-lmic-reports/master/AFG/projections.csv
https://raw.githubusercontent.com/mrc-ide/global-lmic-reports/master/AFG/projections.csv
https://raw.githubusercontent.com/mrc-ide/global-lmic-reports/master/AFG/projections.csv
https://raw.githubusercontent.com/mrc-ide/global-lmic-reports/master/AFG/projections.csv
https://raw.githubusercontent.com/mrc-ide/global-lmic-reports/master/AFG/projections.csv
https://raw.githubusercontent.com/mrc-ide/global-lmic-reports/master/AFG/projections.csv
https://raw.githubusercontent.com/mrc-ide/global-lmic-reports/master/AFG/projections.csv
https://raw.githubusercontent.com/mrc-ide/global-lmic-reports/master/AFG/projections.csv
https://raw.githubusercontent.com/mrc-ide/global-lmic-reports/master/AFG/projections.csv
https://raw.githubusercontent.com/mrc-ide/global-lmic-reports/master/AFG/projections.csv
https://raw.githubusercontent.com/mrc-ide/global-lmic-reports/master/AFG/projections.csv
https://raw.githubusercontent.com/mrc-ide/global-lmic-reports/master/AFG/projections.csv
https://raw.githubusercontent.com/mrc-ide/global-lmic-reports/master/AFG/projections.csv
https://raw.githubusercontent.com/mrc-ide/global-lmic-reports/master/AFG/projections.csv
https://raw.githubusercontent.com/mrc-ide/global-lmic-reports/master/AFG/projections.csv
https://raw.githubusercontent.com/mrc-ide/global-lmic-reports/master/AFG/projections.csv
https://raw.githubusercontent.com/mrc-ide/global-lmic-reports/master/AFG/projections.csv
https://raw.githubusercontent.com/mrc-ide/global-lmic-reports/master/AFG/projections.csv
https://raw.githubusercontent.com/mrc-ide/global-lmic-reports/master/AFG/projections.csv
https://raw.githubusercontent.com/mrc-ide/global-lmic-reports/master/AFG/projections.csv
https://raw.githubusercontent.com/mrc-ide/global-lmic-reports/master/AFG/projections.csv
https://raw.githubusercontent.com/mrc-ide/global-lmic-reports/master/AFG/projections.csv
https://raw.githubusercontent.com/mrc-ide/global-lmic-reports/master/AFG/projections.csv
https://raw.githubusercontent.com/mrc-ide/global-lmic-reports/master/AFG/projections.csv
https://raw.githubusercontent.com/mrc-ide/global-lmic-reports/master/AFG/projections.csv
https://raw.githubusercontent.com/mrc-ide/global-lmic-reports/master/AFG/projections.csv
https://raw.githubusercontent.com/mrc-ide/global-lmic-reports/master/AFG/projections.csv
https://raw.githubusercontent.com/mrc-ide/global-lmic-reports/master/AFG/projections.csv
https://raw.githubusercontent.com/mrc-ide/global-lmic-reports/master/AFG/projections.csv
https://raw.githubusercontent.com/mrc-ide/global-lmic-reports/master/AFG/projections.csv
https://raw.githubusercontent.com/mrc-ide/global-lmic-reports/master/AFG/projections.csv
https://raw.githubusercontent.com/mrc-ide/global-lmic-reports/master/AFG/projections.csv
https://raw.githubusercontent.com/mrc-ide/global-lmic-reports/master/AFG/projections.csv
https://raw.githubusercontent.com/mrc-ide/global-lmic-reports/master/AFG/projections.csv
https://raw.githubusercontent.com/mrc-ide/global-lmic-reports/master/AFG/projections.csv
https://raw.githubusercontent.com/mrc-ide/global-lmic-reports/master/AFG/projections.csv
https://raw.githubusercontent.com/mrc-ide/global-lmic-reports/master/AFG/projections.csv
https://raw.githubusercontent.com/mrc-ide/global-lmic-reports/master/AFG/projections.csv
https://raw.githubusercontent.com/mrc-ide/global-lmic-reports/master/AFG/projections.csv
https://raw.githubusercontent.com/mrc-ide/global-lmic-reports/master/AFG/projections.csv
https://raw.githubusercontent.com/mrc-ide/global-lmic-reports/master/AFG/projections.csv
https://raw.githubusercontent.com/mrc-ide/global-lmic-reports/master/AFG/projections.csv
https://raw.githubusercontent.com/mrc-ide/global-lmic-reports/master/AFG/projections.csv
https://raw.githubusercontent.com/mrc-ide/global-lmic-reports/master/AFG/projections.csv
https://raw.githubusercontent.com/mrc-ide/global-lmic-reports/master/AFG/projections.csv
https://raw.githubusercontent.com/mrc-ide/global-lmic-reports/master/AFG/projections.csv
https://raw.githubusercontent.com/mrc-ide/global-lmic-reports/master/AFG/projections.csv
https://raw.githubusercontent.com/mrc-ide/global-lmic-reports/master/AFG/projections.csv
https://raw.githubusercontent.com/mrc-ide/global-lmic-reports/master/AFG/projections.csv
https://raw.githubusercontent.com/mrc-ide/global-lmic-reports/master/AFG/projections.csv
https://raw.githubusercontent.com/mrc-ide/global-lmic-reports/master/AFG/projections.csv
https://raw.githubusercontent.com/mrc-ide/global-lmic-reports/master/AFG/projections.csv
https://raw.githubusercontent.com/mrc-ide/global-lmic-reports/master/AFG/projections.csv
https://raw.githubusercontent.com/mrc-ide/global-lmic-reports/master/AFG/projections.csv
https://raw.githubusercontent.com/mrc-ide/global-lmic-reports/master/AFG/projections.csv
https://raw.githubusercontent.com/mrc-ide/global-lmic-reports/master/AFG/projections.csv
https://raw.githubusercontent.com/mrc-ide/global-lmic-reports/master/AFG/projections.csv
https://raw.githubusercontent.com/mrc-ide/global-lmic-reports/master/AFG/projections.csv
https://raw.githubusercontent.com/mrc-ide/global-lmic-reports/master/AFG/projections.csv
https://raw.githubusercontent.com/mrc-ide/global-lmic-reports/master/AFG/projections.csv
https://raw.githubusercontent.com/mrc-ide/global-lmic-reports/master/AFG/projections.csv
https://raw.githubusercontent.com/mrc-ide/global-lmic-reports/master/AFG/projections.csv
https://raw.githubusercontent.com/mrc-ide/global-lmic-reports/master/AFG/projections.csv
https://raw.githubusercontent.com/mrc-ide/global-lmic-reports/master/AFG/projections.csv
https://raw.githubusercontent.com/mrc-ide/global-lmic-reports/master/AFG/projections.csv
https://raw.githubusercontent.com/mrc-ide/global-lmic-reports/master/AFG/projections.csv
https://raw.githubusercontent.com/mrc-ide/global-lmic-reports/master/AFG/projections.csv
https://raw.githubusercontent.com/mrc-ide/global-lmic-reports/master/AFG/projections.csv
https://raw.githubusercontent.com/mrc-ide/global-lmic-reports/master/AFG/projections.csv
https://raw.githubusercontent.com/mrc-ide/global-lmic-reports/master/AFG/projections.csv
https://raw.githubusercontent.com/mrc-ide/global-lmic-reports/master/AFG/projections.csv
https://raw.githubusercontent.com/mrc-ide/global-lmic-reports/master/AFG/projections.csv
https://raw.githubusercontent.com/mrc-ide/global-lmic-reports/master/AFG/projections.csv
https://raw.githubusercontent.com/mrc-ide/global-lmic-reports/master/AFG/projections.csv
https://raw.githubusercontent.com/mrc-ide/global-lmic-reports/master/AFG/projections.csv
https://raw.githubusercontent.com/mrc-ide/global-lmic-reports/master/AFG/projections.csv
https://raw.githubusercontent.com/mrc-ide/global-lmic-reports/master/AFG/projections.csv
https://raw.githubusercontent.com/mrc-ide/global-lmic-reports/master/AFG/projections.csv
https://raw.githubusercontent.com/mrc-ide/global-lmic-reports/master/AFG/projections.csv
https://raw.githubusercontent.com/mrc-ide/global-lmic-reports/master/AFG/projections.csv
https://raw.githubusercontent.com/mrc-ide/global-lmic-reports/master/AFG/projections.csv
https://raw.githubusercontent.com/mrc-ide/global-lmic-reports/master/AFG/projections.csv
https://raw.githubusercontent.com/mrc-ide/global-lmic-reports/master/AFG/projections.csv
https://raw.githubusercontent.com/mrc-ide/global-lmic-reports/master/AFG/projections.csv
https://raw.githubusercontent.com/mrc-ide/global-lmic-reports/master/AFG/projections.csv
https://raw.githubusercontent.com/mrc-ide/global-lmic-reports/master/AFG/projections.csv
https://raw.githubusercontent.com/mrc-ide/global-lmic-reports/master/AFG/projections.csv
https://raw.githubusercontent.com/mrc-ide/global-lmic-reports/master/AFG/projections.csv
https://raw.githubusercontent.com/mrc-ide/global-lmic-reports/master/AFG/projections.csv
https://raw.githubusercontent.com/mrc-ide/global-lmic-reports/master/AFG/projections.csv
https://raw.githubusercontent.com/mrc-ide/global-lmic-reports/master/AFG/projections.csv
https://raw.githubusercontent.com/mrc-ide/global-lmic-reports/master/AFG/projections.csv
https://raw.githubusercontent.com/mrc-ide/global-lmic-reports/master/AFG/projections.csv
https://raw.githubusercontent.com/mrc-ide/global-lmic-reports/master/AFG/projections.csv
https://raw.githubusercontent.com/mrc-ide/global-lmic-reports/master/AFG/projections.csv
https://raw.githubusercontent.com/mrc-ide/global-lmic-reports/master/AFG/projections.csv
https://raw.githubusercontent.com/mrc-ide/global-lmic-reports/master/AFG/projections.csv
https://raw.githubusercontent.com/mrc-ide/global-lmic-reports/master/AFG/projections.csv
https://raw.githubusercontent.com/mrc-ide/global-lmic-reports/master/AFG/projections.csv
https://raw.githubusercontent.com/mrc-ide/global-lmic-reports/master/AFG/projections.csv
https://raw.githubusercontent.com/mrc-ide/global-lmic-reports/master/AFG/projections.csv
https://raw.githubusercontent.com/mrc-ide/global-lmic-reports/master/AFG/projections.csv
https://raw.githubusercontent.com/mrc-ide/global-lmic-reports/master/AFG/projections.csv
https://raw.githubusercontent.com/mrc-ide/global-lmic-reports/master/AFG/projections.csv
https://raw.githubusercontent.com/mrc-ide/global-lmic-reports/master/AFG/projections.csv
https://raw.githubusercontent.com/mrc-ide/global-lmic-reports/master/AFG/projections.csv
https://raw.githubusercontent.com/mrc-ide/global-lmic-reports/master/AFG/projections.csv
https://raw.githubusercontent.com/mrc-ide/global-lmic-reports/master/AFG/projections.csv
https://raw.githubusercontent.com/mrc-ide/global-lmic-reports/master/AFG/projections.csv
https://raw.githubusercontent.com/mrc-ide/global-lmic-reports/master/AFG/projections.csv
https://raw.githubusercontent.com/mrc-ide/global-lmic-reports/master/AFG/projections.csv
https://raw.githubusercontent.com/mrc-ide/global-lmic-reports/master/AFG/projections.csv
https://raw.githubusercontent.com/mrc-ide/global-lmic-reports/master/AFG/projections.csv
https://raw.githubusercontent.com/mrc-ide/global-lmic-reports/master/AFG/projections.csv
https://raw.githubusercontent.com/mrc-ide/global-lmic-reports/master/AFG/projections.csv
https://raw.githubusercontent.com/mrc-ide/global-lmic-reports/master/AFG/projections.csv
https://raw.githubusercontent.com/mrc-ide/global-lmic-reports/master/AFG/projections.csv
https://raw.githubusercontent.com/mrc-ide/global-lmic-reports/master/AFG/projections.csv
https://raw.githubusercontent.com/mrc-ide/global-lmic-reports/master/AFG/projections.csv
https://raw.githubusercontent.com/mrc-ide/global-lmic-reports/master/AFG/projections.csv
https://raw.githubusercontent.com/mrc-ide/global-lmic-reports/master/AFG/projections.csv
https://raw.githubusercontent.com/mrc-ide/global-lmic-reports/master/AFG/projections.csv
https://raw.githubusercontent.com/mrc-ide/global-lmic-reports/master/AFG/projections.csv
https://raw.githubusercontent.com/mrc-ide/global-lmic-reports/master/AFG/projections.csv
https://raw.githubusercontent.com/mrc-ide/global-lmic-reports/master/AFG/projections.csv
https://raw.githubusercontent.com/mrc-ide/global-lmic-reports/master/AFG/projections.csv
https://raw.githubusercontent.com/mrc-ide/global-lmic-reports/master/AFG/projections.csv
https://raw.githubusercontent.com/mrc-ide/global-lmic-reports/master/AFG/projections.csv
https://raw.githubusercontent.com/mrc-ide/global-lmic-reports/master/AFG/projections.csv
https://raw.githubusercontent.com/mrc-ide/global-lmic-reports/master/AFG/projections.csv
https://raw.githubusercontent.com/mrc-ide/global-lmic-reports/master/AFG/projections.csv
https://raw.githubusercontent.com/mrc-ide/global-lmic-reports/master/AFG/projections.csv
https://raw.githubusercontent.com/mrc-ide/global-lmic-reports/master/AFG/projections.csv
https://raw.githubusercontent.com/mrc-ide/global-lmic-reports/master/AFG/projections.csv
https://raw.githubusercontent.com/mrc-ide/global-lmic-reports/master/AFG/projections.csv
https://raw.githubusercontent.com/mrc-ide/global-lmic-reports/master/AFG/projections.csv
https://raw.githubusercontent.com/mrc-ide/global-lmic-reports/master/AFG/projections.csv
https://raw.githubusercontent.com/mrc-ide/global-lmic-reports/master/AFG/projections.csv
https://raw.githubusercontent.com/mrc-ide/global-lmic-reports/master/AFG/projections.csv
https://raw.githubusercontent.com/mrc-ide/global-lmic-reports/master/AFG/projections.csv
https://raw.githubusercontent.com/mrc-ide/global-lmic-reports/master/AFG/projections.csv
https://raw.githubusercontent.com/mrc-ide/global-lmic-reports/master/AFG/projections.csv
https://raw.githubusercontent.com/mrc-ide/global-lmic-reports/master/AFG/projections.csv
https://raw.githubusercontent.com/mrc-ide/global-lmic-reports/master/AFG/projections.csv
https://raw.githubusercontent.com/mrc-ide/global-lmic-reports/master/AFG/projections.csv
https://raw.githubusercontent.com/mrc-ide/global-lmic-reports/master/AFG/projections.csv
https://raw.githubusercontent.com/mrc-ide/global-lmic-reports/master/AFG/projections.csv
https://raw.githubusercontent.com/mrc-ide/global-lmic-reports/master/AFG/projections.csv
https://raw.githubusercontent.com/mrc-ide/global-lmic-reports/master/AFG/projections.csv
https://raw.githubusercontent.com/mrc-ide/global-lmic-reports/master/AFG/projections.csv
https://raw.githubusercontent.com/mrc-ide/global-lmic-reports/master/AFG/projections.csv
https://raw.githubusercontent.com/mrc-ide/global-lmic-reports/master/AFG/projections.csv
https://raw.githubusercontent.com/mrc-ide/global-lmic-reports/master/AFG/projections.csv
https://raw.githubusercontent.com/mrc-ide/global-lmic-reports/master/AFG/projections.csv
https://raw.githubusercontent.com/mrc-ide/global-lmic-reports/master/AFG/projections.csv
https://raw.githubusercontent.com/mrc-ide/global-lmic-reports/master/AFG/projections.csv
https://raw.githubusercontent.com/mrc-ide/global-lmic-reports/master/AFG/projections.csv
https://raw.githubusercontent.com/mrc-ide/global-lmic-reports/master/AFG/projections.csv
https://raw.githubusercontent.com/mrc-ide/global-lmic-reports/master/AFG/projections.csv
https://raw.githubusercontent.com/mrc-ide/global-lmic-reports/master/AFG/projections.csv
https://raw.githubusercontent.com/mrc-ide/global-lmic-reports/master/AFG/projections.csv
https://raw.githubusercontent.com/mrc-ide/global-lmic-reports/master/AFG/projections.csv
https://raw.githubusercontent.com/mrc-ide/global-lmic-reports/master/AFG/projections.csv
https://raw.githubusercontent.com/mrc-ide/global-lmic-reports/master/AFG/projections.csv
https://raw.githubusercontent.com/mrc-ide/global-lmic-reports/master/AFG/projections.csv
https://raw.githubusercontent.com/mrc-ide/global-lmic-reports/master/AFG/projections.csv
https://raw.githubusercontent.com/mrc-ide/global-lmic-reports/master/AFG/projections.csv
https://raw.githubusercontent.com/mrc-ide/global-lmic-reports/master/AFG/projections.csv
https://raw.githubusercontent.com/mrc-ide/global-lmic-reports/master/AFG/projections.csv
https://raw.githubusercontent.com/mrc-ide/global-lmic-reports/master/AFG/projections.csv
https://raw.githubusercontent.com/mrc-ide/global-lmic-reports/master/AFG/projections.csv
https://raw.githubusercontent.com/mrc-ide/global-lmic-reports/master/AFG/projections.csv
https://raw.githubusercontent.com/mrc-ide/global-lmic-reports/master/AFG/projections.csv
https://raw.githubusercontent.com/mrc-ide/global-lmic-reports/master/AFG/projections.csv
https://raw.githubusercontent.com/mrc-ide/global-lmic-reports/master/AFG/projections.csv
https://raw.githubusercontent.com/mrc-ide/global-lmic-reports/master/AFG/projections.csv
https://raw.githubusercontent.com/mrc-ide/global-lmic-reports/master/AFG/projections.csv
https://raw.githubusercontent.com/mrc-ide/global-lmic-reports/master/AFG/projections.csv
https://raw.githubusercontent.com/mrc-ide/global-lmic-reports/master/AFG/projections.csv
https://raw.githubusercontent.com/mrc-ide/global-lmic-reports/master/AFG/projections.csv
https://raw.githubusercontent.com/mrc-ide/global-lmic-reports/master/AFG/projections.csv
https://raw.githubusercontent.com/mrc-ide/global-lmic-reports/master/AFG/projections.csv
https://raw.githubusercontent.com/mrc-ide/global-lmic-reports/master/AFG/projections.csv
https://raw.githubusercontent.com/mrc-ide/global-lmic-reports/master/AFG/projections.csv
https://raw.githubusercontent.com/mrc-ide/global-lmic-reports/master/AFG/projections.csv
https://raw.githubusercontent.com/mrc-ide/global-lmic-reports/master/AFG/projections.csv
https://raw.githubusercontent.com/mrc-ide/global-lmic-reports/master/AFG/projections.csv
https://raw.githubusercontent.com/mrc-ide/global-lmic-reports/master/AFG/projections.csv
https://raw.githubusercontent.com/mrc-ide/global-lmic-reports/master/AFG/projections.csv
https://raw.githubusercontent.com/mrc-ide/global-lmic-reports/master/AFG/projections.csv
https://raw.githubusercontent.com/mrc-ide/global-lmic-reports/master/AFG/projections.csv
https://raw.githubusercontent.com/mrc-ide/global-lmic-reports/master/AFG/projections.csv
https://raw.githubusercontent.com/mrc-ide/global-lmic-reports/master/AFG/projections.csv
https://raw.githubusercontent.com/mrc-ide/global-lmic-reports/master/AFG/projections.csv
https://raw.githubusercontent.com/mrc-ide/global-lmic-reports/master/AFG/projections.csv
https://raw.githubusercontent.com/mrc-ide/global-lmic-reports/master/AFG/projections.csv
https://raw.githubusercontent.com/mrc-ide/global-lmic-reports/master/AFG/projections.csv
https://raw.githubusercontent.com/mrc-ide/global-lmic-reports/master/AFG/projections.csv
https://raw.githubusercontent.com/mrc-ide/global-lmic-reports/master/AFG/projections.csv
https://raw.githubusercontent.com/mrc-ide/global-lmic-reports/master/AFG/projections.csv
https://raw.githubusercontent.com/mrc-ide/global-lmic-reports/master/AFG/projections.csv
https://raw.githubusercontent.com/mrc-ide/global-lmic-reports/master/AFG/projections.csv
https://raw.githubusercontent.com/mrc-ide/global-lmic-reports/master/AFG/projections.csv
https://raw.githubusercontent.com/mrc-ide/global-lmic-reports/master/AFG/projections.csv
https://raw.githubusercontent.com/mrc-ide/global-lmic-reports/master/AFG/projections.csv
https://raw.githubusercontent.com/mrc-ide/global-lmic-reports/master/AFG/projections.csv
https://raw.githubusercontent.com/mrc-ide/global-lmic-reports/master/AFG/projections.csv
https://raw.githubusercontent.com/mrc-ide/global-lmic-reports/master/AFG/projections.csv
https://raw.githubusercontent.com/mrc-ide/global-lmic-reports/master/AFG/projections.csv
https://raw.githubusercontent.com/mrc-ide/global-lmic-reports/master/AFG/projections.csv
https://raw.githubusercontent.com/mrc-ide/global-lmic-reports/master/AFG/projections.csv
https://raw.githubusercontent.com/mrc-ide/global-lmic-reports/master/AFG/projections.csv
https://raw.githubusercontent.com/mrc-ide/global-lmic-reports/master/AFG/projections.csv
https://raw.githubusercontent.com/mrc-ide/global-lmic-reports/master/AFG/projections.csv
https://raw.githubusercontent.com/mrc-ide/global-lmic-reports/master/AFG/projections.csv
https://raw.githubusercontent.com/mrc-ide/global-lmic-reports/master/AFG/projections.csv
https://raw.githubusercontent.com/mrc-ide/global-lmic-reports/master/AFG/projections.csv
https://raw.githubusercontent.com/mrc-ide/global-lmic-reports/master/AFG/projections.csv
https://raw.githubusercontent.com/mrc-ide/global-lmic-reports/master/AFG/projections.csv
https://raw.githubusercontent.com/mrc-ide/global-lmic-reports/master/AFG/projections.csv
https://raw.githubusercontent.com/mrc-ide/global-lmic-reports/master/AFG/projections.csv
https://raw.githubusercontent.com/mrc-ide/global-lmic-reports/master/AFG/projections.csv
https://raw.githubusercontent.com/mrc-ide/global-lmic-reports/master/AFG/projections.csv
https://raw.githubusercontent.com/mrc-ide/global-lmic-reports/master/AFG/projections.csv
https://raw.githubusercontent.com/mrc-ide/global-lmic-reports/master/AFG/projections.csv
https://raw.githubusercontent.com/mrc-ide/global-lmic-reports/master/AFG/projections.csv
https://raw.githubusercontent.com/mrc-ide/global-lmic-reports/master/AFG/projections.csv
https://raw.githubusercontent.com/mrc-ide/global-lmic-reports/master/AFG/projections.csv
https://raw.githubusercontent.com/mrc-ide/global-lmic-reports/master/AFG/projections.csv
https://raw.githubusercontent.com/mrc-ide/global-lmic-reports/master/AFG/projections.csv
https://raw.githubusercontent.com/mrc-ide/global-lmic-reports/master/AFG/projections.csv
https://raw.githubusercontent.com/mrc-ide/global-lmic-reports/master/AFG/projections.csv
https://raw.githubusercontent.com/mrc-ide/global-lmic-reports/master/AFG/projections.csv
https://raw.githubusercontent.com/mrc-ide/global-lmic-reports/master/AFG/projections.csv
https://raw.githubusercontent.com/mrc-ide/global-lmic-reports/master/AFG/projections.csv
https://raw.githubusercontent.com/mrc-ide/global-lmic-reports/master/AFG/projections.csv
https://raw.githubusercontent.com/mrc-ide/global-lmic-reports/master/AFG/projections.csv
https://raw.githubusercontent.com/mrc-ide/global-lmic-reports/master/AFG/projections.csv
https://raw.githubusercontent.com/mrc-ide/global-lmic-reports/master/AFG/projections.csv
https://raw.githubusercontent.com/mrc-ide/global-lmic-reports/master/AFG/projections.csv
https://raw.githubusercontent.com/mrc-ide/global-lmic-reports/master/AFG/projections.csv
https://raw.githubusercontent.com/mrc-ide/global-lmic-reports/master/AFG/projections.csv
https://raw.githubusercontent.com/mrc-ide/global-lmic-reports/master/AFG/projections.csv
https://raw.githubusercontent.com/mrc-ide/global-lmic-reports/master/AFG/projections.csv
https://raw.githubusercontent.com/mrc-ide/global-lmic-reports/master/AFG/projections.csv
https://raw.githubusercontent.com/mrc-ide/global-lmic-reports/master/AFG/projections.csv
https://raw.githubusercontent.com/mrc-ide/global-lmic-reports/master/AFG/projections.csv
https://raw.githubusercontent.com/mrc-ide/global-lmic-reports/master/AFG/projections.csv
https://raw.githubusercontent.com/mrc-ide/global-lmic-reports/master/AFG/projections.csv
https://raw.githubusercontent.com/mrc-ide/global-lmic-reports/master/AFG/projections.csv
https://raw.githubusercontent.com/mrc-ide/global-lmic-reports/master/AFG/projections.csv
https://raw.githubusercontent.com/mrc-ide/global-lmic-reports/master/AFG/projections.csv
https://raw.githubusercontent.com/mrc-ide/global-lmic-reports/master/AFG/projections.csv
https://raw.githubusercontent.com/mrc-ide/global-lmic-reports/master/AFG/projections.csv
https://raw.githubusercontent.com/mrc-ide/global-lmic-reports/master/AFG/projections.csv
https://raw.githubusercontent.com/mrc-ide/global-lmic-reports/master/AFG/projections.csv
https://raw.githubusercontent.com/mrc-ide/global-lmic-reports/master/AFG/projections.csv
https://raw.githubusercontent.com/mrc-ide/global-lmic-reports/master/AFG/projections.csv
https://raw.githubusercontent.com/mrc-ide/global-lmic-reports/master/AFG/projections.csv
https://raw.githubusercontent.com/mrc-ide/global-lmic-reports/master/AFG/projections.csv
https://raw.githubusercontent.com/mrc-ide/global-lmic-reports/master/AFG/projections.csv
https://raw.githubusercontent.com/mrc-ide/global-lmic-reports/master/AFG/projections.csv
https://raw.githubusercontent.com/mrc-ide/global-lmic-reports/master/AFG/projections.csv
https://raw.githubusercontent.com/mrc-ide/global-lmic-reports/master/AFG/projections.csv
https://raw.githubusercontent.com/mrc-ide/global-lmic-reports/master/AFG/projections.csv
https://raw.githubusercontent.com/mrc-ide/global-lmic-reports/master/AFG/projections.csv
https://raw.githubusercontent.com/mrc-ide/global-lmic-reports/master/AFG/projections.csv
https://raw.githubusercontent.com/mrc-ide/global-lmic-reports/master/AFG/projections.csv
https://raw.githubusercontent.com/mrc-ide/global-lmic-reports/master/AFG/projections.csv
https://raw.githubusercontent.com/mrc-ide/global-lmic-reports/master/AFG/projections.csv
https://raw.githubusercontent.com/mrc-ide/global-lmic-reports/master/AFG/projections.csv
https://raw.githubusercontent.com/mrc-ide/global-lmic-reports/master/AFG/projections.csv
https://raw.githubusercontent.com/mrc-ide/global-lmic-reports/master/AFG/projections.csv
https://raw.githubusercontent.com/mrc-ide/global-lmic-reports/master/AFG/projections.csv
https://raw.githubusercontent.com/mrc-ide/global-lmic-reports/master/AFG/projections.csv
https://raw.githubusercontent.com/mrc-ide/global-lmic-reports/master/AFG/projections.csv
https://raw.githubusercontent.com/mrc-ide/global-lmic-reports/master/AFG/projections.csv
https://raw.githubusercontent.com/mrc-ide/global-lmic-reports/master/AFG/projections.csv
https://raw.githubusercontent.com/mrc-ide/global-lmic-reports/master/AFG/projections.csv
https://raw.githubusercontent.com/mrc-ide/global-lmic-reports/master/AFG/projections.csv
https://raw.githubusercontent.com/mrc-ide/global-lmic-reports/master/AFG/projections.csv
https://raw.githubusercontent.com/mrc-ide/global-lmic-reports/master/AFG/projections.csv
https://raw.githubusercontent.com/mrc-ide/global-lmic-reports/master/AFG/projections.csv
https://raw.githubusercontent.com/mrc-ide/global-lmic-reports/master/AFG/projections.csv
https://raw.githubusercontent.com/mrc-ide/global-lmic-reports/master/AFG/projections.csv
https://raw.githubusercontent.com/mrc-ide/global-lmic-reports/master/AFG/projections.csv
https://raw.githubusercontent.com/mrc-ide/global-lmic-reports/master/AFG/projections.csv
https://raw.githubusercontent.com/mrc-ide/global-lmic-reports/master/AFG/projections.csv
https://raw.githubusercontent.com/mrc-ide/global-lmic-reports/master/AFG/projections.csv
https://raw.githubusercontent.com/mrc-ide/global-lmic-reports/master/AFG/projections.csv
https://raw.githubusercontent.com/mrc-ide/global-lmic-reports/master/AFG/projections.csv
https://raw.githubusercontent.com/mrc-ide/global-lmic-reports/master/AFG/projections.csv
https://raw.githubusercontent.com/mrc-ide/global-lmic-reports/master/AFG/projections.csv
https://raw.githubusercontent.com/mrc-ide/global-lmic-reports/master/AFG/projections.csv
https://raw.githubusercontent.com/mrc-ide/global-lmic-reports/master/AFG/projections.csv
https://raw.githubusercontent.com/mrc-ide/global-lmic-reports/master/AFG/projections.csv
https://raw.githubusercontent.com/mrc-ide/global-lmic-reports/master/AFG/projections.csv
https://raw.githubusercontent.com/mrc-ide/global-lmic-reports/master/AFG/projections.csv
https://raw.githubusercontent.com/mrc-ide/global-lmic-reports/master/AFG/projections.csv
https://raw.githubusercontent.com/mrc-ide/global-lmic-reports/master/AFG/projections.csv
https://raw.githubusercontent.com/mrc-ide/global-lmic-reports/master/AFG/projections.csv
https://raw.githubusercontent.com/mrc-ide/global-lmic-reports/master/AFG/projections.csv
https://raw.githubusercontent.com/mrc-ide/global-lmic-reports/master/AFG/projections.csv
https://raw.githubusercontent.com/mrc-ide/global-lmic-reports/master/AFG/projections.csv
https://raw.githubusercontent.com/mrc-ide/global-lmic-reports/master/AFG/projections.csv
https://raw.githubusercontent.com/mrc-ide/global-lmic-reports/master/AFG/projections.csv
https://raw.githubusercontent.com/mrc-ide/global-lmic-reports/master/AFG/projections.csv
https://raw.githubusercontent.com/mrc-ide/global-lmic-reports/master/AFG/projections.csv
https://raw.githubusercontent.com/mrc-ide/global-lmic-reports/master/AFG/projections.csv
https://raw.githubusercontent.com/mrc-ide/global-lmic-reports/master/AFG/projections.csv
https://raw.githubusercontent.com/mrc-ide/global-lmic-reports/master/AFG/projections.csv
https://raw.githubusercontent.com/mrc-ide/global-lmic-reports/master/AFG/projections.csv
https://raw.githubusercontent.com/mrc-ide/global-lmic-reports/master/AFG/projections.csv
https://raw.githubusercontent.com/mrc-ide/global-lmic-reports/master/AFG/projections.csv
https://raw.githubusercontent.com/mrc-ide/global-lmic-reports/master/AFG/projections.csv
https://raw.githubusercontent.com/mrc-ide/global-lmic-reports/master/AFG/projections.csv
https://raw.githubusercontent.com/mrc-ide/global-lmic-reports/master/AFG/projections.csv
https://raw.githubusercontent.com/mrc-ide/global-lmic-reports/master/AFG/projections.csv
https://raw.githubusercontent.com/mrc-ide/global-lmic-reports/master/AFG/projections.csv
https://raw.githubusercontent.com/mrc-ide/global-lmic-reports/master/AFG/projections.csv
https://raw.githubusercontent.com/mrc-ide/global-lmic-reports/master/AFG/projections.csv
https://raw.githubusercontent.com/mrc-ide/global-lmic-reports/master/AFG/projections.csv
https://raw.githubusercontent.com/mrc-ide/global-lmic-reports/master/AFG/projections.csv
https://raw.githubusercontent.com/mrc-ide/global-lmic-reports/master/AFG/projections.csv
https://raw.githubusercontent.com/mrc-ide/global-lmic-reports/master/AFG/projections.csv
https://raw.githubusercontent.com/mrc-ide/global-lmic-reports/master/AFG/projections.csv
https://raw.githubusercontent.com/mrc-ide/global-lmic-reports/master/AFG/projections.csv
https://raw.githubusercontent.com/mrc-ide/global-lmic-reports/master/AFG/projections.csv
https://raw.githubusercontent.com/mrc-ide/global-lmic-reports/master/AFG/projections.csv
https://raw.githubusercontent.com/mrc-ide/global-lmic-reports/master/AFG/projections.csv
https://raw.githubusercontent.com/mrc-ide/global-lmic-reports/master/AFG/projections.csv
https://raw.githubusercontent.com/mrc-ide/global-lmic-reports/master/AFG/projections.csv
https://raw.githubusercontent.com/mrc-ide/global-lmic-reports/master/AFG/projections.csv
https://raw.githubusercontent.com/mrc-ide/global-lmic-reports/master/AFG/projections.csv
https://raw.githubusercontent.com/mrc-ide/global-lmic-reports/master/AFG/projections.csv
https://raw.githubusercontent.com/mrc-ide/global-lmic-reports/master/AFG/projections.csv
https://raw.githubusercontent.com/mrc-ide/global-lmic-reports/master/AFG/projections.csv
https://raw.githubusercontent.com/mrc-ide/global-lmic-reports/master/AFG/projections.csv
https://raw.githubusercontent.com/mrc-ide/global-lmic-reports/master/AFG/projections.csv
https://raw.githubusercontent.com/mrc-ide/global-lmic-reports/master/AFG/projections.csv
https://raw.githubusercontent.com/mrc-ide/global-lmic-reports/master/AFG/projections.csv
https://raw.githubusercontent.com/mrc-ide/global-lmic-reports/master/AFG/projections.csv
https://raw.githubusercontent.com/mrc-ide/global-lmic-reports/master/AFG/projections.csv
https://raw.githubusercontent.com/mrc-ide/global-lmic-reports/master/AFG/projections.csv
https://raw.githubusercontent.com/mrc-ide/global-lmic-reports/master/AFG/projections.csv
https://raw.githubusercontent.com/mrc-ide/global-lmic-reports/master/AFG/projections.csv
https://raw.githubusercontent.com/mrc-ide/global-lmic-reports/master/AFG/projections.csv
https://raw.githubusercontent.com/mrc-ide/global-lmic-reports/master/AFG/projections.csv
https://raw.githubusercontent.com/mrc-ide/global-lmic-reports/master/AFG/projections.csv
https://raw.githubusercontent.com/mrc-ide/global-lmic-reports/master/AFG/projections.csv
https://raw.githubusercontent.com/mrc-ide/global-lmic-reports/master/AFG/projections.csv
https://raw.githubusercontent.com/mrc-ide/global-lmic-reports/master/AFG/projections.csv
https://raw.githubusercontent.com/mrc-ide/global-lmic-reports/master/AFG/projections.csv
https://raw.githubusercontent.com/mrc-ide/global-lmic-reports/master/AFG/projections.csv
https://raw.githubusercontent.com/mrc-ide/global-lmic-reports/master/AFG/projections.csv
https://raw.githubusercontent.com/mrc-ide/global-lmic-reports/master/AFG/projections.csv
https://raw.githubusercontent.com/mrc-ide/global-lmic-reports/master/AFG/projections.csv
https://raw.githubusercontent.com/mrc-ide/global-lmic-reports/master/AFG/projections.csv
https://raw.githubusercontent.com/mrc-ide/global-lmic-reports/master/AFG/projections.csv
https://raw.githubusercontent.com/mrc-ide/global-lmic-reports/master/AFG/projections.csv
https://raw.githubusercontent.com/mrc-ide/global-lmic-reports/master/AFG/projections.csv
https://raw.githubusercontent.com/mrc-ide/global-lmic-reports/master/AFG/projections.csv
https://raw.githubusercontent.com/mrc-ide/global-lmic-reports/master/AFG/projections.csv
https://raw.githubusercontent.com/mrc-ide/global-lmic-reports/master/AFG/projections.csv
https://raw.githubusercontent.com/mrc-ide/global-lmic-reports/master/AFG/projections.csv
https://raw.githubusercontent.com/mrc-ide/global-lmic-reports/master/AFG/projections.csv
https://raw.githubusercontent.com/mrc-ide/global-lmic-reports/master/AFG/projections.csv
https://raw.githubusercontent.com/mrc-ide/global-lmic-reports/master/AFG/projections.csv
https://raw.githubusercontent.com/mrc-ide/global-lmic-reports/master/AFG/projections.csv
https://raw.githubusercontent.com/mrc-ide/global-lmic-reports/master/AFG/projections.csv
https://raw.githubusercontent.com/mrc-ide/global-lmic-reports/master/AFG/projections.csv
https://raw.githubusercontent.com/mrc-ide/global-lmic-reports/master/AFG/projections.csv
https://raw.githubusercontent.com/mrc-ide/global-lmic-reports/master/AFG/projections.csv
https://raw.githubusercontent.com/mrc-ide/global-lmic-reports/master/AFG/projections.csv
https://raw.githubusercontent.com/mrc-ide/global-lmic-reports/master/AFG/projections.csv
https://raw.githubusercontent.com/mrc-ide/global-lmic-reports/master/AFG/projections.csv
https://raw.githubusercontent.com/mrc-ide/global-lmic-reports/master/AFG/projections.csv
https://raw.githubusercontent.com/mrc-ide/global-lmic-reports/master/AFG/projections.csv
https://raw.githubusercontent.com/mrc-ide/global-lmic-reports/master/AFG/projections.csv
https://raw.githubusercontent.com/mrc-ide/global-lmic-reports/master/AFG/projections.csv
https://raw.githubusercontent.com/mrc-ide/global-lmic-reports/master/AFG/projections.csv
https://raw.githubusercontent.com/mrc-ide/global-lmic-reports/master/AFG/projections.csv
https://raw.githubusercontent.com/mrc-ide/global-lmic-reports/master/AFG/projections.csv
https://raw.githubusercontent.com/mrc-ide/global-lmic-reports/master/AFG/projections.csv
https://raw.githubusercontent.com/mrc-ide/global-lmic-reports/master/AFG/projections.csv
https://raw.githubusercontent.com/mrc-ide/global-lmic-reports/master/AFG/projections.csv
https://raw.githubusercontent.com/mrc-ide/global-lmic-reports/master/AFG/projections.csv
https://raw.githubusercontent.com/mrc-ide/global-lmic-reports/master/AFG/projections.csv
https://raw.githubusercontent.com/mrc-ide/global-lmic-reports/master/AFG/projections.csv
https://raw.githubusercontent.com/mrc-ide/global-lmic-reports/master/AFG/projections.csv
https://raw.githubusercontent.com/mrc-ide/global-lmic-reports/master/AFG/projections.csv
https://raw.githubusercontent.com/mrc-ide/global-lmic-reports/master/AFG/projections.csv
https://raw.githubusercontent.com/mrc-ide/global-lmic-reports/master/AFG/projections.csv
https://raw.githubusercontent.com/mrc-ide/global-lmic-reports/master/AFG/projections.csv
https://raw.githubusercontent.com/mrc-ide/global-lmic-reports/master/AFG/projections.csv
https://raw.githubusercontent.com/mrc-ide/global-lmic-reports/master/AFG/projections.csv
https://raw.githubusercontent.com/mrc-ide/global-lmic-reports/master/AFG/projections.csv
https://raw.githubusercontent.com/mrc-ide/global-lmic-reports/master/AFG/projections.csv
https://raw.githubusercontent.com/mrc-ide/global-lmic-reports/master/AFG/projections.csv
https://raw.githubusercontent.com/mrc-ide/global-lmic-reports/master/AFG/projections.csv
https://raw.githubusercontent.com/mrc-ide/global-lmic-reports/master/AFG/projections.csv
https://raw.githubusercontent.com/mrc-ide/global-lmic-reports/master/AFG/projections.csv
https://raw.githubusercontent.com/mrc-ide/global-lmic-reports/master/AFG/projections.csv
https://raw.githubusercontent.com/mrc-ide/global-lmic-reports/master/AFG/projections.csv
https://raw.githubusercontent.com/mrc-ide/global-lmic-reports/master/AFG/projections.csv
https://raw.githubusercontent.com/mrc-ide/global-lmic-reports/master/AFG/projections.csv
https://raw.githubusercontent.com/mrc-ide/global-lmic-reports/master/AFG/projections.csv
https://raw.githubusercontent.com/mrc-ide/global-lmic-reports/master/AFG/projections.csv
https://raw.githubusercontent.com/mrc-ide/global-lmic-reports/master/AFG/projections.csv
https://raw.githubusercontent.com/mrc-ide/global-lmic-reports/master/AFG/projections.csv
https://raw.githubusercontent.com/mrc-ide/global-lmic-reports/master/AFG/projections.csv
https://raw.githubusercontent.com/mrc-ide/global-lmic-reports/master/AFG/projections.csv
https://raw.githubusercontent.com/mrc-ide/global-lmic-reports/master/AFG/projections.csv
https://raw.githubusercontent.com/mrc-ide/global-lmic-reports/master/AFG/projections.csv
https://raw.githubusercontent.com/mrc-ide/global-lmic-reports/master/AFG/projections.csv
https://raw.githubusercontent.com/mrc-ide/global-lmic-reports/master/AFG/projections.csv
https://raw.githubusercontent.com/mrc-ide/global-lmic-reports/master/AFG/projections.csv
https://raw.githubusercontent.com/mrc-ide/global-lmic-reports/master/AFG/projections.csv
https://raw.githubusercontent.com/mrc-ide/global-lmic-reports/master/AFG/projections.csv
https://raw.githubusercontent.com/mrc-ide/global-lmic-reports/master/AFG/projections.csv
https://raw.githubusercontent.com/mrc-ide/global-lmic-reports/master/AFG/projections.csv
https://raw.githubusercontent.com/mrc-ide/global-lmic-reports/master/AFG/projections.csv
https://raw.githubusercontent.com/mrc-ide/global-lmic-reports/master/AFG/projections.csv
https://raw.githubusercontent.com/mrc-ide/global-lmic-reports/master/AFG/projections.csv
https://raw.githubusercontent.com/mrc-ide/global-lmic-reports/master/AFG/projections.csv
https://raw.githubusercontent.com/mrc-ide/global-lmic-reports/master/AFG/projections.csv
https://raw.githubusercontent.com/mrc-ide/global-lmic-reports/master/AFG/projections.csv
https://raw.githubusercontent.com/mrc-ide/global-lmic-reports/master/AFG/projections.csv
https://raw.githubusercontent.com/mrc-ide/global-lmic-reports/master/AFG/projections.csv
https://raw.githubusercontent.com/mrc-ide/global-lmic-reports/master/AFG/projections.csv
https://raw.githubusercontent.com/mrc-ide/global-lmic-reports/master/AFG/projections.csv
https://raw.githubusercontent.com/mrc-ide/global-lmic-reports/master/AFG/projections.csv
https://raw.githubusercontent.com/mrc-ide/global-lmic-reports/master/AFG/projections.csv
https://raw.githubusercontent.com/mrc-ide/global-lmic-reports/master/AFG/projections.csv
https://raw.githubusercontent.com/mrc-ide/global-lmic-reports/master/AFG/projections.csv
https://raw.githubusercontent.com/mrc-ide/global-lmic-reports/master/AFG/projections.csv
https://raw.githubusercontent.com/mrc-ide/global-lmic-reports/master/AFG/projections.csv
https://raw.githubusercontent.com/mrc-ide/global-lmic-reports/master/AFG/projections.csv
https://raw.githubusercontent.com/mrc-ide/global-lmic-reports/master/AFG/projections.csv
https://raw.githubusercontent.com/mrc-ide/global-lmic-reports/master/AFG/projections.csv
https://raw.githubusercontent.com/mrc-ide/global-lmic-reports/master/AFG/projections.csv
https://raw.githubusercontent.com/mrc-ide/global-lmic-reports/master/AFG/projections.csv
https://raw.githubusercontent.com/mrc-ide/global-lmic-reports/master/AFG/projections.csv
https://raw.githubusercontent.com/mrc-ide/global-lmic-reports/master/AFG/projections.csv
https://raw.githubusercontent.com/mrc-ide/global-lmic-reports/master/AFG/projections.csv
https://raw.githubusercontent.com/mrc-ide/global-lmic-reports/master/AFG/projections.csv
https://raw.githubusercontent.com/mrc-ide/global-lmic-reports/master/AFG/projections.csv
https://raw.githubusercontent.com/mrc-ide/global-lmic-reports/master/AFG/projections.csv
https://raw.githubusercontent.com/mrc-ide/global-lmic-reports/master/AFG/projections.csv
https://raw.githubusercontent.com/mrc-ide/global-lmic-reports/master/AFG/projections.csv
https://raw.githubusercontent.com/mrc-ide/global-lmic-reports/master/AFG/projections.csv
https://raw.githubusercontent.com/mrc-ide/global-lmic-reports/master/AFG/projections.csv
https://raw.githubusercontent.com/mrc-ide/global-lmic-reports/master/AFG/projections.csv
https://raw.githubusercontent.com/mrc-ide/global-lmic-reports/master/AFG/projections.csv
https://raw.githubusercontent.com/mrc-ide/global-lmic-reports/master/AFG/projections.csv
https://raw.githubusercontent.com/mrc-ide/global-lmic-reports/master/AFG/projections.csv
https://raw.githubusercontent.com/mrc-ide/global-lmic-reports/master/AFG/projections.csv
https://raw.githubusercontent.com/mrc-ide/global-lmic-reports/master/AFG/projections.csv
https://raw.githubusercontent.com/mrc-ide/global-lmic-reports/master/AFG/projections.csv
https://raw.githubusercontent.com/mrc-ide/global-lmic-reports/master/AFG/projections.csv
https://raw.githubusercontent.com/mrc-ide/global-lmic-reports/master/AFG/projections.csv
https://raw.githubusercontent.com/mrc-ide/global-lmic-reports/master/AFG/projections.csv
https://raw.githubusercontent.com/mrc-ide/global-lmic-reports/master/AFG/projections.csv
https://raw.githubusercontent.com/mrc-ide/global-lmic-reports/master/AFG/projections.csv
https://raw.githubusercontent.com/mrc-ide/global-lmic-reports/master/AFG/projections.csv
https://raw.githubusercontent.com/mrc-ide/global-lmic-reports/master/AFG/projections.csv
https://raw.githubusercontent.com/mrc-ide/global-lmic-reports/master/AFG/projections.csv
https://raw.githubusercontent.com/mrc-ide/global-lmic-reports/master/AFG/projections.csv
https://raw.githubusercontent.com/mrc-ide/global-lmic-reports/master/AFG/projections.csv
https://raw.githubusercontent.com/mrc-ide/global-lmic-reports/master/AFG/projections.csv
https://raw.githubusercontent.com/mrc-ide/global-lmic-reports/master/AFG/projections.csv
https://raw.githubusercontent.com/mrc-ide/global-lmic-reports/master/AFG/projections.csv
https://raw.githubusercontent.com/mrc-ide/global-lmic-reports/master/AFG/projections.csv
https://raw.githubusercontent.com/mrc-ide/global-lmic-reports/master/AFG/projections.csv
https://raw.githubusercontent.com/mrc-ide/global-lmic-reports/master/AFG/projections.csv
https://raw.githubusercontent.com/mrc-ide/global-lmic-reports/master/AFG/projections.csv
https://raw.githubusercontent.com/mrc-ide/global-lmic-reports/master/AFG/projections.csv
https://raw.githubusercontent.com/mrc-ide/global-lmic-reports/master/AFG/projections.csv
https://raw.githubusercontent.com/mrc-ide/global-lmic-reports/master/AFG/projections.csv
https://raw.githubusercontent.com/mrc-ide/global-lmic-reports/master/AFG/projections.csv
https://raw.githubusercontent.com/mrc-ide/global-lmic-reports/master/AFG/projections.csv
https://raw.githubusercontent.com/mrc-ide/global-lmic-reports/master/AFG/projections.csv
https://raw.githubusercontent.com/mrc-ide/global-lmic-reports/master/AFG/projections.csv
https://raw.githubusercontent.com/mrc-ide/global-lmic-reports/master/AFG/projections.csv
https://raw.githubusercontent.com/mrc-ide/global-lmic-reports/master/AFG/projections.csv
https://raw.githubusercontent.com/mrc-ide/global-lmic-reports/master/AFG/projections.csv
https://raw.githubusercontent.com/mrc-ide/global-lmic-reports/master/AFG/projections.csv
https://raw.githubusercontent.com/mrc-ide/global-lmic-reports/master/AFG/projections.csv
https://raw.githubusercontent.com/mrc-ide/global-lmic-reports/master/AFG/projections.csv
https://raw.githubusercontent.com/mrc-ide/global-lmic-reports/master/AFG/projections.csv
https://raw.githubusercontent.com/mrc-ide/global-lmic-reports/master/AFG/projections.csv
https://raw.githubusercontent.com/mrc-ide/global-lmic-reports/master/AFG/projections.csv
https://raw.githubusercontent.com/mrc-ide/global-lmic-reports/master/AFG/projections.csv
https://raw.githubusercontent.com/mrc-ide/global-lmic-reports/master/AFG/projections.csv
https://raw.githubusercontent.com/mrc-ide/global-lmic-reports/master/AFG/projections.csv
https://raw.githubusercontent.com/mrc-ide/global-lmic-reports/master/AFG/projections.csv
https://raw.githubusercontent.com/mrc-ide/global-lmic-reports/master/AFG/projections.csv
https://raw.githubusercontent.com/mrc-ide/global-lmic-reports/master/AFG/projections.csv
https://raw.githubusercontent.com/mrc-ide/global-lmic-reports/master/AFG/projections.csv
https://raw.githubusercontent.com/mrc-ide/global-lmic-reports/master/AFG/projections.csv
https://raw.githubusercontent.com/mrc-ide/global-lmic-reports/master/AFG/projections.csv
https://raw.githubusercontent.com/mrc-ide/global-lmic-reports/master/AFG/projections.csv
https://raw.githubusercontent.com/mrc-ide/global-lmic-reports/master/AFG/projections.csv
https://raw.githubusercontent.com/mrc-ide/global-lmic-reports/master/AFG/projections.csv
https://raw.githubusercontent.com/mrc-ide/global-lmic-reports/master/AFG/projections.csv
https://raw.githubusercontent.com/mrc-ide/global-lmic-reports/master/AFG/projections.csv
https://raw.githubusercontent.com/mrc-ide/global-lmic-reports/master/AFG/projections.csv
https://raw.githubusercontent.com/mrc-ide/global-lmic-reports/master/AFG/projections.csv
https://raw.githubusercontent.com/mrc-ide/global-lmic-reports/master/AFG/projections.csv
https://raw.githubusercontent.com/mrc-ide/global-lmic-reports/master/AFG/projections.csv
https://raw.githubusercontent.com/mrc-ide/global-lmic-reports/master/AFG/projections.csv
https://raw.githubusercontent.com/mrc-ide/global-lmic-reports/master/AFG/projections.csv
https://raw.githubusercontent.com/mrc-ide/global-lmic-reports/master/AFG/projections.csv
https://raw.githubusercontent.com/mrc-ide/global-lmic-reports/master/AFG/projections.csv
https://raw.githubusercontent.com/mrc-ide/global-lmic-reports/master/AFG/projections.csv
https://raw.githubusercontent.com/mrc-ide/global-lmic-reports/master/AFG/projections.csv
https://raw.githubusercontent.com/mrc-ide/global-lmic-reports/master/AFG/projections.csv
https://raw.githubusercontent.com/mrc-ide/global-lmic-reports/master/AFG/projections.csv
https://raw.githubusercontent.com/mrc-ide/global-lmic-reports/master/AFG/projections.csv
https://raw.githubusercontent.com/mrc-ide/global-lmic-reports/master/AFG/projections.csv
https://raw.githubusercontent.com/mrc-ide/global-lmic-reports/master/AFG/projections.csv
https://raw.githubusercontent.com/mrc-ide/global-lmic-reports/master/AFG/projections.csv
https://raw.githubusercontent.com/mrc-ide/global-lmic-reports/master/AFG/projections.csv
https://raw.githubusercontent.com/mrc-ide/global-lmic-reports/master/AFG/projections.csv
https://raw.githubusercontent.com/mrc-ide/global-lmic-reports/master/AFG/projections.csv
https://raw.githubusercontent.com/mrc-ide/global-lmic-reports/master/AFG/projections.csv
https://raw.githubusercontent.com/mrc-ide/global-lmic-reports/master/AFG/projections.csv
https://raw.githubusercontent.com/mrc-ide/global-lmic-reports/master/AFG/projections.csv
https://raw.githubusercontent.com/mrc-ide/global-lmic-reports/master/AFG/projections.csv
https://raw.githubusercontent.com/mrc-ide/global-lmic-reports/master/AFG/projections.csv
https://raw.githubusercontent.com/mrc-ide/global-lmic-reports/master/AFG/projections.csv
https://raw.githubusercontent.com/mrc-ide/global-lmic-reports/master/AFG/projections.csv
https://raw.githubusercontent.com/mrc-ide/global-lmic-reports/master/AFG/projections.csv
https://raw.githubusercontent.com/mrc-ide/global-lmic-reports/master/AFG/projections.csv
https://raw.githubusercontent.com/mrc-ide/global-lmic-reports/master/AFG/projections.csv
https://raw.githubusercontent.com/mrc-ide/global-lmic-reports/master/AFG/projections.csv
https://raw.githubusercontent.com/mrc-ide/global-lmic-reports/master/AFG/projections.csv
https://raw.githubusercontent.com/mrc-ide/global-lmic-reports/master/AFG/projections.csv
https://raw.githubusercontent.com/mrc-ide/global-lmic-reports/master/AFG/projections.csv
https://raw.githubusercontent.com/mrc-ide/global-lmic-reports/master/AFG/projections.csv
https://raw.githubusercontent.com/mrc-ide/global-lmic-reports/master/AFG/projections.csv
https://raw.githubusercontent.com/mrc-ide/global-lmic-reports/master/AFG/projections.csv
https://raw.githubusercontent.com/mrc-ide/global-lmic-reports/master/AFG/projections.csv
https://raw.githubusercontent.com/mrc-ide/global-lmic-reports/master/AFG/projections.csv
https://raw.githubusercontent.com/mrc-ide/global-lmic-reports/master/AFG/projections.csv
https://raw.githubusercontent.com/mrc-ide/global-lmic-reports/master/AFG/projections.csv
https://raw.githubusercontent.com/mrc-ide/global-lmic-reports/master/AFG/projections.csv
https://raw.githubusercontent.com/mrc-ide/global-lmic-reports/master/AFG/projections.csv
https://raw.githubusercontent.com/mrc-ide/global-lmic-reports/master/AFG/projections.csv
https://raw.githubusercontent.com/mrc-ide/global-lmic-reports/master/AFG/projections.csv
https://raw.githubusercontent.com/mrc-ide/global-lmic-reports/master/AFG/projections.csv
https://raw.githubusercontent.com/mrc-ide/global-lmic-reports/master/AFG/projections.csv
https://raw.githubusercontent.com/mrc-ide/global-lmic-reports/master/AFG/projections.csv
https://raw.githubusercontent.com/mrc-ide/global-lmic-reports/master/AFG/projections.csv
https://raw.githubusercontent.com/mrc-ide/global-lmic-reports/master/AFG/projections.csv
https://raw.githubusercontent.com/mrc-ide/global-lmic-reports/master/AFG/projections.csv
https://raw.githubusercontent.com/mrc-ide/global-lmic-reports/master/AFG/projections.csv
https://raw.githubusercontent.com/mrc-ide/global-lmic-reports/master/AFG/projections.csv
https://raw.githubusercontent.com/mrc-ide/global-lmic-reports/master/AFG/projections.csv
https://raw.githubusercontent.com/mrc-ide/global-lmic-reports/master/AFG/projections.csv
https://raw.githubusercontent.com/mrc-ide/global-lmic-reports/master/AFG/projections.csv
https://raw.githubusercontent.com/mrc-ide/global-lmic-reports/master/AFG/projections.csv
https://raw.githubusercontent.com/mrc-ide/global-lmic-reports/master/AFG/projections.csv
https://raw.githubusercontent.com/mrc-ide/global-lmic-reports/master/AFG/projections.csv
https://raw.githubusercontent.com/mrc-ide/global-lmic-reports/master/AFG/projections.csv
https://raw.githubusercontent.com/mrc-ide/global-lmic-reports/master/AFG/projections.csv
https://raw.githubusercontent.com/mrc-ide/global-lmic-reports/master/AFG/projections.csv
https://raw.githubusercontent.com/mrc-ide/global-lmic-reports/master/AFG/projections.csv
https://raw.githubusercontent.com/mrc-ide/global-lmic-reports/master/AFG/projections.csv
https://raw.githubusercontent.com/mrc-ide/global-lmic-reports/master/AFG/projections.csv
https://raw.githubusercontent.com/mrc-ide/global-lmic-reports/master/AFG/projections.csv
https://raw.githubusercontent.com/mrc-ide/global-lmic-reports/master/AFG/projections.csv
https://raw.githubusercontent.com/mrc-ide/global-lmic-reports/master/AFG/projections.csv
https://raw.githubusercontent.com/mrc-ide/global-lmic-reports/master/AFG/projections.csv
https://raw.githubusercontent.com/mrc-ide/global-lmic-reports/master/AFG/projections.csv
https://raw.githubusercontent.com/mrc-ide/global-lmic-reports/master/AFG/projections.csv
https://raw.githubusercontent.com/mrc-ide/global-lmic-reports/master/AFG/projections.csv
https://raw.githubusercontent.com/mrc-ide/global-lmic-reports/master/AFG/projections.csv
https://raw.githubusercontent.com/mrc-ide/global-lmic-reports/master/AFG/projections.csv
https://raw.githubusercontent.com/mrc-ide/global-lmic-reports/master/AFG/projections.csv
https://raw.githubusercontent.com/mrc-ide/global-lmic-reports/master/AFG/projections.csv
https://raw.githubusercontent.com/mrc-ide/global-lmic-reports/master/AFG/projections.csv
https://raw.githubusercontent.com/mrc-ide/global-lmic-reports/master/AFG/projections.csv
https://raw.githubusercontent.com/mrc-ide/global-lmic-reports/master/AFG/projections.csv
https://raw.githubusercontent.com/mrc-ide/global-lmic-reports/master/AFG/projections.csv
https://raw.githubusercontent.com/mrc-ide/global-lmic-reports/master/AFG/projections.csv
https://raw.githubusercontent.com/mrc-ide/global-lmic-reports/master/AFG/projections.csv
https://raw.githubusercontent.com/mrc-ide/global-lmic-reports/master/AFG/projections.csv
https://raw.githubusercontent.com/mrc-ide/global-lmic-reports/master/AFG/projections.csv
https://raw.githubusercontent.com/mrc-ide/global-lmic-reports/master/AFG/projections.csv
https://raw.githubusercontent.com/mrc-ide/global-lmic-reports/master/AFG/projections.csv
https://raw.githubusercontent.com/mrc-ide/global-lmic-reports/master/AFG/projections.csv
https://raw.githubusercontent.com/mrc-ide/global-lmic-reports/master/AFG/projections.csv
https://raw.githubusercontent.com/mrc-ide/global-lmic-reports/master/AFG/projections.csv
https://raw.githubusercontent.com/mrc-ide/global-lmic-reports/master/AFG/projections.csv
https://raw.githubusercontent.com/mrc-ide/global-lmic-reports/master/AFG/projections.csv
https://raw.githubusercontent.com/mrc-ide/global-lmic-reports/master/AFG/projections.csv
https://raw.githubusercontent.com/mrc-ide/global-lmic-reports/master/AFG/projections.csv
https://raw.githubusercontent.com/mrc-ide/global-lmic-reports/master/AFG/projections.csv
https://raw.githubusercontent.com/mrc-ide/global-lmic-reports/master/AFG/projections.csv
https://raw.githubusercontent.com/mrc-ide/global-lmic-reports/master/AFG/projections.csv
https://raw.githubusercontent.com/mrc-ide/global-lmic-reports/master/AFG/projections.csv
https://raw.githubusercontent.com/mrc-ide/global-lmic-reports/master/AFG/projections.csv
https://raw.githubusercontent.com/mrc-ide/global-lmic-reports/master/AFG/projections.csv
https://raw.githubusercontent.com/mrc-ide/global-lmic-reports/master/AFG/projections.csv
https://raw.githubusercontent.com/mrc-ide/global-lmic-reports/master/AFG/projections.csv
https://raw.githubusercontent.com/mrc-ide/global-lmic-reports/master/AFG/projections.csv
https://raw.githubusercontent.com/mrc-ide/global-lmic-reports/master/AFG/projections.csv
https://raw.githubusercontent.com/mrc-ide/global-lmic-reports/master/AFG/projections.csv
https://raw.githubusercontent.com/mrc-ide/global-lmic-reports/master/AFG/projections.csv
https://raw.githubusercontent.com/mrc-ide/global-lmic-reports/master/AFG/projections.csv
https://raw.githubusercontent.com/mrc-ide/global-lmic-reports/master/AFG/projections.csv
https://raw.githubusercontent.com/mrc-ide/global-lmic-reports/master/AFG/projections.csv
https://raw.githubusercontent.com/mrc-ide/global-lmic-reports/master/AFG/projections.csv
https://raw.githubusercontent.com/mrc-ide/global-lmic-reports/master/AFG/projections.csv
https://raw.githubusercontent.com/mrc-ide/global-lmic-reports/master/AFG/projections.csv
https://raw.githubusercontent.com/mrc-ide/global-lmic-reports/master/AFG/projections.csv
https://raw.githubusercontent.com/mrc-ide/global-lmic-reports/master/AFG/projections.csv
https://raw.githubusercontent.com/mrc-ide/global-lmic-reports/master/AFG/projections.csv
https://raw.githubusercontent.com/mrc-ide/global-lmic-reports/master/AFG/projections.csv
https://raw.githubusercontent.com/mrc-ide/global-lmic-reports/master/AFG/projections.csv
https://raw.githubusercontent.com/mrc-ide/global-lmic-reports/master/AFG/projections.csv
https://raw.githubusercontent.com/mrc-ide/global-lmic-reports/master/AFG/projections.csv
https://raw.githubusercontent.com/mrc-ide/global-lmic-reports/master/AFG/projections.csv
https://raw.githubusercontent.com/mrc-ide/global-lmic-reports/master/AFG/projections.csv
https://raw.githubusercontent.com/mrc-ide/global-lmic-reports/master/AFG/projections.csv
https://raw.githubusercontent.com/mrc-ide/global-lmic-reports/master/AFG/projections.csv
https://raw.githubusercontent.com/mrc-ide/global-lmic-reports/master/AFG/projections.csv
https://raw.githubusercontent.com/mrc-ide/global-lmic-reports/master/AFG/projections.csv
https://raw.githubusercontent.com/mrc-ide/global-lmic-reports/master/AFG/projections.csv
https://raw.githubusercontent.com/mrc-ide/global-lmic-reports/master/AFG/projections.csv
https://raw.githubusercontent.com/mrc-ide/global-lmic-reports/master/AFG/projections.csv
https://raw.githubusercontent.com/mrc-ide/global-lmic-reports/master/AFG/projections.csv
https://raw.githubusercontent.com/mrc-ide/global-lmic-reports/master/AFG/projections.csv
https://raw.githubusercontent.com/mrc-ide/global-lmic-reports/master/AFG/projections.csv
https://raw.githubusercontent.com/mrc-ide/global-lmic-reports/master/AFG/projections.csv
https://raw.githubusercontent.com/mrc-ide/global-lmic-reports/master/AFG/projections.csv
https://raw.githubusercontent.com/mrc-ide/global-lmic-reports/master/AFG/projections.csv
https://raw.githubusercontent.com/mrc-ide/global-lmic-reports/master/AFG/projections.csv
https://raw.githubusercontent.com/mrc-ide/global-lmic-reports/master/AFG/projections.csv
https://raw.githubusercontent.com/mrc-ide/global-lmic-reports/master/AFG/projections.csv
https://raw.githubusercontent.com/mrc-ide/global-lmic-reports/master/AFG/projections.csv
https://raw.githubusercontent.com/mrc-ide/global-lmic-reports/master/AFG/projections.csv
https://raw.githubusercontent.com/mrc-ide/global-lmic-reports/master/AFG/projections.csv
https://raw.githubusercontent.com/mrc-ide/global-lmic-reports/master/AFG/projections.csv
https://raw.githubusercontent.com/mrc-ide/global-lmic-reports/master/AFG/projections.csv
https://raw.githubusercontent.com/mrc-ide/global-lmic-reports/master/AFG/projections.csv
https://raw.githubusercontent.com/mrc-ide/global-lmic-reports/master/AFG/projections.csv
https://raw.githubusercontent.com/mrc-ide/global-lmic-reports/master/AFG/projections.csv
https://raw.githubusercontent.com/mrc-ide/global-lmic-reports/master/AFG/projections.csv
https://raw.githubusercontent.com/mrc-ide/global-lmic-reports/master/AFG/projections.csv
https://raw.githubusercontent.com/mrc-ide/global-lmic-reports/master/AFG/projections.csv
https://raw.githubusercontent.com/mrc-ide/global-lmic-reports/master/AFG/projections.csv
https://raw.githubusercontent.com/mrc-ide/global-lmic-reports/master/AFG/projections.csv
https://raw.githubusercontent.com/mrc-ide/global-lmic-reports/master/AFG/projections.csv
https://raw.githubusercontent.com/mrc-ide/global-lmic-reports/master/AFG/projections.csv
https://raw.githubusercontent.com/mrc-ide/global-lmic-reports/master/AFG/projections.csv
https://raw.githubusercontent.com/mrc-ide/global-lmic-reports/master/AFG/projections.csv
https://raw.githubusercontent.com/mrc-ide/global-lmic-reports/master/AFG/projections.csv
https://raw.githubusercontent.com/mrc-ide/global-lmic-reports/master/AFG/projections.csv
https://raw.githubusercontent.com/mrc-ide/global-lmic-reports/master/AFG/projections.csv
https://raw.githubusercontent.com/mrc-ide/global-lmic-reports/master/AFG/projections.csv
https://raw.githubusercontent.com/mrc-ide/global-lmic-reports/master/AFG/projections.csv
https://raw.githubusercontent.com/mrc-ide/global-lmic-reports/master/AFG/projections.csv
https://raw.githubusercontent.com/mrc-ide/global-lmic-reports/master/AFG/projections.csv
https://raw.githubusercontent.com/mrc-ide/global-lmic-reports/master/AFG/projections.csv
https://raw.githubusercontent.com/mrc-ide/global-lmic-reports/master/AFG/projections.csv
https://raw.githubusercontent.com/mrc-ide/global-lmic-reports/master/AFG/projections.csv
https://raw.githubusercontent.com/mrc-ide/global-lmic-reports/master/AFG/projections.csv
https://raw.githubusercontent.com/mrc-ide/global-lmic-reports/master/AFG/projections.csv
https://raw.githubusercontent.com/mrc-ide/global-lmic-reports/master/AFG/projections.csv
https://raw.githubusercontent.com/mrc-ide/global-lmic-reports/master/AFG/projections.csv
https://raw.githubusercontent.com/mrc-ide/global-lmic-reports/master/AFG/projections.csv
https://raw.githubusercontent.com/mrc-ide/global-lmic-reports/master/AFG/projections.csv
https://raw.githubusercontent.com/mrc-ide/global-lmic-reports/master/AFG/projections.csv
https://raw.githubusercontent.com/mrc-ide/global-lmic-reports/master/AFG/projections.csv
https://raw.githubusercontent.com/mrc-ide/global-lmic-reports/master/AFG/projections.csv
https://raw.githubusercontent.com/mrc-ide/global-lmic-reports/master/AFG/projections.csv
https://raw.githubusercontent.com/mrc-ide/global-lmic-reports/master/AFG/projections.csv
https://raw.githubusercontent.com/mrc-ide/global-lmic-reports/master/AFG/projections.csv
https://raw.githubusercontent.com/mrc-ide/global-lmic-reports/master/AFG/projections.csv
https://raw.githubusercontent.com/mrc-ide/global-lmic-reports/master/AFG/projections.csv
https://raw.githubusercontent.com/mrc-ide/global-lmic-reports/master/AFG/projections.csv
https://raw.githubusercontent.com/mrc-ide/global-lmic-reports/master/AFG/projections.csv
https://raw.githubusercontent.com/mrc-ide/global-lmic-reports/master/AFG/projections.csv
https://raw.githubusercontent.com/mrc-ide/global-lmic-reports/master/AFG/projections.csv
https://raw.githubusercontent.com/mrc-ide/global-lmic-reports/master/AFG/projections.csv
https://raw.githubusercontent.com/mrc-ide/global-lmic-reports/master/AFG/projections.csv
https://raw.githubusercontent.com/mrc-ide/global-lmic-reports/master/AFG/projections.csv
https://raw.githubusercontent.com/mrc-ide/global-lmic-reports/master/AFG/projections.csv
https://raw.githubusercontent.com/mrc-ide/global-lmic-reports/master/AFG/projections.csv
https://raw.githubusercontent.com/mrc-ide/global-lmic-reports/master/AFG/projections.csv
https://raw.githubusercontent.com/mrc-ide/global-lmic-reports/master/AFG/projections.csv
https://raw.githubusercontent.com/mrc-ide/global-lmic-reports/master/AFG/projections.csv
https://raw.githubusercontent.com/mrc-ide/global-lmic-reports/master/AFG/projections.csv
https://raw.githubusercontent.com/mrc-ide/global-lmic-reports/master/AFG/projections.csv
https://raw.githubusercontent.com/mrc-ide/global-lmic-reports/master/AFG/projections.csv
https://raw.githubusercontent.com/mrc-ide/global-lmic-reports/master/AFG/projections.csv
https://raw.githubusercontent.com/mrc-ide/global-lmic-reports/master/AFG/projections.csv
https://raw.githubusercontent.com/mrc-ide/global-lmic-reports/master/AFG/projections.csv
https://raw.githubusercontent.com/mrc-ide/global-lmic-reports/master/AFG/projections.csv
https://raw.githubusercontent.com/mrc-ide/global-lmic-reports/master/AFG/projections.csv
https://raw.githubusercontent.com/mrc-ide/global-lmic-reports/master/AFG/projections.csv
https://raw.githubusercontent.com/mrc-ide/global-lmic-reports/master/AFG/projections.csv
https://raw.githubusercontent.com/mrc-ide/global-lmic-reports/master/AFG/projections.csv
https://raw.githubusercontent.com/mrc-ide/global-lmic-reports/master/AFG/projections.csv
https://raw.githubusercontent.com/mrc-ide/global-lmic-reports/master/AFG/projections.csv
https://raw.githubusercontent.com/mrc-ide/global-lmic-reports/master/AFG/projections.csv
https://raw.githubusercontent.com/mrc-ide/global-lmic-reports/master/AFG/projections.csv
https://raw.githubusercontent.com/mrc-ide/global-lmic-reports/master/AFG/projections.csv
https://raw.githubusercontent.com/mrc-ide/global-lmic-reports/master/AFG/projections.csv
https://raw.githubusercontent.com/mrc-ide/global-lmic-reports/master/AFG/projections.csv
https://raw.githubusercontent.com/mrc-ide/global-lmic-reports/master/AFG/projections.csv
https://raw.githubusercontent.com/mrc-ide/global-lmic-reports/master/AFG/projections.csv
https://raw.githubusercontent.com/mrc-ide/global-lmic-reports/master/AFG/projections.csv
https://raw.githubusercontent.com/mrc-ide/global-lmic-reports/master/AFG/projections.csv
https://raw.githubusercontent.com/mrc-ide/global-lmic-reports/master/AFG/projections.csv
https://raw.githubusercontent.com/mrc-ide/global-lmic-reports/master/AFG/projections.csv
https://raw.githubusercontent.com/mrc-ide/global-lmic-reports/master/AFG/projections.csv
https://raw.githubusercontent.com/mrc-ide/global-lmic-reports/master/AFG/projections.csv
https://raw.githubusercontent.com/mrc-ide/global-lmic-reports/master/AFG/projections.csv
https://raw.githubusercontent.com/mrc-ide/global-lmic-reports/master/AFG/projections.csv
https://raw.githubusercontent.com/mrc-ide/global-lmic-reports/master/AFG/projections.csv
https://raw.githubusercontent.com/mrc-ide/global-lmic-reports/master/AFG/projections.csv
https://raw.githubusercontent.com/mrc-ide/global-lmic-reports/master/AFG/projections.csv
https://raw.githubusercontent.com/mrc-ide/global-lmic-reports/master/AFG/projections.csv
https://raw.githubusercontent.com/mrc-ide/global-lmic-reports/master/AFG/projections.csv
https://raw.githubusercontent.com/mrc-ide/global-lmic-reports/master/AFG/projections.csv
https://raw.githubusercontent.com/mrc-ide/global-lmic-reports/master/AFG/projections.csv
https://raw.githubusercontent.com/mrc-ide/global-lmic-reports/master/AFG/projections.csv
https://raw.githubusercontent.com/mrc-ide/global-lmic-reports/master/AFG/projections.csv
https://raw.githubusercontent.com/mrc-ide/global-lmic-reports/master/AFG/projections.csv
https://raw.githubusercontent.com/mrc-ide/global-lmic-reports/master/AFG/projections.csv
https://raw.githubusercontent.com/mrc-ide/global-lmic-reports/master/AFG/projections.csv
https://raw.githubusercontent.com/mrc-ide/global-lmic-reports/master/AFG/projections.csv
https://raw.githubusercontent.com/mrc-ide/global-lmic-reports/master/AFG/projections.csv
https://raw.githubusercontent.com/mrc-ide/global-lmic-reports/master/AFG/projections.csv
https://raw.githubusercontent.com/mrc-ide/global-lmic-reports/master/AFG/projections.csv
https://raw.githubusercontent.com/mrc-ide/global-lmic-reports/master/AFG/projections.csv
https://raw.githubusercontent.com/mrc-ide/global-lmic-reports/master/AFG/projections.csv
https://raw.githubusercontent.com/mrc-ide/global-lmic-reports/master/AFG/projections.csv
https://raw.githubusercontent.com/mrc-ide/global-lmic-reports/master/AFG/projections.csv
https://raw.githubusercontent.com/mrc-ide/global-lmic-reports/master/AFG/projections.csv
https://raw.githubusercontent.com/mrc-ide/global-lmic-reports/master/AFG/projections.csv
https://raw.githubusercontent.com/mrc-ide/global-lmic-reports/master/AFG/projections.csv
https://raw.githubusercontent.com/mrc-ide/global-lmic-reports/master/AFG/projections.csv
https://raw.githubusercontent.com/mrc-ide/global-lmic-reports/master/AFG/projections.csv
https://raw.githubusercontent.com/mrc-ide/global-lmic-reports/master/AFG/projections.csv
https://raw.githubusercontent.com/mrc-ide/global-lmic-reports/master/AFG/projections.csv
https://raw.githubusercontent.com/mrc-ide/global-lmic-reports/master/AFG/projections.csv
https://raw.githubusercontent.com/mrc-ide/global-lmic-reports/master/AFG/projections.csv
https://raw.githubusercontent.com/mrc-ide/global-lmic-reports/master/AFG/projections.csv
https://raw.githubusercontent.com/mrc-ide/global-lmic-reports/master/AFG/projections.csv
https://raw.githubusercontent.com/mrc-ide/global-lmic-reports/master/AFG/projections.csv
https://raw.githubusercontent.com/mrc-ide/global-lmic-reports/master/AFG/projections.csv
https://raw.githubusercontent.com/mrc-ide/global-lmic-reports/master/AFG/projections.csv
https://raw.githubusercontent.com/mrc-ide/global-lmic-reports/master/AFG/projections.csv
https://raw.githubusercontent.com/mrc-ide/global-lmic-reports/master/AFG/projections.csv
https://raw.githubusercontent.com/mrc-ide/global-lmic-reports/master/AFG/projections.csv
https://raw.githubusercontent.com/mrc-ide/global-lmic-reports/master/AFG/projections.csv
https://raw.githubusercontent.com/mrc-ide/global-lmic-reports/master/AFG/projections.csv
https://raw.githubusercontent.com/mrc-ide/global-lmic-reports/master/AFG/projections.csv
https://raw.githubusercontent.com/mrc-ide/global-lmic-reports/master/AFG/projections.csv
https://raw.githubusercontent.com/mrc-ide/global-lmic-reports/master/AFG/projections.csv
https://raw.githubusercontent.com/mrc-ide/global-lmic-reports/master/AFG/projections.csv
https://raw.githubusercontent.com/mrc-ide/global-lmic-reports/master/AFG/projections.csv
https://raw.githubusercontent.com/mrc-ide/global-lmic-reports/master/AFG/projections.csv
https://raw.githubusercontent.com/mrc-ide/global-lmic-reports/master/AFG/projections.csv
https://raw.githubusercontent.com/mrc-ide/global-lmic-reports/master/AFG/projections.csv
https://raw.githubusercontent.com/mrc-ide/global-lmic-reports/master/AFG/projections.csv
https://raw.githubusercontent.com/mrc-ide/global-lmic-reports/master/AFG/projections.csv
https://raw.githubusercontent.com/mrc-ide/global-lmic-reports/master/AFG/projections.csv
https://raw.githubusercontent.com/mrc-ide/global-lmic-reports/master/AFG/projections.csv
https://raw.githubusercontent.com/mrc-ide/global-lmic-reports/master/AFG/projections.csv
https://raw.githubusercontent.com/mrc-ide/global-lmic-reports/master/AFG/projections.csv
https://raw.githubusercontent.com/mrc-ide/global-lmic-reports/master/AFG/projections.csv
https://raw.githubusercontent.com/mrc-ide/global-lmic-reports/master/AFG/projections.csv
https://raw.githubusercontent.com/mrc-ide/global-lmic-reports/master/AFG/projections.csv
https://raw.githubusercontent.com/mrc-ide/global-lmic-reports/master/AFG/projections.csv
https://raw.githubusercontent.com/mrc-ide/global-lmic-reports/master/AFG/projections.csv
https://raw.githubusercontent.com/mrc-ide/global-lmic-reports/master/AFG/projections.csv
https://raw.githubusercontent.com/mrc-ide/global-lmic-reports/master/AFG/projections.csv
https://raw.githubusercontent.com/mrc-ide/global-lmic-reports/master/AFG/projections.csv
https://raw.githubusercontent.com/mrc-ide/global-lmic-reports/master/AFG/projections.csv
https://raw.githubusercontent.com/mrc-ide/global-lmic-reports/master/AFG/projections.csv
https://raw.githubusercontent.com/mrc-ide/global-lmic-reports/master/AFG/projections.csv
https://raw.githubusercontent.com/mrc-ide/global-lmic-reports/master/AFG/projections.csv
https://raw.githubusercontent.com/mrc-ide/global-lmic-reports/master/AFG/projections.csv
https://raw.githubusercontent.com/mrc-ide/global-lmic-reports/master/AFG/projections.csv
https://raw.githubusercontent.com/mrc-ide/global-lmic-reports/master/AFG/projections.csv
https://raw.githubusercontent.com/mrc-ide/global-lmic-reports/master/AFG/projections.csv
https://raw.githubusercontent.com/mrc-ide/global-lmic-reports/master/AFG/projections.csv
https://raw.githubusercontent.com/mrc-ide/global-lmic-reports/master/AFG/projections.csv
https://raw.githubusercontent.com/mrc-ide/global-lmic-reports/master/AFG/projections.csv
https://raw.githubusercontent.com/mrc-ide/global-lmic-reports/master/AFG/projections.csv
https://raw.githubusercontent.com/mrc-ide/global-lmic-reports/master/AFG/projections.csv
https://raw.githubusercontent.com/mrc-ide/global-lmic-reports/master/AFG/projections.csv
https://raw.githubusercontent.com/mrc-ide/global-lmic-reports/master/AFG/projections.csv
https://raw.githubusercontent.com/mrc-ide/global-lmic-reports/master/AFG/projections.csv
https://raw.githubusercontent.com/mrc-ide/global-lmic-reports/master/AFG/projections.csv
https://raw.githubusercontent.com/mrc-ide/global-lmic-reports/master/AFG/projections.csv
https://raw.githubusercontent.com/mrc-ide/global-lmic-reports/master/AFG/projections.csv
https://raw.githubusercontent.com/mrc-ide/global-lmic-reports/master/AFG/projections.csv
https://raw.githubusercontent.com/mrc-ide/global-lmic-reports/master/AFG/projections.csv
https://raw.githubusercontent.com/mrc-ide/global-lmic-reports/master/AFG/projections.csv
https://raw.githubusercontent.com/mrc-ide/global-lmic-reports/master/AFG/projections.csv
https://raw.githubusercontent.com/mrc-ide/global-lmic-reports/master/AFG/projections.csv
https://raw.githubusercontent.com/mrc-ide/global-lmic-reports/master/AFG/projections.csv
https://raw.githubusercontent.com/mrc-ide/global-lmic-reports/master/AFG/projections.csv
https://raw.githubusercontent.com/mrc-ide/global-lmic-reports/master/AFG/projections.csv
https://raw.githubusercontent.com/mrc-ide/global-lmic-reports/master/AFG/projections.csv
https://raw.githubusercontent.com/mrc-ide/global-lmic-reports/master/AFG/projections.csv
https://raw.githubusercontent.com/mrc-ide/global-lmic-reports/master/AFG/projections.csv
https://raw.githubusercontent.com/mrc-ide/global-lmic-reports/master/AFG/projections.csv
https://raw.githubusercontent.com/mrc-ide/global-lmic-reports/master/AFG/projections.csv
https://raw.githubusercontent.com/mrc-ide/global-lmic-reports/master/AFG/projections.csv
https://raw.githubusercontent.com/mrc-ide/global-lmic-reports/master/AFG/projections.csv
https://raw.githubusercontent.com/mrc-ide/global-lmic-reports/master/AFG/projections.csv
https://raw.githubusercontent.com/mrc-ide/global-lmic-reports/master/AFG/projections.csv
https://raw.githubusercontent.com/mrc-ide/global-lmic-reports/master/AFG/projections.csv
https://raw.githubusercontent.com/mrc-ide/global-lmic-reports/master/AFG/projections.csv
https://raw.githubusercontent.com/mrc-ide/global-lmic-reports/master/AFG/projections.csv
https://raw.githubusercontent.com/mrc-ide/global-lmic-reports/master/AFG/projections.csv
https://raw.githubusercontent.com/mrc-ide/global-lmic-reports/master/AFG/projections.csv
https://raw.githubusercontent.com/mrc-ide/global-lmic-reports/master/AFG/projections.csv
https://raw.githubusercontent.com/mrc-ide/global-lmic-reports/master/AFG/projections.csv
https://raw.githubusercontent.com/mrc-ide/global-lmic-reports/master/AFG/projections.csv
https://raw.githubusercontent.com/mrc-ide/global-lmic-reports/master/AFG/projections.csv
https://raw.githubusercontent.com/mrc-ide/global-lmic-reports/master/AFG/projections.csv
https://raw.githubusercontent.com/mrc-ide/global-lmic-reports/master/AFG/projections.csv
https://raw.githubusercontent.com/mrc-ide/global-lmic-reports/master/AFG/projections.csv
https://raw.githubusercontent.com/mrc-ide/global-lmic-reports/master/AFG/projections.csv
https://raw.githubusercontent.com/mrc-ide/global-lmic-reports/master/AFG/projections.csv
https://raw.githubusercontent.com/mrc-ide/global-lmic-reports/master/AFG/projections.csv
https://raw.githubusercontent.com/mrc-ide/global-lmic-reports/master/AFG/projections.csv
https://raw.githubusercontent.com/mrc-ide/global-lmic-reports/master/AFG/projections.csv
https://raw.githubusercontent.com/mrc-ide/global-lmic-reports/master/AFG/projections.csv
https://raw.githubusercontent.com/mrc-ide/global-lmic-reports/master/AFG/projections.csv
https://raw.githubusercontent.com/mrc-ide/global-lmic-reports/master/AFG/projections.csv
https://raw.githubusercontent.com/mrc-ide/global-lmic-reports/master/AFG/projections.csv
https://raw.githubusercontent.com/mrc-ide/global-lmic-reports/master/AFG/projections.csv
https://raw.githubusercontent.com/mrc-ide/global-lmic-reports/master/AFG/projections.csv
https://raw.githubusercontent.com/mrc-ide/global-lmic-reports/master/AFG/projections.csv
https://raw.githubusercontent.com/mrc-ide/global-lmic-reports/master/AFG/projections.csv
https://raw.githubusercontent.com/mrc-ide/global-lmic-reports/master/AFG/projections.csv
https://raw.githubusercontent.com/mrc-ide/global-lmic-reports/master/AFG/projections.csv
https://raw.githubusercontent.com/mrc-ide/global-lmic-reports/master/AFG/projections.csv
https://raw.githubusercontent.com/mrc-ide/global-lmic-reports/master/AFG/projections.csv
https://raw.githubusercontent.com/mrc-ide/global-lmic-reports/master/AFG/projections.csv
https://raw.githubusercontent.com/mrc-ide/global-lmic-reports/master/AFG/projections.csv
https://raw.githubusercontent.com/mrc-ide/global-lmic-reports/master/AFG/projections.csv
https://raw.githubusercontent.com/mrc-ide/global-lmic-reports/master/AFG/projections.csv
https://raw.githubusercontent.com/mrc-ide/global-lmic-reports/master/AFG/projections.csv
https://raw.githubusercontent.com/mrc-ide/global-lmic-reports/master/AFG/projections.csv
https://raw.githubusercontent.com/mrc-ide/global-lmic-reports/master/AFG/projections.csv
https://raw.githubusercontent.com/mrc-ide/global-lmic-reports/master/AFG/projections.csv
https://raw.githubusercontent.com/mrc-ide/global-lmic-reports/master/AFG/projections.csv
https://raw.githubusercontent.com/mrc-ide/global-lmic-reports/master/AFG/projections.csv
https://raw.githubusercontent.com/mrc-ide/global-lmic-reports/master/AFG/projections.csv
https://raw.githubusercontent.com/mrc-ide/global-lmic-reports/master/AFG/projections.csv
https://raw.githubusercontent.com/mrc-ide/global-lmic-reports/master/AFG/projections.csv
https://raw.githubusercontent.com/mrc-ide/global-lmic-reports/master/AFG/projections.csv
https://raw.githubusercontent.com/mrc-ide/global-lmic-reports/master/AFG/projections.csv
https://raw.githubusercontent.com/mrc-ide/global-lmic-reports/master/AFG/projections.csv
https://raw.githubusercontent.com/mrc-ide/global-lmic-reports/master/AFG/projections.csv
https://raw.githubusercontent.com/mrc-ide/global-lmic-reports/master/AFG/projections.csv
https://raw.githubusercontent.com/mrc-ide/global-lmic-reports/master/AFG/projections.csv
https://raw.githubusercontent.com/mrc-ide/global-lmic-reports/master/AFG/projections.csv
https://raw.githubusercontent.com/mrc-ide/global-lmic-reports/master/AFG/projections.csv
https://raw.githubusercontent.com/mrc-ide/global-lmic-reports/master/AFG/projections.csv
https://raw.githubusercontent.com/mrc-ide/global-lmic-reports/master/AFG/projections.csv
https://raw.githubusercontent.com/mrc-ide/global-lmic-reports/master/AFG/projections.csv
https://raw.githubusercontent.com/mrc-ide/global-lmic-reports/master/AFG/projections.csv
https://raw.githubusercontent.com/mrc-ide/global-lmic-reports/master/AFG/projections.csv
https://raw.githubusercontent.com/mrc-ide/global-lmic-reports/master/AFG/projections.csv
https://raw.githubusercontent.com/mrc-ide/global-lmic-reports/master/AFG/projections.csv
https://raw.githubusercontent.com/mrc-ide/global-lmic-reports/master/AFG/projections.csv
https://raw.githubusercontent.com/mrc-ide/global-lmic-reports/master/AFG/projections.csv
https://raw.githubusercontent.com/mrc-ide/global-lmic-reports/master/AFG/projections.csv
https://raw.githubusercontent.com/mrc-ide/global-lmic-reports/master/AFG/projections.csv
https://raw.githubusercontent.com/mrc-ide/global-lmic-reports/master/AFG/projections.csv
https://raw.githubusercontent.com/mrc-ide/global-lmic-reports/master/AFG/projections.csv
https://raw.githubusercontent.com/mrc-ide/global-lmic-reports/master/AFG/projections.csv
https://raw.githubusercontent.com/mrc-ide/global-lmic-reports/master/AFG/projections.csv
https://raw.githubusercontent.com/mrc-ide/global-lmic-reports/master/AFG/projections.csv
https://raw.githubusercontent.com/mrc-ide/global-lmic-reports/master/AFG/projections.csv
https://raw.githubusercontent.com/mrc-ide/global-lmic-reports/master/AFG/projections.csv
https://raw.githubusercontent.com/mrc-ide/global-lmic-reports/master/AFG/projections.csv
https://raw.githubusercontent.com/mrc-ide/global-lmic-reports/master/AFG/projections.csv
https://raw.githubusercontent.com/mrc-ide/global-lmic-reports/master/AFG/projections.csv
https://raw.githubusercontent.com/mrc-ide/global-lmic-reports/master/AFG/projections.csv
https://raw.githubusercontent.com/mrc-ide/global-lmic-reports/master/AFG/projections.csv
https://raw.githubusercontent.com/mrc-ide/global-lmic-reports/master/AFG/projections.csv
https://raw.githubusercontent.com/mrc-ide/global-lmic-reports/master/AFG/projections.csv
https://raw.githubusercontent.com/mrc-ide/global-lmic-reports/master/AFG/projections.csv
https://raw.githubusercontent.com/mrc-ide/global-lmic-reports/master/AFG/projections.csv
https://raw.githubusercontent.com/mrc-ide/global-lmic-reports/master/AFG/projections.csv
https://raw.githubusercontent.com/mrc-ide/global-lmic-reports/master/AFG/projections.csv
https://raw.githubusercontent.com/mrc-ide/global-lmic-reports/master/AFG/projections.csv
https://raw.githubusercontent.com/mrc-ide/global-lmic-reports/master/AFG/projections.csv
https://raw.githubusercontent.com/mrc-ide/global-lmic-reports/master/AFG/projections.csv
https://raw.githubusercontent.com/mrc-ide/global-lmic-reports/master/AFG/projections.csv
https://raw.githubusercontent.com/mrc-ide/global-lmic-reports/master/AFG/projections.csv
https://raw.githubusercontent.com/mrc-ide/global-lmic-reports/master/AFG/projections.csv
https://raw.githubusercontent.com/mrc-ide/global-lmic-reports/master/AFG/projections.csv
https://raw.githubusercontent.com/mrc-ide/global-lmic-reports/master/AFG/projections.csv
https://raw.githubusercontent.com/mrc-ide/global-lmic-reports/master/AFG/projections.csv
https://raw.githubusercontent.com/mrc-ide/global-lmic-reports/master/AFG/projections.csv
https://raw.githubusercontent.com/mrc-ide/global-lmic-reports/master/AFG/projections.csv
https://raw.githubusercontent.com/mrc-ide/global-lmic-reports/master/AFG/projections.csv
https://raw.githubusercontent.com/mrc-ide/global-lmic-reports/master/AFG/projections.csv
https://raw.githubusercontent.com/mrc-ide/global-lmic-reports/master/AFG/projections.csv
https://raw.githubusercontent.com/mrc-ide/global-lmic-reports/master/AFG/projections.csv
https://raw.githubusercontent.com/mrc-ide/global-lmic-reports/master/AFG/projections.csv
https://raw.githubusercontent.com/mrc-ide/global-lmic-reports/master/AFG/projections.csv
https://raw.githubusercontent.com/mrc-ide/global-lmic-reports/master/AFG/projections.csv
https://raw.githubusercontent.com/mrc-ide/global-lmic-reports/master/AFG/projections.csv
https://raw.githubusercontent.com/mrc-ide/global-lmic-reports/master/AFG/projections.csv
https://raw.githubusercontent.com/mrc-ide/global-lmic-reports/master/AFG/projections.csv
https://raw.githubusercontent.com/mrc-ide/global-lmic-reports/master/AFG/projections.csv
https://raw.githubusercontent.com/mrc-ide/global-lmic-reports/master/AFG/projections.csv
https://raw.githubusercontent.com/mrc-ide/global-lmic-reports/master/AFG/projections.csv
https://raw.githubusercontent.com/mrc-ide/global-lmic-reports/master/AFG/projections.csv
https://raw.githubusercontent.com/mrc-ide/global-lmic-reports/master/AFG/projections.csv
https://raw.githubusercontent.com/mrc-ide/global-lmic-reports/master/AFG/projections.csv
https://raw.githubusercontent.com/mrc-ide/global-lmic-reports/master/AFG/projections.csv
https://raw.githubusercontent.com/mrc-ide/global-lmic-reports/master/AFG/projections.csv
https://raw.githubusercontent.com/mrc-ide/global-lmic-reports/master/AFG/projections.csv
https://raw.githubusercontent.com/mrc-ide/global-lmic-reports/master/AFG/projections.csv
https://raw.githubusercontent.com/mrc-ide/global-lmic-reports/master/AFG/projections.csv
https://raw.githubusercontent.com/mrc-ide/global-lmic-reports/master/AFG/projections.csv
https://raw.githubusercontent.com/mrc-ide/global-lmic-reports/master/AFG/projections.csv
https://raw.githubusercontent.com/mrc-ide/global-lmic-reports/master/AFG/projections.csv
https://raw.githubusercontent.com/mrc-ide/global-lmic-reports/master/AFG/projections.csv
https://raw.githubusercontent.com/mrc-ide/global-lmic-reports/master/AFG/projections.csv
https://raw.githubusercontent.com/mrc-ide/global-lmic-reports/master/AFG/projections.csv
https://raw.githubusercontent.com/mrc-ide/global-lmic-reports/master/AFG/projections.csv
https://raw.githubusercontent.com/mrc-ide/global-lmic-reports/master/AFG/projections.csv
https://raw.githubusercontent.com/mrc-ide/global-lmic-reports/master/AFG/projections.csv
https://raw.githubusercontent.com/mrc-ide/global-lmic-reports/master/AFG/projections.csv
https://raw.githubusercontent.com/mrc-ide/global-lmic-reports/master/AFG/projections.csv
https://raw.githubusercontent.com/mrc-ide/global-lmic-reports/master/AFG/projections.csv
https://raw.githubusercontent.com/mrc-ide/global-lmic-reports/master/AFG/projections.csv
https://raw.githubusercontent.com/mrc-ide/global-lmic-reports/master/AFG/projections.csv
https://raw.githubusercontent.com/mrc-ide/global-lmic-reports/master/AFG/projections.csv
https://raw.githubusercontent.com/mrc-ide/global-lmic-reports/master/AFG/projections.csv
https://raw.githubusercontent.com/mrc-ide/global-lmic-reports/master/AFG/projections.csv
https://raw.githubusercontent.com/mrc-ide/global-lmic-reports/master/AFG/projections.csv
https://raw.githubusercontent.com/mrc-ide/global-lmic-reports/master/AFG/projections.csv
https://raw.githubusercontent.com/mrc-ide/global-lmic-reports/master/AFG/projections.csv
https://raw.githubusercontent.com/mrc-ide/global-lmic-reports/master/AFG/projections.csv
https://raw.githubusercontent.com/mrc-ide/global-lmic-reports/master/AFG/projections.csv
https://raw.githubusercontent.com/mrc-ide/global-lmic-reports/master/AFG/projections.csv
https://raw.githubusercontent.com/mrc-ide/global-lmic-reports/master/AFG/projections.csv
https://raw.githubusercontent.com/mrc-ide/global-lmic-reports/master/AFG/projections.csv
https://raw.githubusercontent.com/mrc-ide/global-lmic-reports/master/AFG/projections.csv
https://raw.githubusercontent.com/mrc-ide/global-lmic-reports/master/AFG/projections.csv
https://raw.githubusercontent.com/mrc-ide/global-lmic-reports/master/AFG/projections.csv
https://raw.githubusercontent.com/mrc-ide/global-lmic-reports/master/AFG/projections.csv
https://raw.githubusercontent.com/mrc-ide/global-lmic-reports/master/AFG/projections.csv
https://raw.githubusercontent.com/mrc-ide/global-lmic-reports/master/AFG/projections.csv
https://raw.githubusercontent.com/mrc-ide/global-lmic-reports/master/AFG/projections.csv
https://raw.githubusercontent.com/mrc-ide/global-lmic-reports/master/AFG/projections.csv
https://raw.githubusercontent.com/mrc-ide/global-lmic-reports/master/AFG/projections.csv
https://raw.githubusercontent.com/mrc-ide/global-lmic-reports/master/AFG/projections.csv
https://raw.githubusercontent.com/mrc-ide/global-lmic-reports/master/AFG/projections.csv
https://raw.githubusercontent.com/mrc-ide/global-lmic-reports/master/AFG/projections.csv
https://raw.githubusercontent.com/mrc-ide/global-lmic-reports/master/AFG/projections.csv
https://raw.githubusercontent.com/mrc-ide/global-lmic-reports/master/AFG/projections.csv
https://raw.githubusercontent.com/mrc-ide/global-lmic-reports/master/AFG/projections.csv
https://raw.githubusercontent.com/mrc-ide/global-lmic-reports/master/AFG/projections.csv
https://raw.githubusercontent.com/mrc-ide/global-lmic-reports/master/AFG/projections.csv
https://raw.githubusercontent.com/mrc-ide/global-lmic-reports/master/AFG/projections.csv
https://raw.githubusercontent.com/mrc-ide/global-lmic-reports/master/AFG/projections.csv
https://raw.githubusercontent.com/mrc-ide/global-lmic-reports/master/AFG/projections.csv
https://raw.githubusercontent.com/mrc-ide/global-lmic-reports/master/AFG/projections.csv
https://raw.githubusercontent.com/mrc-ide/global-lmic-reports/master/AFG/projections.csv
https://raw.githubusercontent.com/mrc-ide/global-lmic-reports/master/AFG/projections.csv
https://raw.githubusercontent.com/mrc-ide/global-lmic-reports/master/AFG/projections.csv
https://raw.githubusercontent.com/mrc-ide/global-lmic-reports/master/AFG/projections.csv
https://raw.githubusercontent.com/mrc-ide/global-lmic-reports/master/AFG/projections.csv
https://raw.githubusercontent.com/mrc-ide/global-lmic-reports/master/AFG/projections.csv
https://raw.githubusercontent.com/mrc-ide/global-lmic-reports/master/AFG/projections.csv
https://raw.githubusercontent.com/mrc-ide/global-lmic-reports/master/AFG/projections.csv
https://raw.githubusercontent.com/mrc-ide/global-lmic-reports/master/AFG/projections.csv
https://raw.githubusercontent.com/mrc-ide/global-lmic-reports/master/AFG/projections.csv
https://raw.githubusercontent.com/mrc-ide/global-lmic-reports/master/AFG/projections.csv
https://raw.githubusercontent.com/mrc-ide/global-lmic-reports/master/AFG/projections.csv
https://raw.githubusercontent.com/mrc-ide/global-lmic-reports/master/AFG/projections.csv
https://raw.githubusercontent.com/mrc-ide/global-lmic-reports/master/AFG/projections.csv
https://raw.githubusercontent.com/mrc-ide/global-lmic-reports/master/AFG/projections.csv
https://raw.githubusercontent.com/mrc-ide/global-lmic-reports/master/AFG/projections.csv
https://raw.githubusercontent.com/mrc-ide/global-lmic-reports/master/AFG/projections.csv
https://raw.githubusercontent.com/mrc-ide/global-lmic-reports/master/AFG/projections.csv
https://raw.githubusercontent.com/mrc-ide/global-lmic-reports/master/AFG/projections.csv
https://raw.githubusercontent.com/mrc-ide/global-lmic-reports/master/AFG/projections.csv
https://raw.githubusercontent.com/mrc-ide/global-lmic-reports/master/AFG/projections.csv
https://raw.githubusercontent.com/mrc-ide/global-lmic-reports/master/AFG/projections.csv
https://raw.githubusercontent.com/mrc-ide/global-lmic-reports/master/AFG/projections.csv
https://raw.githubusercontent.com/mrc-ide/global-lmic-reports/master/AFG/projections.csv
https://raw.githubusercontent.com/mrc-ide/global-lmic-reports/master/AFG/projections.csv
https://raw.githubusercontent.com/mrc-ide/global-lmic-reports/master/AFG/projections.csv
https://raw.githubusercontent.com/mrc-ide/global-lmic-reports/master/AFG/projections.csv
https://raw.githubusercontent.com/mrc-ide/global-lmic-reports/master/AFG/projections.csv
https://raw.githubusercontent.com/mrc-ide/global-lmic-reports/master/AFG/projections.csv
https://raw.githubusercontent.com/mrc-ide/global-lmic-reports/master/AFG/projections.csv
https://raw.githubusercontent.com/mrc-ide/global-lmic-reports/master/AFG/projections.csv
https://raw.githubusercontent.com/mrc-ide/global-lmic-reports/master/AFG/projections.csv
https://raw.githubusercontent.com/mrc-ide/global-lmic-reports/master/AFG/projections.csv
https://raw.githubusercontent.com/mrc-ide/global-lmic-reports/master/AFG/projections.csv
https://raw.githubusercontent.com/mrc-ide/global-lmic-reports/master/AFG/projections.csv
https://raw.githubusercontent.com/mrc-ide/global-lmic-reports/master/AFG/projections.csv
https://raw.githubusercontent.com/mrc-ide/global-lmic-reports/master/AFG/projections.csv
https://raw.githubusercontent.com/mrc-ide/global-lmic-reports/master/AFG/projections.csv
https://raw.githubusercontent.com/mrc-ide/global-lmic-reports/master/AFG/projections.csv
https://raw.githubusercontent.com/mrc-ide/global-lmic-reports/master/AFG/projections.csv
https://raw.githubusercontent.com/mrc-ide/global-lmic-reports/master/AFG/projections.csv
https://raw.githubusercontent.com/mrc-ide/global-lmic-reports/master/AFG/projections.csv
https://raw.githubusercontent.com/mrc-ide/global-lmic-reports/master/AFG/projections.csv
https://raw.githubusercontent.com/mrc-ide/global-lmic-reports/master/AFG/projections.csv
https://raw.githubusercontent.com/mrc-ide/global-lmic-reports/master/AFG/projections.csv
https://raw.githubusercontent.com/mrc-ide/global-lmic-reports/master/AFG/projections.csv
https://raw.githubusercontent.com/mrc-ide/global-lmic-reports/master/AFG/projections.csv
https://raw.githubusercontent.com/mrc-ide/global-lmic-reports/master/AFG/projections.csv
https://raw.githubusercontent.com/mrc-ide/global-lmic-reports/master/AFG/projections.csv
https://raw.githubusercontent.com/mrc-ide/global-lmic-reports/master/AFG/projections.csv
https://raw.githubusercontent.com/mrc-ide/global-lmic-reports/master/AFG/projections.csv
https://raw.githubusercontent.com/mrc-ide/global-lmic-reports/master/AFG/projections.csv
https://raw.githubusercontent.com/mrc-ide/global-lmic-reports/master/AFG/projections.csv
https://raw.githubusercontent.com/mrc-ide/global-lmic-reports/master/AFG/projections.csv
https://raw.githubusercontent.com/mrc-ide/global-lmic-reports/master/AFG/projections.csv
https://raw.githubusercontent.com/mrc-ide/global-lmic-reports/master/AFG/projections.csv
https://raw.githubusercontent.com/mrc-ide/global-lmic-reports/master/AFG/projections.csv
https://raw.githubusercontent.com/mrc-ide/global-lmic-reports/master/AFG/projections.csv
https://raw.githubusercontent.com/mrc-ide/global-lmic-reports/master/AFG/projections.csv
https://raw.githubusercontent.com/mrc-ide/global-lmic-reports/master/AFG/projections.csv
https://raw.githubusercontent.com/mrc-ide/global-lmic-reports/master/AFG/projections.csv
https://raw.githubusercontent.com/mrc-ide/global-lmic-reports/master/AFG/projections.csv
https://raw.githubusercontent.com/mrc-ide/global-lmic-reports/master/AFG/projections.csv
https://raw.githubusercontent.com/mrc-ide/global-lmic-reports/master/AFG/projections.csv
https://raw.githubusercontent.com/mrc-ide/global-lmic-reports/master/AFG/projections.csv
https://raw.githubusercontent.com/mrc-ide/global-lmic-reports/master/AFG/projections.csv
https://raw.githubusercontent.com/mrc-ide/global-lmic-reports/master/AFG/projections.csv
https://raw.githubusercontent.com/mrc-ide/global-lmic-reports/master/AFG/projections.csv
https://raw.githubusercontent.com/mrc-ide/global-lmic-reports/master/AFG/projections.csv
https://raw.githubusercontent.com/mrc-ide/global-lmic-reports/master/AFG/projections.csv
https://raw.githubusercontent.com/mrc-ide/global-lmic-reports/master/AFG/projections.csv
https://raw.githubusercontent.com/mrc-ide/global-lmic-reports/master/AFG/projections.csv
https://raw.githubusercontent.com/mrc-ide/global-lmic-reports/master/AFG/projections.csv
https://raw.githubusercontent.com/mrc-ide/global-lmic-reports/master/AFG/projections.csv
https://raw.githubusercontent.com/mrc-ide/global-lmic-reports/master/AFG/projections.csv
https://raw.githubusercontent.com/mrc-ide/global-lmic-reports/master/AFG/projections.csv
https://raw.githubusercontent.com/mrc-ide/global-lmic-reports/master/AFG/projections.csv
https://raw.githubusercontent.com/mrc-ide/global-lmic-reports/master/AFG/projections.csv
https://raw.githubusercontent.com/mrc-ide/global-lmic-reports/master/AFG/projections.csv
https://raw.githubusercontent.com/mrc-ide/global-lmic-reports/master/AFG/projections.csv
https://raw.githubusercontent.com/mrc-ide/global-lmic-reports/master/AFG/projections.csv
https://raw.githubusercontent.com/mrc-ide/global-lmic-reports/master/AFG/projections.csv
https://raw.githubusercontent.com/mrc-ide/global-lmic-reports/master/AFG/projections.csv
https://raw.githubusercontent.com/mrc-ide/global-lmic-reports/master/AFG/projections.csv
https://raw.githubusercontent.com/mrc-ide/global-lmic-reports/master/AFG/projections.csv
https://raw.githubusercontent.com/mrc-ide/global-lmic-reports/master/AFG/projections.csv
https://raw.githubusercontent.com/mrc-ide/global-lmic-reports/master/AFG/projections.csv
https://raw.githubusercontent.com/mrc-ide/global-lmic-reports/master/AFG/projections.csv
https://raw.githubusercontent.com/mrc-ide/global-lmic-reports/master/AFG/projections.csv
https://raw.githubusercontent.com/mrc-ide/global-lmic-reports/master/AFG/projections.csv
https://raw.githubusercontent.com/mrc-ide/global-lmic-reports/master/AFG/projections.csv
https://raw.githubusercontent.com/mrc-ide/global-lmic-reports/master/AFG/projections.csv
https://raw.githubusercontent.com/mrc-ide/global-lmic-reports/master/AFG/projections.csv
https://raw.githubusercontent.com/mrc-ide/global-lmic-reports/master/AFG/projections.csv
https://raw.githubusercontent.com/mrc-ide/global-lmic-reports/master/AFG/projections.csv
https://raw.githubusercontent.com/mrc-ide/global-lmic-reports/master/AFG/projections.csv
https://raw.githubusercontent.com/mrc-ide/global-lmic-reports/master/AFG/projections.csv
https://raw.githubusercontent.com/mrc-ide/global-lmic-reports/master/AFG/projections.csv
https://raw.githubusercontent.com/mrc-ide/global-lmic-reports/master/AFG/projections.csv
https://raw.githubusercontent.com/mrc-ide/global-lmic-reports/master/AFG/projections.csv
https://raw.githubusercontent.com/mrc-ide/global-lmic-reports/master/AFG/projections.csv
https://raw.githubusercontent.com/mrc-ide/global-lmic-reports/master/AFG/projections.csv
https://raw.githubusercontent.com/mrc-ide/global-lmic-reports/master/AFG/projections.csv
https://raw.githubusercontent.com/mrc-ide/global-lmic-reports/master/AFG/projections.csv
https://raw.githubusercontent.com/mrc-ide/global-lmic-reports/master/AFG/projections.csv
https://raw.githubusercontent.com/mrc-ide/global-lmic-reports/master/AFG/projections.csv
https://raw.githubusercontent.com/mrc-ide/global-lmic-reports/master/AFG/projections.csv
https://raw.githubusercontent.com/mrc-ide/global-lmic-reports/master/AFG/projections.csv
https://raw.githubusercontent.com/mrc-ide/global-lmic-reports/master/AFG/projections.csv
https://raw.githubusercontent.com/mrc-ide/global-lmic-reports/master/AFG/projections.csv
https://raw.githubusercontent.com/mrc-ide/global-lmic-reports/master/AFG/projections.csv
https://raw.githubusercontent.com/mrc-ide/global-lmic-reports/master/AFG/projections.csv
https://raw.githubusercontent.com/mrc-ide/global-lmic-reports/master/AFG/projections.csv
https://raw.githubusercontent.com/mrc-ide/global-lmic-reports/master/AFG/projections.csv
https://raw.githubusercontent.com/mrc-ide/global-lmic-reports/master/AFG/projections.csv
https://raw.githubusercontent.com/mrc-ide/global-lmic-reports/master/AFG/projections.csv
https://raw.githubusercontent.com/mrc-ide/global-lmic-reports/master/AFG/projections.csv
https://raw.githubusercontent.com/mrc-ide/global-lmic-reports/master/AFG/projections.csv
https://raw.githubusercontent.com/mrc-ide/global-lmic-reports/master/AFG/projections.csv
https://raw.githubusercontent.com/mrc-ide/global-lmic-reports/master/AFG/projections.csv
https://raw.githubusercontent.com/mrc-ide/global-lmic-reports/master/AFG/projections.csv
https://raw.githubusercontent.com/mrc-ide/global-lmic-reports/master/AFG/projections.csv
https://raw.githubusercontent.com/mrc-ide/global-lmic-reports/master/AFG/projections.csv
https://raw.githubusercontent.com/mrc-ide/global-lmic-reports/master/AFG/projections.csv
https://raw.githubusercontent.com/mrc-ide/global-lmic-reports/master/AFG/projections.csv
https://raw.githubusercontent.com/mrc-ide/global-lmic-reports/master/AFG/projections.csv
https://raw.githubusercontent.com/mrc-ide/global-lmic-reports/master/AFG/projections.csv
https://raw.githubusercontent.com/mrc-ide/global-lmic-reports/master/AFG/projections.csv
https://raw.githubusercontent.com/mrc-ide/global-lmic-reports/master/AFG/projections.csv
https://raw.githubusercontent.com/mrc-ide/global-lmic-reports/master/AFG/projections.csv
https://raw.githubusercontent.com/mrc-ide/global-lmic-reports/master/AFG/projections.csv
https://raw.githubusercontent.com/mrc-ide/global-lmic-reports/master/AFG/projections.csv
https://raw.githubusercontent.com/mrc-ide/global-lmic-reports/master/AFG/projections.csv
https://raw.githubusercontent.com/mrc-ide/global-lmic-reports/master/AFG/projections.csv
https://raw.githubusercontent.com/mrc-ide/global-lmic-reports/master/AFG/projections.csv
https://raw.githubusercontent.com/mrc-ide/global-lmic-reports/master/AFG/projections.csv
https://raw.githubusercontent.com/mrc-ide/global-lmic-reports/master/AFG/projections.csv
https://raw.githubusercontent.com/mrc-ide/global-lmic-reports/master/AFG/projections.csv
https://raw.githubusercontent.com/mrc-ide/global-lmic-reports/master/AFG/projections.csv
https://raw.githubusercontent.com/mrc-ide/global-lmic-reports/master/AFG/projections.csv
https://raw.githubusercontent.com/mrc-ide/global-lmic-reports/master/AFG/projections.csv
https://raw.githubusercontent.com/mrc-ide/global-lmic-reports/master/AFG/projections.csv
https://raw.githubusercontent.com/mrc-ide/global-lmic-reports/master/AFG/projections.csv
https://raw.githubusercontent.com/mrc-ide/global-lmic-reports/master/AFG/projections.csv
https://raw.githubusercontent.com/mrc-ide/global-lmic-reports/master/AFG/projections.csv
https://raw.githubusercontent.com/mrc-ide/global-lmic-reports/master/AFG/projections.csv
https://raw.githubusercontent.com/mrc-ide/global-lmic-reports/master/AFG/projections.csv
https://raw.githubusercontent.com/mrc-ide/global-lmic-reports/master/AFG/projections.csv
https://raw.githubusercontent.com/mrc-ide/global-lmic-reports/master/AFG/projections.csv
https://raw.githubusercontent.com/mrc-ide/global-lmic-reports/master/AFG/projections.csv
https://raw.githubusercontent.com/mrc-ide/global-lmic-reports/master/AFG/projections.csv
https://raw.githubusercontent.com/mrc-ide/global-lmic-reports/master/AFG/projections.csv
https://raw.githubusercontent.com/mrc-ide/global-lmic-reports/master/AFG/projections.csv
https://raw.githubusercontent.com/mrc-ide/global-lmic-reports/master/AFG/projections.csv
https://raw.githubusercontent.com/mrc-ide/global-lmic-reports/master/AFG/projections.csv
https://raw.githubusercontent.com/mrc-ide/global-lmic-reports/master/AFG/projections.csv
https://raw.githubusercontent.com/mrc-ide/global-lmic-reports/master/AFG/projections.csv
https://raw.githubusercontent.com/mrc-ide/global-lmic-reports/master/AFG/projections.csv
https://raw.githubusercontent.com/mrc-ide/global-lmic-reports/master/AFG/projections.csv
https://raw.githubusercontent.com/mrc-ide/global-lmic-reports/master/AFG/projections.csv
https://raw.githubusercontent.com/mrc-ide/global-lmic-reports/master/AFG/projections.csv
https://raw.githubusercontent.com/mrc-ide/global-lmic-reports/master/AFG/projections.csv
https://raw.githubusercontent.com/mrc-ide/global-lmic-reports/master/AFG/projections.csv
https://raw.githubusercontent.com/mrc-ide/global-lmic-reports/master/AFG/projections.csv
https://raw.githubusercontent.com/mrc-ide/global-lmic-reports/master/AFG/projections.csv
https://raw.githubusercontent.com/mrc-ide/global-lmic-reports/master/AFG/projections.csv
https://raw.githubusercontent.com/mrc-ide/global-lmic-reports/master/AFG/projections.csv
https://raw.githubusercontent.com/mrc-ide/global-lmic-reports/master/AFG/projections.csv
https://raw.githubusercontent.com/mrc-ide/global-lmic-reports/master/AFG/projections.csv
https://raw.githubusercontent.com/mrc-ide/global-lmic-reports/master/AFG/projections.csv
https://raw.githubusercontent.com/mrc-ide/global-lmic-reports/master/AFG/projections.csv
https://raw.githubusercontent.com/mrc-ide/global-lmic-reports/master/AFG/projections.csv
https://raw.githubusercontent.com/mrc-ide/global-lmic-reports/master/AFG/projections.csv
https://raw.githubusercontent.com/mrc-ide/global-lmic-reports/master/AFG/projections.csv
https://raw.githubusercontent.com/mrc-ide/global-lmic-reports/master/AFG/projections.csv
https://raw.githubusercontent.com/mrc-ide/global-lmic-reports/master/AFG/projections.csv
https://raw.githubusercontent.com/mrc-ide/global-lmic-reports/master/AFG/projections.csv
https://raw.githubusercontent.com/mrc-ide/global-lmic-reports/master/AFG/projections.csv
https://raw.githubusercontent.com/mrc-ide/global-lmic-reports/master/AFG/projections.csv
https://raw.githubusercontent.com/mrc-ide/global-lmic-reports/master/AFG/projections.csv
https://raw.githubusercontent.com/mrc-ide/global-lmic-reports/master/AFG/projections.csv
https://raw.githubusercontent.com/mrc-ide/global-lmic-reports/master/AFG/projections.csv
https://raw.githubusercontent.com/mrc-ide/global-lmic-reports/master/AFG/projections.csv
https://raw.githubusercontent.com/mrc-ide/global-lmic-reports/master/AFG/projections.csv
https://raw.githubusercontent.com/mrc-ide/global-lmic-reports/master/AFG/projections.csv
https://raw.githubusercontent.com/mrc-ide/global-lmic-reports/master/AFG/projections.csv
https://raw.githubusercontent.com/mrc-ide/global-lmic-reports/master/AFG/projections.csv
https://raw.githubusercontent.com/mrc-ide/global-lmic-reports/master/AFG/projections.csv
https://raw.githubusercontent.com/mrc-ide/global-lmic-reports/master/AFG/projections.csv
https://raw.githubusercontent.com/mrc-ide/global-lmic-reports/master/AFG/projections.csv
https://raw.githubusercontent.com/mrc-ide/global-lmic-reports/master/AFG/projections.csv
https://raw.githubusercontent.com/mrc-ide/global-lmic-reports/master/AFG/projections.csv
https://raw.githubusercontent.com/mrc-ide/global-lmic-reports/master/AFG/projections.csv
https://raw.githubusercontent.com/mrc-ide/global-lmic-reports/master/AFG/projections.csv
https://raw.githubusercontent.com/mrc-ide/global-lmic-reports/master/AFG/projections.csv
https://raw.githubusercontent.com/mrc-ide/global-lmic-reports/master/AFG/projections.csv
https://raw.githubusercontent.com/mrc-ide/global-lmic-reports/master/AFG/projections.csv
https://raw.githubusercontent.com/mrc-ide/global-lmic-reports/master/AFG/projections.csv
https://raw.githubusercontent.com/mrc-ide/global-lmic-reports/master/AFG/projections.csv
https://raw.githubusercontent.com/mrc-ide/global-lmic-reports/master/AFG/projections.csv
https://raw.githubusercontent.com/mrc-ide/global-lmic-reports/master/AFG/projections.csv
https://raw.githubusercontent.com/mrc-ide/global-lmic-reports/master/AFG/projections.csv
https://raw.githubusercontent.com/mrc-ide/global-lmic-reports/master/AFG/projections.csv
https://raw.githubusercontent.com/mrc-ide/global-lmic-reports/master/AFG/projections.csv
https://raw.githubusercontent.com/mrc-ide/global-lmic-reports/master/AFG/projections.csv
https://raw.githubusercontent.com/mrc-ide/global-lmic-reports/master/AFG/projections.csv
https://raw.githubusercontent.com/mrc-ide/global-lmic-reports/master/AFG/projections.csv
https://raw.githubusercontent.com/mrc-ide/global-lmic-reports/master/AFG/projections.csv
https://raw.githubusercontent.com/mrc-ide/global-lmic-reports/master/AFG/projections.csv
https://raw.githubusercontent.com/mrc-ide/global-lmic-reports/master/AFG/projections.csv
https://raw.githubusercontent.com/mrc-ide/global-lmic-reports/master/AFG/projections.csv
https://raw.githubusercontent.com/mrc-ide/global-lmic-reports/master/AFG/projections.csv
https://raw.githubusercontent.com/mrc-ide/global-lmic-reports/master/AFG/projections.csv
https://raw.githubusercontent.com/mrc-ide/global-lmic-reports/master/AFG/projections.csv
https://raw.githubusercontent.com/mrc-ide/global-lmic-reports/master/AFG/projections.csv
https://raw.githubusercontent.com/mrc-ide/global-lmic-reports/master/AFG/projections.csv
https://raw.githubusercontent.com/mrc-ide/global-lmic-reports/master/AFG/projections.csv
https://raw.githubusercontent.com/mrc-ide/global-lmic-reports/master/AFG/projections.csv
https://raw.githubusercontent.com/mrc-ide/global-lmic-reports/master/AFG/projections.csv
https://raw.githubusercontent.com/mrc-ide/global-lmic-reports/master/AFG/projections.csv
https://raw.githubusercontent.com/mrc-ide/global-lmic-reports/master/AFG/projections.csv
https://raw.githubusercontent.com/mrc-ide/global-lmic-reports/master/AFG/projections.csv
https://raw.githubusercontent.com/mrc-ide/global-lmic-reports/master/AFG/projections.csv
https://raw.githubusercontent.com/mrc-ide/global-lmic-reports/master/AFG/projections.csv
https://raw.githubusercontent.com/mrc-ide/global-lmic-reports/master/AFG/projections.csv
https://raw.githubusercontent.com/mrc-ide/global-lmic-reports/master/AFG/projections.csv
https://raw.githubusercontent.com/mrc-ide/global-lmic-reports/master/AFG/projections.csv
https://raw.githubusercontent.com/mrc-ide/global-lmic-reports/master/AFG/projections.csv
https://raw.githubusercontent.com/mrc-ide/global-lmic-reports/master/AFG/projections.csv
https://raw.githubusercontent.com/mrc-ide/global-lmic-reports/master/AFG/projections.csv
https://raw.githubusercontent.com/mrc-ide/global-lmic-reports/master/AFG/projections.csv
https://raw.githubusercontent.com/mrc-ide/global-lmic-reports/master/AFG/projections.csv
https://raw.githubusercontent.com/mrc-ide/global-lmic-reports/master/AFG/projections.csv
https://raw.githubusercontent.com/mrc-ide/global-lmic-reports/master/AFG/projections.csv
https://raw.githubusercontent.com/mrc-ide/global-lmic-reports/master/AFG/projections.csv
https://raw.githubusercontent.com/mrc-ide/global-lmic-reports/master/AFG/projections.csv
https://raw.githubusercontent.com/mrc-ide/global-lmic-reports/master/AFG/projections.csv
https://raw.githubusercontent.com/mrc-ide/global-lmic-reports/master/AFG/projections.csv
https://raw.githubusercontent.com/mrc-ide/global-lmic-reports/master/AFG/projections.csv
https://raw.githubusercontent.com/mrc-ide/global-lmic-reports/master/AFG/projections.csv
https://raw.githubusercontent.com/mrc-ide/global-lmic-reports/master/AFG/projections.csv
https://raw.githubusercontent.com/mrc-ide/global-lmic-reports/master/AFG/projections.csv
https://raw.githubusercontent.com/mrc-ide/global-lmic-reports/master/AFG/projections.csv
https://raw.githubusercontent.com/mrc-ide/global-lmic-reports/master/AFG/projections.csv
https://raw.githubusercontent.com/mrc-ide/global-lmic-reports/master/AFG/projections.csv
https://raw.githubusercontent.com/mrc-ide/global-lmic-reports/master/AFG/projections.csv
https://raw.githubusercontent.com/mrc-ide/global-lmic-reports/master/AFG/projections.csv
https://raw.githubusercontent.com/mrc-ide/global-lmic-reports/master/AFG/projections.csv
https://raw.githubusercontent.com/mrc-ide/global-lmic-reports/master/AFG/projections.csv
https://raw.githubusercontent.com/mrc-ide/global-lmic-reports/master/AFG/projections.csv
https://raw.githubusercontent.com/mrc-ide/global-lmic-reports/master/AFG/projections.csv
https://raw.githubusercontent.com/mrc-ide/global-lmic-reports/master/AFG/projections.csv
https://raw.githubusercontent.com/mrc-ide/global-lmic-reports/master/AFG/projections.csv
https://raw.githubusercontent.com/mrc-ide/global-lmic-reports/master/AFG/projections.csv
https://raw.githubusercontent.com/mrc-ide/global-lmic-reports/master/AFG/projections.csv
https://raw.githubusercontent.com/mrc-ide/global-lmic-reports/master/AFG/projections.csv
https://raw.githubusercontent.com/mrc-ide/global-lmic-reports/master/AFG/projections.csv
https://raw.githubusercontent.com/mrc-ide/global-lmic-reports/master/AFG/projections.csv
https://raw.githubusercontent.com/mrc-ide/global-lmic-reports/master/AFG/projections.csv
https://raw.githubusercontent.com/mrc-ide/global-lmic-reports/master/AFG/projections.csv
https://raw.githubusercontent.com/mrc-ide/global-lmic-reports/master/AFG/projections.csv
https://raw.githubusercontent.com/mrc-ide/global-lmic-reports/master/AFG/projections.csv
https://raw.githubusercontent.com/mrc-ide/global-lmic-reports/master/AFG/projections.csv
https://raw.githubusercontent.com/mrc-ide/global-lmic-reports/master/AFG/projections.csv
https://raw.githubusercontent.com/mrc-ide/global-lmic-reports/master/AFG/projections.csv
https://raw.githubusercontent.com/mrc-ide/global-lmic-reports/master/AFG/projections.csv
https://raw.githubusercontent.com/mrc-ide/global-lmic-reports/master/AFG/projections.csv
https://raw.githubusercontent.com/mrc-ide/global-lmic-reports/master/AFG/projections.csv
https://raw.githubusercontent.com/mrc-ide/global-lmic-reports/master/AFG/projections.csv
https://raw.githubusercontent.com/mrc-ide/global-lmic-reports/master/AFG/projections.csv
https://raw.githubusercontent.com/mrc-ide/global-lmic-reports/master/AFG/projections.csv
https://raw.githubusercontent.com/mrc-ide/global-lmic-reports/master/AFG/projections.csv
https://raw.githubusercontent.com/mrc-ide/global-lmic-reports/master/AFG/projections.csv
https://raw.githubusercontent.com/mrc-ide/global-lmic-reports/master/AFG/projections.csv
https://raw.githubusercontent.com/mrc-ide/global-lmic-reports/master/AFG/projections.csv
https://raw.githubusercontent.com/mrc-ide/global-lmic-reports/master/AFG/projections.csv
https://raw.githubusercontent.com/mrc-ide/global-lmic-reports/master/AFG/projections.csv
https://raw.githubusercontent.com/mrc-ide/global-lmic-reports/master/AFG/projections.csv
https://raw.githubusercontent.com/mrc-ide/global-lmic-reports/master/AFG/projections.csv
https://raw.githubusercontent.com/mrc-ide/global-lmic-reports/master/AFG/projections.csv
https://raw.githubusercontent.com/mrc-ide/global-lmic-reports/master/AFG/projections.csv
https://raw.githubusercontent.com/mrc-ide/global-lmic-reports/master/AFG/projections.csv
https://raw.githubusercontent.com/mrc-ide/global-lmic-reports/master/AFG/projections.csv
https://raw.githubusercontent.com/mrc-ide/global-lmic-reports/master/AFG/projections.csv
https://raw.githubusercontent.com/mrc-ide/global-lmic-reports/master/AFG/projections.csv
https://raw.githubusercontent.com/mrc-ide/global-lmic-reports/master/AFG/projections.csv
https://raw.githubusercontent.com/mrc-ide/global-lmic-reports/master/AFG/projections.csv
https://raw.githubusercontent.com/mrc-ide/global-lmic-reports/master/AFG/projections.csv
https://raw.githubusercontent.com/mrc-ide/global-lmic-reports/master/AFG/projections.csv
https://raw.githubusercontent.com/mrc-ide/global-lmic-reports/master/AFG/projections.csv
https://raw.githubusercontent.com/mrc-ide/global-lmic-reports/master/AFG/projections.csv
https://raw.githubusercontent.com/mrc-ide/global-lmic-reports/master/AFG/projections.csv
https://raw.githubusercontent.com/mrc-ide/global-lmic-reports/master/AFG/projections.csv
https://raw.githubusercontent.com/mrc-ide/global-lmic-reports/master/AFG/projections.csv
https://raw.githubusercontent.com/mrc-ide/global-lmic-reports/master/AFG/projections.csv
https://raw.githubusercontent.com/mrc-ide/global-lmic-reports/master/AFG/projections.csv
https://raw.githubusercontent.com/mrc-ide/global-lmic-reports/master/AFG/projections.csv
https://raw.githubusercontent.com/mrc-ide/global-lmic-reports/master/AFG/projections.csv
https://raw.githubusercontent.com/mrc-ide/global-lmic-reports/master/AFG/projections.csv
https://raw.githubusercontent.com/mrc-ide/global-lmic-reports/master/AFG/projections.csv
https://raw.githubusercontent.com/mrc-ide/global-lmic-reports/master/AFG/projections.csv
https://raw.githubusercontent.com/mrc-ide/global-lmic-reports/master/AFG/projections.csv
https://raw.githubusercontent.com/mrc-ide/global-lmic-reports/master/AFG/projections.csv
https://raw.githubusercontent.com/mrc-ide/global-lmic-reports/master/AFG/projections.csv
https://raw.githubusercontent.com/mrc-ide/global-lmic-reports/master/AFG/projections.csv
https://raw.githubusercontent.com/mrc-ide/global-lmic-reports/master/AFG/projections.csv
https://raw.githubusercontent.com/mrc-ide/global-lmic-reports/master/AFG/projections.csv
https://raw.githubusercontent.com/mrc-ide/global-lmic-reports/master/AFG/projections.csv
https://raw.githubusercontent.com/mrc-ide/global-lmic-reports/master/AFG/projections.csv
https://raw.githubusercontent.com/mrc-ide/global-lmic-reports/master/AFG/projections.csv
https://raw.githubusercontent.com/mrc-ide/global-lmic-reports/master/AFG/projections.csv
https://raw.githubusercontent.com/mrc-ide/global-lmic-reports/master/AFG/projections.csv
https://raw.githubusercontent.com/mrc-ide/global-lmic-reports/master/AFG/projections.csv
https://raw.githubusercontent.com/mrc-ide/global-lmic-reports/master/AFG/projections.csv
https://raw.githubusercontent.com/mrc-ide/global-lmic-reports/master/AFG/projections.csv
https://raw.githubusercontent.com/mrc-ide/global-lmic-reports/master/AFG/projections.csv
https://raw.githubusercontent.com/mrc-ide/global-lmic-reports/master/AFG/projections.csv
https://raw.githubusercontent.com/mrc-ide/global-lmic-reports/master/AFG/projections.csv
https://raw.githubusercontent.com/mrc-ide/global-lmic-reports/master/AFG/projections.csv
https://raw.githubusercontent.com/mrc-ide/global-lmic-reports/master/AFG/projections.csv
https://raw.githubusercontent.com/mrc-ide/global-lmic-reports/master/AFG/projections.csv
https://raw.githubusercontent.com/mrc-ide/global-lmic-reports/master/AFG/projections.csv
https://raw.githubusercontent.com/mrc-ide/global-lmic-reports/master/AFG/projections.csv
https://raw.githubusercontent.com/mrc-ide/global-lmic-reports/master/AFG/projections.csv
https://raw.githubusercontent.com/mrc-ide/global-lmic-reports/master/AFG/projections.csv
https://raw.githubusercontent.com/mrc-ide/global-lmic-reports/master/AFG/projections.csv
https://raw.githubusercontent.com/mrc-ide/global-lmic-reports/master/AFG/projections.csv
https://raw.githubusercontent.com/mrc-ide/global-lmic-reports/master/AFG/projections.csv
https://raw.githubusercontent.com/mrc-ide/global-lmic-reports/master/AFG/projections.csv
https://raw.githubusercontent.com/mrc-ide/global-lmic-reports/master/AFG/projections.csv
https://raw.githubusercontent.com/mrc-ide/global-lmic-reports/master/AFG/projections.csv
https://raw.githubusercontent.com/mrc-ide/global-lmic-reports/master/AFG/projections.csv
https://raw.githubusercontent.com/mrc-ide/global-lmic-reports/master/AFG/projections.csv
https://raw.githubusercontent.com/mrc-ide/global-lmic-reports/master/AFG/projections.csv
https://raw.githubusercontent.com/mrc-ide/global-lmic-reports/master/AFG/projections.csv
https://raw.githubusercontent.com/mrc-ide/global-lmic-reports/master/AFG/projections.csv
https://raw.githubusercontent.com/mrc-ide/global-lmic-reports/master/AFG/projections.csv
https://raw.githubusercontent.com/mrc-ide/global-lmic-reports/master/AFG/projections.csv
https://raw.githubusercontent.com/mrc-ide/global-lmic-reports/master/AFG/projections.csv
https://raw.githubusercontent.com/mrc-ide/global-lmic-reports/master/AFG/projections.csv
https://raw.githubusercontent.com/mrc-ide/global-lmic-reports/master/AFG/projections.csv
https://raw.githubusercontent.com/mrc-ide/global-lmic-reports/master/AFG/projections.csv
https://raw.githubusercontent.com/mrc-ide/global-lmic-reports/master/AFG/projections.csv
https://raw.githubusercontent.com/mrc-ide/global-lmic-reports/master/AFG/projections.csv
https://raw.githubusercontent.com/mrc-ide/global-lmic-reports/master/AFG/projections.csv
https://raw.githubusercontent.com/mrc-ide/global-lmic-reports/master/AFG/projections.csv
https://raw.githubusercontent.com/mrc-ide/global-lmic-reports/master/AFG/projections.csv
https://raw.githubusercontent.com/mrc-ide/global-lmic-reports/master/AFG/projections.csv
https://raw.githubusercontent.com/mrc-ide/global-lmic-reports/master/AFG/projections.csv
https://raw.githubusercontent.com/mrc-ide/global-lmic-reports/master/AFG/projections.csv
https://raw.githubusercontent.com/mrc-ide/global-lmic-reports/master/AFG/projections.csv
https://raw.githubusercontent.com/mrc-ide/global-lmic-reports/master/AFG/projections.csv
https://raw.githubusercontent.com/mrc-ide/global-lmic-reports/master/AFG/projections.csv
https://raw.githubusercontent.com/mrc-ide/global-lmic-reports/master/AFG/projections.csv
https://raw.githubusercontent.com/mrc-ide/global-lmic-reports/master/AFG/projections.csv
https://raw.githubusercontent.com/mrc-ide/global-lmic-reports/master/AFG/projections.csv
https://raw.githubusercontent.com/mrc-ide/global-lmic-reports/master/AFG/projections.csv
https://raw.githubusercontent.com/mrc-ide/global-lmic-reports/master/AFG/projections.csv
https://raw.githubusercontent.com/mrc-ide/global-lmic-reports/master/AFG/projections.csv
https://raw.githubusercontent.com/mrc-ide/global-lmic-reports/master/AFG/projections.csv
https://raw.githubusercontent.com/mrc-ide/global-lmic-reports/master/AFG/projections.csv
https://raw.githubusercontent.com/mrc-ide/global-lmic-reports/master/AFG/projections.csv
https://raw.githubusercontent.com/mrc-ide/global-lmic-reports/master/AFG/projections.csv
https://raw.githubusercontent.com/mrc-ide/global-lmic-reports/master/AFG/projections.csv
https://raw.githubusercontent.com/mrc-ide/global-lmic-reports/master/AFG/projections.csv
https://raw.githubusercontent.com/mrc-ide/global-lmic-reports/master/AFG/projections.csv
https://raw.githubusercontent.com/mrc-ide/global-lmic-reports/master/AFG/projections.csv
https://raw.githubusercontent.com/mrc-ide/global-lmic-reports/master/AFG/projections.csv
https://raw.githubusercontent.com/mrc-ide/global-lmic-reports/master/AFG/projections.csv
https://raw.githubusercontent.com/mrc-ide/global-lmic-reports/master/AFG/projections.csv
https://raw.githubusercontent.com/mrc-ide/global-lmic-reports/master/AFG/projections.csv
https://raw.githubusercontent.com/mrc-ide/global-lmic-reports/master/AFG/projections.csv
https://raw.githubusercontent.com/mrc-ide/global-lmic-reports/master/AFG/projections.csv
https://raw.githubusercontent.com/mrc-ide/global-lmic-reports/master/AFG/projections.csv
https://raw.githubusercontent.com/mrc-ide/global-lmic-reports/master/AFG/projections.csv
https://raw.githubusercontent.com/mrc-ide/global-lmic-reports/master/AFG/projections.csv
https://raw.githubusercontent.com/mrc-ide/global-lmic-reports/master/AFG/projections.csv
https://raw.githubusercontent.com/mrc-ide/global-lmic-reports/master/AFG/projections.csv
https://raw.githubusercontent.com/mrc-ide/global-lmic-reports/master/AFG/projections.csv
https://raw.githubusercontent.com/mrc-ide/global-lmic-reports/master/AFG/projections.csv
https://raw.githubusercontent.com/mrc-ide/global-lmic-reports/master/AFG/projections.csv
https://raw.githubusercontent.com/mrc-ide/global-lmic-reports/master/AFG/projections.csv
https://raw.githubusercontent.com/mrc-ide/global-lmic-reports/master/AFG/projections.csv
https://raw.githubusercontent.com/mrc-ide/global-lmic-reports/master/AFG/projections.csv
https://raw.githubusercontent.com/mrc-ide/global-lmic-reports/master/AFG/projections.csv
https://raw.githubusercontent.com/mrc-ide/global-lmic-reports/master/AFG/projections.csv
https://raw.githubusercontent.com/mrc-ide/global-lmic-reports/master/AFG/projections.csv
https://raw.githubusercontent.com/mrc-ide/global-lmic-reports/master/AFG/projections.csv
https://raw.githubusercontent.com/mrc-ide/global-lmic-reports/master/AFG/projections.csv
https://raw.githubusercontent.com/mrc-ide/global-lmic-reports/master/AFG/projections.csv
https://raw.githubusercontent.com/mrc-ide/global-lmic-reports/master/AFG/projections.csv
https://raw.githubusercontent.com/mrc-ide/global-lmic-reports/master/AFG/projections.csv
https://raw.githubusercontent.com/mrc-ide/global-lmic-reports/master/AFG/projections.csv
https://raw.githubusercontent.com/mrc-ide/global-lmic-reports/master/AFG/projections.csv
https://raw.githubusercontent.com/mrc-ide/global-lmic-reports/master/AFG/projections.csv
https://raw.githubusercontent.com/mrc-ide/global-lmic-reports/master/AFG/projections.csv
https://raw.githubusercontent.com/mrc-ide/global-lmic-reports/master/AFG/projections.csv
https://raw.githubusercontent.com/mrc-ide/global-lmic-reports/master/AFG/projections.csv
https://raw.githubusercontent.com/mrc-ide/global-lmic-reports/master/AFG/projections.csv
https://raw.githubusercontent.com/mrc-ide/global-lmic-reports/master/AFG/projections.csv
https://raw.githubusercontent.com/mrc-ide/global-lmic-reports/master/AFG/projections.csv
https://raw.githubusercontent.com/mrc-ide/global-lmic-reports/master/AFG/projections.csv
https://raw.githubusercontent.com/mrc-ide/global-lmic-reports/master/AFG/projections.csv
https://raw.githubusercontent.com/mrc-ide/global-lmic-reports/master/AFG/projections.csv
https://raw.githubusercontent.com/mrc-ide/global-lmic-reports/master/AFG/projections.csv
https://raw.githubusercontent.com/mrc-ide/global-lmic-reports/master/AFG/projections.csv
https://raw.githubusercontent.com/mrc-ide/global-lmic-reports/master/AFG/projections.csv
https://raw.githubusercontent.com/mrc-ide/global-lmic-reports/master/AFG/projections.csv
https://raw.githubusercontent.com/mrc-ide/global-lmic-reports/master/AFG/projections.csv
https://raw.githubusercontent.com/mrc-ide/global-lmic-reports/master/AFG/projections.csv
https://raw.githubusercontent.com/mrc-ide/global-lmic-reports/master/AFG/projections.csv
https://raw.githubusercontent.com/mrc-ide/global-lmic-reports/master/AFG/projections.csv
https://raw.githubusercontent.com/mrc-ide/global-lmic-reports/master/AFG/projections.csv
https://raw.githubusercontent.com/mrc-ide/global-lmic-reports/master/AFG/projections.csv
https://raw.githubusercontent.com/mrc-ide/global-lmic-reports/master/AFG/projections.csv
https://raw.githubusercontent.com/mrc-ide/global-lmic-reports/master/AFG/projections.csv
https://raw.githubusercontent.com/mrc-ide/global-lmic-reports/master/AFG/projections.csv
https://raw.githubusercontent.com/mrc-ide/global-lmic-reports/master/AFG/projections.csv
https://raw.githubusercontent.com/mrc-ide/global-lmic-reports/master/AFG/projections.csv
https://raw.githubusercontent.com/mrc-ide/global-lmic-reports/master/AFG/projections.csv
https://raw.githubusercontent.com/mrc-ide/global-lmic-reports/master/AFG/projections.csv
https://raw.githubusercontent.com/mrc-ide/global-lmic-reports/master/AFG/projections.csv
https://raw.githubusercontent.com/mrc-ide/global-lmic-reports/master/AFG/projections.csv
https://raw.githubusercontent.com/mrc-ide/global-lmic-reports/master/AFG/projections.csv
https://raw.githubusercontent.com/mrc-ide/global-lmic-reports/master/AFG/projections.csv
https://raw.githubusercontent.com/mrc-ide/global-lmic-reports/master/AFG/projections.csv
https://raw.githubusercontent.com/mrc-ide/global-lmic-reports/master/AFG/projections.csv
https://raw.githubusercontent.com/mrc-ide/global-lmic-reports/master/AFG/projections.csv
https://raw.githubusercontent.com/mrc-ide/global-lmic-reports/master/AFG/projections.csv
https://raw.githubusercontent.com/mrc-ide/global-lmic-reports/master/AFG/projections.csv
https://raw.githubusercontent.com/mrc-ide/global-lmic-reports/master/AFG/projections.csv
https://raw.githubusercontent.com/mrc-ide/global-lmic-reports/master/AFG/projections.csv
https://raw.githubusercontent.com/mrc-ide/global-lmic-reports/master/AFG/projections.csv
https://raw.githubusercontent.com/mrc-ide/global-lmic-reports/master/AFG/projections.csv
https://raw.githubusercontent.com/mrc-ide/global-lmic-reports/master/AFG/projections.csv
https://raw.githubusercontent.com/mrc-ide/global-lmic-reports/master/AFG/projections.csv
https://raw.githubusercontent.com/mrc-ide/global-lmic-reports/master/AFG/projections.csv
https://raw.githubusercontent.com/mrc-ide/global-lmic-reports/master/AFG/projections.csv
https://raw.githubusercontent.com/mrc-ide/global-lmic-reports/master/AFG/projections.csv
https://raw.githubusercontent.com/mrc-ide/global-lmic-reports/master/AFG/projections.csv
https://raw.githubusercontent.com/mrc-ide/global-lmic-reports/master/AFG/projections.csv
https://raw.githubusercontent.com/mrc-ide/global-lmic-reports/master/AFG/projections.csv
https://raw.githubusercontent.com/mrc-ide/global-lmic-reports/master/AFG/projections.csv
https://raw.githubusercontent.com/mrc-ide/global-lmic-reports/master/AFG/projections.csv
https://raw.githubusercontent.com/mrc-ide/global-lmic-reports/master/AFG/projections.csv
https://raw.githubusercontent.com/mrc-ide/global-lmic-reports/master/AFG/projections.csv
https://raw.githubusercontent.com/mrc-ide/global-lmic-reports/master/AFG/projections.csv
https://raw.githubusercontent.com/mrc-ide/global-lmic-reports/master/AFG/projections.csv
https://raw.githubusercontent.com/mrc-ide/global-lmic-reports/master/AFG/projections.csv
https://raw.githubusercontent.com/mrc-ide/global-lmic-reports/master/AFG/projections.csv
https://raw.githubusercontent.com/mrc-ide/global-lmic-reports/master/AFG/projections.csv
https://raw.githubusercontent.com/mrc-ide/global-lmic-reports/master/AFG/projections.csv
https://raw.githubusercontent.com/mrc-ide/global-lmic-reports/master/AFG/projections.csv
https://raw.githubusercontent.com/mrc-ide/global-lmic-reports/master/AFG/projections.csv
https://raw.githubusercontent.com/mrc-ide/global-lmic-reports/master/AFG/projections.csv
https://raw.githubusercontent.com/mrc-ide/global-lmic-reports/master/AFG/projections.csv
https://raw.githubusercontent.com/mrc-ide/global-lmic-reports/master/AFG/projections.csv
https://raw.githubusercontent.com/mrc-ide/global-lmic-reports/master/AFG/projections.csv
https://raw.githubusercontent.com/mrc-ide/global-lmic-reports/master/AFG/projections.csv
https://raw.githubusercontent.com/mrc-ide/global-lmic-reports/master/AFG/projections.csv
https://raw.githubusercontent.com/mrc-ide/global-lmic-reports/master/AFG/projections.csv
https://raw.githubusercontent.com/mrc-ide/global-lmic-reports/master/AFG/projections.csv
https://raw.githubusercontent.com/mrc-ide/global-lmic-reports/master/AFG/projections.csv
https://raw.githubusercontent.com/mrc-ide/global-lmic-reports/master/AFG/projections.csv
https://raw.githubusercontent.com/mrc-ide/global-lmic-reports/master/AFG/projections.csv
https://raw.githubusercontent.com/mrc-ide/global-lmic-reports/master/AFG/projections.csv
https://raw.githubusercontent.com/mrc-ide/global-lmic-reports/master/AFG/projections.csv
https://raw.githubusercontent.com/mrc-ide/global-lmic-reports/master/AFG/projections.csv
https://raw.githubusercontent.com/mrc-ide/global-lmic-reports/master/AFG/projections.csv
https://raw.githubusercontent.com/mrc-ide/global-lmic-reports/master/AFG/projections.csv
https://raw.githubusercontent.com/mrc-ide/global-lmic-reports/master/AFG/projections.csv
https://raw.githubusercontent.com/mrc-ide/global-lmic-reports/master/AFG/projections.csv
https://raw.githubusercontent.com/mrc-ide/global-lmic-reports/master/AFG/projections.csv
https://raw.githubusercontent.com/mrc-ide/global-lmic-reports/master/AFG/projections.csv
https://raw.githubusercontent.com/mrc-ide/global-lmic-reports/master/AFG/projections.csv
https://raw.githubusercontent.com/mrc-ide/global-lmic-reports/master/AFG/projections.csv
https://raw.githubusercontent.com/mrc-ide/global-lmic-reports/master/AFG/projections.csv
https://raw.githubusercontent.com/mrc-ide/global-lmic-reports/master/AFG/projections.csv
https://raw.githubusercontent.com/mrc-ide/global-lmic-reports/master/AFG/projections.csv
https://raw.githubusercontent.com/mrc-ide/global-lmic-reports/master/AFG/projections.csv
https://raw.githubusercontent.com/mrc-ide/global-lmic-reports/master/AFG/projections.csv
https://raw.githubusercontent.com/mrc-ide/global-lmic-reports/master/AFG/projections.csv
https://raw.githubusercontent.com/mrc-ide/global-lmic-reports/master/AFG/projections.csv
https://raw.githubusercontent.com/mrc-ide/global-lmic-reports/master/AFG/projections.csv
https://raw.githubusercontent.com/mrc-ide/global-lmic-reports/master/AFG/projections.csv
https://raw.githubusercontent.com/mrc-ide/global-lmic-reports/master/AFG/projections.csv
https://raw.githubusercontent.com/mrc-ide/global-lmic-reports/master/AFG/projections.csv
https://raw.githubusercontent.com/mrc-ide/global-lmic-reports/master/AFG/projections.csv
https://raw.githubusercontent.com/mrc-ide/global-lmic-reports/master/AFG/projections.csv
https://raw.githubusercontent.com/mrc-ide/global-lmic-reports/master/AFG/projections.csv
https://raw.githubusercontent.com/mrc-ide/global-lmic-reports/master/AFG/projections.csv
https://raw.githubusercontent.com/mrc-ide/global-lmic-reports/master/AFG/projections.csv
https://raw.githubusercontent.com/mrc-ide/global-lmic-reports/master/AFG/projections.csv
https://raw.githubusercontent.com/mrc-ide/global-lmic-reports/master/AFG/projections.csv
https://raw.githubusercontent.com/mrc-ide/global-lmic-reports/master/AFG/projections.csv
https://raw.githubusercontent.com/mrc-ide/global-lmic-reports/master/AFG/projections.csv
https://raw.githubusercontent.com/mrc-ide/global-lmic-reports/master/AFG/projections.csv
https://raw.githubusercontent.com/mrc-ide/global-lmic-reports/master/AFG/projections.csv
https://raw.githubusercontent.com/mrc-ide/global-lmic-reports/master/AFG/projections.csv
https://raw.githubusercontent.com/mrc-ide/global-lmic-reports/master/AFG/projections.csv
https://raw.githubusercontent.com/mrc-ide/global-lmic-reports/master/AFG/projections.csv
https://raw.githubusercontent.com/mrc-ide/global-lmic-reports/master/AFG/projections.csv
https://raw.githubusercontent.com/mrc-ide/global-lmic-reports/master/AFG/projections.csv
https://raw.githubusercontent.com/mrc-ide/global-lmic-reports/master/AFG/projections.csv
https://raw.githubusercontent.com/mrc-ide/global-lmic-reports/master/AFG/projections.csv
https://raw.githubusercontent.com/mrc-ide/global-lmic-reports/master/AFG/projections.csv
https://raw.githubusercontent.com/mrc-ide/global-lmic-reports/master/AFG/projections.csv
https://raw.githubusercontent.com/mrc-ide/global-lmic-reports/master/AFG/projections.csv
https://raw.githubusercontent.com/mrc-ide/global-lmic-reports/master/AFG/projections.csv
https://raw.githubusercontent.com/mrc-ide/global-lmic-reports/master/AFG/projections.csv
https://raw.githubusercontent.com/mrc-ide/global-lmic-reports/master/AFG/projections.csv
https://raw.githubusercontent.com/mrc-ide/global-lmic-reports/master/AFG/projections.csv
https://raw.githubusercontent.com/mrc-ide/global-lmic-reports/master/AFG/projections.csv
https://raw.githubusercontent.com/mrc-ide/global-lmic-reports/master/AFG/projections.csv
https://raw.githubusercontent.com/mrc-ide/global-lmic-reports/master/AFG/projections.csv
https://raw.githubusercontent.com/mrc-ide/global-lmic-reports/master/AFG/projections.csv
https://raw.githubusercontent.com/mrc-ide/global-lmic-reports/master/AFG/projections.csv
https://raw.githubusercontent.com/mrc-ide/global-lmic-reports/master/AFG/projections.csv
https://raw.githubusercontent.com/mrc-ide/global-lmic-reports/master/AFG/projections.csv
https://raw.githubusercontent.com/mrc-ide/global-lmic-reports/master/AFG/projections.csv
https://raw.githubusercontent.com/mrc-ide/global-lmic-reports/master/AFG/projections.csv
https://raw.githubusercontent.com/mrc-ide/global-lmic-reports/master/AFG/projections.csv
https://raw.githubusercontent.com/mrc-ide/global-lmic-reports/master/AFG/projections.csv
https://raw.githubusercontent.com/mrc-ide/global-lmic-reports/master/AFG/projections.csv
https://raw.githubusercontent.com/mrc-ide/global-lmic-reports/master/AFG/projections.csv
https://raw.githubusercontent.com/mrc-ide/global-lmic-reports/master/AFG/projections.csv
https://raw.githubusercontent.com/mrc-ide/global-lmic-reports/master/AFG/projections.csv
https://raw.githubusercontent.com/mrc-ide/global-lmic-reports/master/AFG/projections.csv
https://raw.githubusercontent.com/mrc-ide/global-lmic-reports/master/AFG/projections.csv
https://raw.githubusercontent.com/mrc-ide/global-lmic-reports/master/AFG/projections.csv
https://raw.githubusercontent.com/mrc-ide/global-lmic-reports/master/AFG/projections.csv
https://raw.githubusercontent.com/mrc-ide/global-lmic-reports/master/AFG/projections.csv
https://raw.githubusercontent.com/mrc-ide/global-lmic-reports/master/AFG/projections.csv
https://raw.githubusercontent.com/mrc-ide/global-lmic-reports/master/AFG/projections.csv
https://raw.githubusercontent.com/mrc-ide/global-lmic-reports/master/AFG/projections.csv
https://raw.githubusercontent.com/mrc-ide/global-lmic-reports/master/AFG/projections.csv
https://raw.githubusercontent.com/mrc-ide/global-lmic-reports/master/AFG/projections.csv
https://raw.githubusercontent.com/mrc-ide/global-lmic-reports/master/AFG/projections.csv
https://raw.githubusercontent.com/mrc-ide/global-lmic-reports/master/AFG/projections.csv
https://raw.githubusercontent.com/mrc-ide/global-lmic-reports/master/AFG/projections.csv
https://raw.githubusercontent.com/mrc-ide/global-lmic-reports/master/AFG/projections.csv
https://raw.githubusercontent.com/mrc-ide/global-lmic-reports/master/AFG/projections.csv
https://raw.githubusercontent.com/mrc-ide/global-lmic-reports/master/AFG/projections.csv
https://raw.githubusercontent.com/mrc-ide/global-lmic-reports/master/AFG/projections.csv
https://raw.githubusercontent.com/mrc-ide/global-lmic-reports/master/AFG/projections.csv
https://raw.githubusercontent.com/mrc-ide/global-lmic-reports/master/AFG/projections.csv
https://raw.githubusercontent.com/mrc-ide/global-lmic-reports/master/AFG/projections.csv
https://raw.githubusercontent.com/mrc-ide/global-lmic-reports/master/AFG/projections.csv
https://raw.githubusercontent.com/mrc-ide/global-lmic-reports/master/AFG/projections.csv
https://raw.githubusercontent.com/mrc-ide/global-lmic-reports/master/AFG/projections.csv
https://raw.githubusercontent.com/mrc-ide/global-lmic-reports/master/AFG/projections.csv
https://raw.githubusercontent.com/mrc-ide/global-lmic-reports/master/AFG/projections.csv
https://raw.githubusercontent.com/mrc-ide/global-lmic-reports/master/AFG/projections.csv
https://raw.githubusercontent.com/mrc-ide/global-lmic-reports/master/AFG/projections.csv
https://raw.githubusercontent.com/mrc-ide/global-lmic-reports/master/AFG/projections.csv
https://raw.githubusercontent.com/mrc-ide/global-lmic-reports/master/AFG/projections.csv
https://raw.githubusercontent.com/mrc-ide/global-lmic-reports/master/AFG/projections.csv
https://raw.githubusercontent.com/mrc-ide/global-lmic-reports/master/AFG/projections.csv
https://raw.githubusercontent.com/mrc-ide/global-lmic-reports/master/AFG/projections.csv
https://raw.githubusercontent.com/mrc-ide/global-lmic-reports/master/AFG/projections.csv
https://raw.githubusercontent.com/mrc-ide/global-lmic-reports/master/AFG/projections.csv
https://raw.githubusercontent.com/mrc-ide/global-lmic-reports/master/AFG/projections.csv
https://raw.githubusercontent.com/mrc-ide/global-lmic-reports/master/AFG/projections.csv
https://raw.githubusercontent.com/mrc-ide/global-lmic-reports/master/AFG/projections.csv
https://raw.githubusercontent.com/mrc-ide/global-lmic-reports/master/AFG/projections.csv
https://raw.githubusercontent.com/mrc-ide/global-lmic-reports/master/AFG/projections.csv
https://raw.githubusercontent.com/mrc-ide/global-lmic-reports/master/AFG/projections.csv
https://raw.githubusercontent.com/mrc-ide/global-lmic-reports/master/AFG/projections.csv
https://raw.githubusercontent.com/mrc-ide/global-lmic-reports/master/AFG/projections.csv
https://raw.githubusercontent.com/mrc-ide/global-lmic-reports/master/AFG/projections.csv
https://raw.githubusercontent.com/mrc-ide/global-lmic-reports/master/AFG/projections.csv
https://raw.githubusercontent.com/mrc-ide/global-lmic-reports/master/AFG/projections.csv
https://raw.githubusercontent.com/mrc-ide/global-lmic-reports/master/AFG/projections.csv
https://raw.githubusercontent.com/mrc-ide/global-lmic-reports/master/AFG/projections.csv
https://raw.githubusercontent.com/mrc-ide/global-lmic-reports/master/AFG/projections.csv
https://raw.githubusercontent.com/mrc-ide/global-lmic-reports/master/AFG/projections.csv
https://raw.githubusercontent.com/mrc-ide/global-lmic-reports/master/AFG/projections.csv
https://raw.githubusercontent.com/mrc-ide/global-lmic-reports/master/AFG/projections.csv
https://raw.githubusercontent.com/mrc-ide/global-lmic-reports/master/AFG/projections.csv
https://raw.githubusercontent.com/mrc-ide/global-lmic-reports/master/AFG/projections.csv
https://raw.githubusercontent.com/mrc-ide/global-lmic-reports/master/AFG/projections.csv
https://raw.githubusercontent.com/mrc-ide/global-lmic-reports/master/AFG/projections.csv
https://raw.githubusercontent.com/mrc-ide/global-lmic-reports/master/AFG/projections.csv
https://raw.githubusercontent.com/mrc-ide/global-lmic-reports/master/AFG/projections.csv
https://raw.githubusercontent.com/mrc-ide/global-lmic-reports/master/AFG/projections.csv
https://raw.githubusercontent.com/mrc-ide/global-lmic-reports/master/AFG/projections.csv
https://raw.githubusercontent.com/mrc-ide/global-lmic-reports/master/AFG/projections.csv
https://raw.githubusercontent.com/mrc-ide/global-lmic-reports/master/AFG/projections.csv
https://raw.githubusercontent.com/mrc-ide/global-lmic-reports/master/AFG/projections.csv
https://raw.githubusercontent.com/mrc-ide/global-lmic-reports/master/AFG/projections.csv
https://raw.githubusercontent.com/mrc-ide/global-lmic-reports/master/AFG/projections.csv
https://raw.githubusercontent.com/mrc-ide/global-lmic-reports/master/AFG/projections.csv
https://raw.githubusercontent.com/mrc-ide/global-lmic-reports/master/AFG/projections.csv
https://raw.githubusercontent.com/mrc-ide/global-lmic-reports/master/AFG/projections.csv
https://raw.githubusercontent.com/mrc-ide/global-lmic-reports/master/AFG/projections.csv
https://raw.githubusercontent.com/mrc-ide/global-lmic-reports/master/AFG/projections.csv
https://raw.githubusercontent.com/mrc-ide/global-lmic-reports/master/AFG/projections.csv
https://raw.githubusercontent.com/mrc-ide/global-lmic-reports/master/AFG/projections.csv
https://raw.githubusercontent.com/mrc-ide/global-lmic-reports/master/AFG/projections.csv
https://raw.githubusercontent.com/mrc-ide/global-lmic-reports/master/AFG/projections.csv
https://raw.githubusercontent.com/mrc-ide/global-lmic-reports/master/AFG/projections.csv
https://raw.githubusercontent.com/mrc-ide/global-lmic-reports/master/AFG/projections.csv
https://raw.githubusercontent.com/mrc-ide/global-lmic-reports/master/AFG/projections.csv
https://raw.githubusercontent.com/mrc-ide/global-lmic-reports/master/AFG/projections.csv
https://raw.githubusercontent.com/mrc-ide/global-lmic-reports/master/AFG/projections.csv
https://raw.githubusercontent.com/mrc-ide/global-lmic-reports/master/AFG/projections.csv
https://raw.githubusercontent.com/mrc-ide/global-lmic-reports/master/AFG/projections.csv
https://raw.githubusercontent.com/mrc-ide/global-lmic-reports/master/AFG/projections.csv
https://raw.githubusercontent.com/mrc-ide/global-lmic-reports/master/AFG/projections.csv
https://raw.githubusercontent.com/mrc-ide/global-lmic-reports/master/AFG/projections.csv
https://raw.githubusercontent.com/mrc-ide/global-lmic-reports/master/AFG/projections.csv
https://raw.githubusercontent.com/mrc-ide/global-lmic-reports/master/AFG/projections.csv
https://raw.githubusercontent.com/mrc-ide/global-lmic-reports/master/AFG/projections.csv
https://raw.githubusercontent.com/mrc-ide/global-lmic-reports/master/AFG/projections.csv
https://raw.githubusercontent.com/mrc-ide/global-lmic-reports/master/AFG/projections.csv
https://raw.githubusercontent.com/mrc-ide/global-lmic-reports/master/AFG/projections.csv
https://raw.githubusercontent.com/mrc-ide/global-lmic-reports/master/AFG/projections.csv
https://raw.githubusercontent.com/mrc-ide/global-lmic-reports/master/AFG/projections.csv
https://raw.githubusercontent.com/mrc-ide/global-lmic-reports/master/AFG/projections.csv
https://raw.githubusercontent.com/mrc-ide/global-lmic-reports/master/AFG/projections.csv
https://raw.githubusercontent.com/mrc-ide/global-lmic-reports/master/AFG/projections.csv
https://raw.githubusercontent.com/mrc-ide/global-lmic-reports/master/AFG/projections.csv
https://raw.githubusercontent.com/mrc-ide/global-lmic-reports/master/AFG/projections.csv
https://raw.githubusercontent.com/mrc-ide/global-lmic-reports/master/AFG/projections.csv
https://raw.githubusercontent.com/mrc-ide/global-lmic-reports/master/AFG/projections.csv
https://raw.githubusercontent.com/mrc-ide/global-lmic-reports/master/AFG/projections.csv
https://raw.githubusercontent.com/mrc-ide/global-lmic-reports/master/AFG/projections.csv
https://raw.githubusercontent.com/mrc-ide/global-lmic-reports/master/AFG/projections.csv
https://raw.githubusercontent.com/mrc-ide/global-lmic-reports/master/AFG/projections.csv
https://raw.githubusercontent.com/mrc-ide/global-lmic-reports/master/AFG/projections.csv
https://raw.githubusercontent.com/mrc-ide/global-lmic-reports/master/AFG/projections.csv
https://raw.githubusercontent.com/mrc-ide/global-lmic-reports/master/AFG/projections.csv
https://raw.githubusercontent.com/mrc-ide/global-lmic-reports/master/AFG/projections.csv
https://raw.githubusercontent.com/mrc-ide/global-lmic-reports/master/AFG/projections.csv
https://raw.githubusercontent.com/mrc-ide/global-lmic-reports/master/AFG/projections.csv
https://raw.githubusercontent.com/mrc-ide/global-lmic-reports/master/AFG/projections.csv
https://raw.githubusercontent.com/mrc-ide/global-lmic-reports/master/AFG/projections.csv
https://raw.githubusercontent.com/mrc-ide/global-lmic-reports/master/AFG/projections.csv
https://raw.githubusercontent.com/mrc-ide/global-lmic-reports/master/AFG/projections.csv
https://raw.githubusercontent.com/mrc-ide/global-lmic-reports/master/AFG/projections.csv
https://raw.githubusercontent.com/mrc-ide/global-lmic-reports/master/AFG/projections.csv
https://raw.githubusercontent.com/mrc-ide/global-lmic-reports/master/AFG/projections.csv
https://raw.githubusercontent.com/mrc-ide/global-lmic-reports/master/AFG/projections.csv
https://raw.githubusercontent.com/mrc-ide/global-lmic-reports/master/AFG/projections.csv
https://raw.githubusercontent.com/mrc-ide/global-lmic-reports/master/AFG/projections.csv
https://raw.githubusercontent.com/mrc-ide/global-lmic-reports/master/AFG/projections.csv
https://raw.githubusercontent.com/mrc-ide/global-lmic-reports/master/AFG/projections.csv
https://raw.githubusercontent.com/mrc-ide/global-lmic-reports/master/AFG/projections.csv
https://raw.githubusercontent.com/mrc-ide/global-lmic-reports/master/AFG/projections.csv
https://raw.githubusercontent.com/mrc-ide/global-lmic-reports/master/AFG/projections.csv
https://raw.githubusercontent.com/mrc-ide/global-lmic-reports/master/AFG/projections.csv
https://raw.githubusercontent.com/mrc-ide/global-lmic-reports/master/AFG/projections.csv
https://raw.githubusercontent.com/mrc-ide/global-lmic-reports/master/AFG/projections.csv
https://raw.githubusercontent.com/mrc-ide/global-lmic-reports/master/AFG/projections.csv
https://raw.githubusercontent.com/mrc-ide/global-lmic-reports/master/AFG/projections.csv
https://raw.githubusercontent.com/mrc-ide/global-lmic-reports/master/AFG/projections.csv
https://raw.githubusercontent.com/mrc-ide/global-lmic-reports/master/AFG/projections.csv
https://raw.githubusercontent.com/mrc-ide/global-lmic-reports/master/AFG/projections.csv
https://raw.githubusercontent.com/mrc-ide/global-lmic-reports/master/AFG/projections.csv
https://raw.githubusercontent.com/mrc-ide/global-lmic-reports/master/AFG/projections.csv
https://raw.githubusercontent.com/mrc-ide/global-lmic-reports/master/AFG/projections.csv
https://raw.githubusercontent.com/mrc-ide/global-lmic-reports/master/AFG/projections.csv
https://raw.githubusercontent.com/mrc-ide/global-lmic-reports/master/AFG/projections.csv
https://raw.githubusercontent.com/mrc-ide/global-lmic-reports/master/AFG/projections.csv
https://raw.githubusercontent.com/mrc-ide/global-lmic-reports/master/AFG/projections.csv
https://raw.githubusercontent.com/mrc-ide/global-lmic-reports/master/AFG/projections.csv
https://raw.githubusercontent.com/mrc-ide/global-lmic-reports/master/AFG/projections.csv
https://raw.githubusercontent.com/mrc-ide/global-lmic-reports/master/AFG/projections.csv
https://raw.githubusercontent.com/mrc-ide/global-lmic-reports/master/AFG/projections.csv
https://raw.githubusercontent.com/mrc-ide/global-lmic-reports/master/AFG/projections.csv
https://raw.githubusercontent.com/mrc-ide/global-lmic-reports/master/AFG/projections.csv
https://raw.githubusercontent.com/mrc-ide/global-lmic-reports/master/AFG/projections.csv
https://raw.githubusercontent.com/mrc-ide/global-lmic-reports/master/AFG/projections.csv
https://raw.githubusercontent.com/mrc-ide/global-lmic-reports/master/AFG/projections.csv
https://raw.githubusercontent.com/mrc-ide/global-lmic-reports/master/AFG/projections.csv
https://raw.githubusercontent.com/mrc-ide/global-lmic-reports/master/AFG/projections.csv
https://raw.githubusercontent.com/mrc-ide/global-lmic-reports/master/AFG/projections.csv
https://raw.githubusercontent.com/mrc-ide/global-lmic-reports/master/AFG/projections.csv
https://raw.githubusercontent.com/mrc-ide/global-lmic-reports/master/AFG/projections.csv
https://raw.githubusercontent.com/mrc-ide/global-lmic-reports/master/AFG/projections.csv
https://raw.githubusercontent.com/mrc-ide/global-lmic-reports/master/AFG/projections.csv
https://raw.githubusercontent.com/mrc-ide/global-lmic-reports/master/AFG/projections.csv
https://raw.githubusercontent.com/mrc-ide/global-lmic-reports/master/AFG/projections.csv
https://raw.githubusercontent.com/mrc-ide/global-lmic-reports/master/AFG/projections.csv
https://raw.githubusercontent.com/mrc-ide/global-lmic-reports/master/AFG/projections.csv
https://raw.githubusercontent.com/mrc-ide/global-lmic-reports/master/AFG/projections.csv
https://raw.githubusercontent.com/mrc-ide/global-lmic-reports/master/AFG/projections.csv
https://raw.githubusercontent.com/mrc-ide/global-lmic-reports/master/AFG/projections.csv
https://raw.githubusercontent.com/mrc-ide/global-lmic-reports/master/AFG/projections.csv
https://raw.githubusercontent.com/mrc-ide/global-lmic-reports/master/AFG/projections.csv
https://raw.githubusercontent.com/mrc-ide/global-lmic-reports/master/AFG/projections.csv
https://raw.githubusercontent.com/mrc-ide/global-lmic-reports/master/AFG/projections.csv
https://raw.githubusercontent.com/mrc-ide/global-lmic-reports/master/AFG/projections.csv
https://raw.githubusercontent.com/mrc-ide/global-lmic-reports/master/AFG/projections.csv
https://raw.githubusercontent.com/mrc-ide/global-lmic-reports/master/AFG/projections.csv
https://raw.githubusercontent.com/mrc-ide/global-lmic-reports/master/AFG/projections.csv
https://raw.githubusercontent.com/mrc-ide/global-lmic-reports/master/AFG/projections.csv
https://raw.githubusercontent.com/mrc-ide/global-lmic-reports/master/AFG/projections.csv
https://raw.githubusercontent.com/mrc-ide/global-lmic-reports/master/AFG/projections.csv
https://raw.githubusercontent.com/mrc-ide/global-lmic-reports/master/AFG/projections.csv
https://raw.githubusercontent.com/mrc-ide/global-lmic-reports/master/AFG/projections.csv
https://raw.githubusercontent.com/mrc-ide/global-lmic-reports/master/AFG/projections.csv
https://raw.githubusercontent.com/mrc-ide/global-lmic-reports/master/AFG/projections.csv
https://raw.githubusercontent.com/mrc-ide/global-lmic-reports/master/AFG/projections.csv
https://raw.githubusercontent.com/mrc-ide/global-lmic-reports/master/AFG/projections.csv
https://raw.githubusercontent.com/mrc-ide/global-lmic-reports/master/AFG/projections.csv
https://raw.githubusercontent.com/mrc-ide/global-lmic-reports/master/AFG/projections.csv
https://raw.githubusercontent.com/mrc-ide/global-lmic-reports/master/AFG/projections.csv
https://raw.githubusercontent.com/mrc-ide/global-lmic-reports/master/AFG/projections.csv
https://raw.githubusercontent.com/mrc-ide/global-lmic-reports/master/AFG/projections.csv
https://raw.githubusercontent.com/mrc-ide/global-lmic-reports/master/AFG/projections.csv
https://raw.githubusercontent.com/mrc-ide/global-lmic-reports/master/AFG/projections.csv
https://raw.githubusercontent.com/mrc-ide/global-lmic-reports/master/AFG/projections.csv
https://raw.githubusercontent.com/mrc-ide/global-lmic-reports/master/AFG/projections.csv
https://raw.githubusercontent.com/mrc-ide/global-lmic-reports/master/AFG/projections.csv
https://raw.githubusercontent.com/mrc-ide/global-lmic-reports/master/AFG/projections.csv
https://raw.githubusercontent.com/mrc-ide/global-lmic-reports/master/AFG/projections.csv
https://raw.githubusercontent.com/mrc-ide/global-lmic-reports/master/AFG/projections.csv
https://raw.githubusercontent.com/mrc-ide/global-lmic-reports/master/AFG/projections.csv
https://raw.githubusercontent.com/mrc-ide/global-lmic-reports/master/AFG/projections.csv
https://raw.githubusercontent.com/mrc-ide/global-lmic-reports/master/AFG/projections.csv
https://raw.githubusercontent.com/mrc-ide/global-lmic-reports/master/AFG/projections.csv
https://raw.githubusercontent.com/mrc-ide/global-lmic-reports/master/AFG/projections.csv
https://raw.githubusercontent.com/mrc-ide/global-lmic-reports/master/AFG/projections.csv
https://raw.githubusercontent.com/mrc-ide/global-lmic-reports/master/AFG/projections.csv
https://raw.githubusercontent.com/mrc-ide/global-lmic-reports/master/AFG/projections.csv
https://raw.githubusercontent.com/mrc-ide/global-lmic-reports/master/AFG/projections.csv
https://raw.githubusercontent.com/mrc-ide/global-lmic-reports/master/AFG/projections.csv
https://raw.githubusercontent.com/mrc-ide/global-lmic-reports/master/AFG/projections.csv
https://raw.githubusercontent.com/mrc-ide/global-lmic-reports/master/AFG/projections.csv
https://raw.githubusercontent.com/mrc-ide/global-lmic-reports/master/AFG/projections.csv
https://raw.githubusercontent.com/mrc-ide/global-lmic-reports/master/AFG/projections.csv
https://raw.githubusercontent.com/mrc-ide/global-lmic-reports/master/AFG/projections.csv
https://raw.githubusercontent.com/mrc-ide/global-lmic-reports/master/AFG/projections.csv
https://raw.githubusercontent.com/mrc-ide/global-lmic-reports/master/AFG/projections.csv
https://raw.githubusercontent.com/mrc-ide/global-lmic-reports/master/AFG/projections.csv
https://raw.githubusercontent.com/mrc-ide/global-lmic-reports/master/AFG/projections.csv
https://raw.githubusercontent.com/mrc-ide/global-lmic-reports/master/AFG/projections.csv
https://raw.githubusercontent.com/mrc-ide/global-lmic-reports/master/AFG/projections.csv
https://raw.githubusercontent.com/mrc-ide/global-lmic-reports/master/AFG/projections.csv
https://raw.githubusercontent.com/mrc-ide/global-lmic-reports/master/AFG/projections.csv
https://raw.githubusercontent.com/mrc-ide/global-lmic-reports/master/AFG/projections.csv
https://raw.githubusercontent.com/mrc-ide/global-lmic-reports/master/AFG/projections.csv
https://raw.githubusercontent.com/mrc-ide/global-lmic-reports/master/AFG/projections.csv
https://raw.githubusercontent.com/mrc-ide/global-lmic-reports/master/AFG/projections.csv
https://raw.githubusercontent.com/mrc-ide/global-lmic-reports/master/AFG/projections.csv
https://raw.githubusercontent.com/mrc-ide/global-lmic-reports/master/AFG/projections.csv
https://raw.githubusercontent.com/mrc-ide/global-lmic-reports/master/AFG/projections.csv
https://raw.githubusercontent.com/mrc-ide/global-lmic-reports/master/AFG/projections.csv
https://raw.githubusercontent.com/mrc-ide/global-lmic-reports/master/AFG/projections.csv
https://raw.githubusercontent.com/mrc-ide/global-lmic-reports/master/AFG/projections.csv
https://raw.githubusercontent.com/mrc-ide/global-lmic-reports/master/AFG/projections.csv
https://raw.githubusercontent.com/mrc-ide/global-lmic-reports/master/AFG/projections.csv
https://raw.githubusercontent.com/mrc-ide/global-lmic-reports/master/AFG/projections.csv
https://raw.githubusercontent.com/mrc-ide/global-lmic-reports/master/AFG/projections.csv
https://raw.githubusercontent.com/mrc-ide/global-lmic-reports/master/AFG/projections.csv
https://raw.githubusercontent.com/mrc-ide/global-lmic-reports/master/AFG/projections.csv
https://raw.githubusercontent.com/mrc-ide/global-lmic-reports/master/AFG/projections.csv
https://raw.githubusercontent.com/mrc-ide/global-lmic-reports/master/AFG/projections.csv
https://raw.githubusercontent.com/mrc-ide/global-lmic-reports/master/AFG/projections.csv
https://raw.githubusercontent.com/mrc-ide/global-lmic-reports/master/AFG/projections.csv
https://raw.githubusercontent.com/mrc-ide/global-lmic-reports/master/AFG/projections.csv
https://raw.githubusercontent.com/mrc-ide/global-lmic-reports/master/AFG/projections.csv
https://raw.githubusercontent.com/mrc-ide/global-lmic-reports/master/AFG/projections.csv
https://raw.githubusercontent.com/mrc-ide/global-lmic-reports/master/AFG/projections.csv
https://raw.githubusercontent.com/mrc-ide/global-lmic-reports/master/AFG/projections.csv
https://raw.githubusercontent.com/mrc-ide/global-lmic-reports/master/AFG/projections.csv
https://raw.githubusercontent.com/mrc-ide/global-lmic-reports/master/AFG/projections.csv
https://raw.githubusercontent.com/mrc-ide/global-lmic-reports/master/AFG/projections.csv
https://raw.githubusercontent.com/mrc-ide/global-lmic-reports/master/AFG/projections.csv
https://raw.githubusercontent.com/mrc-ide/global-lmic-reports/master/AFG/projections.csv
https://raw.githubusercontent.com/mrc-ide/global-lmic-reports/master/AFG/projections.csv
https://raw.githubusercontent.com/mrc-ide/global-lmic-reports/master/AFG/projections.csv
https://raw.githubusercontent.com/mrc-ide/global-lmic-reports/master/AFG/projections.csv
https://raw.githubusercontent.com/mrc-ide/global-lmic-reports/master/AFG/projections.csv
https://raw.githubusercontent.com/mrc-ide/global-lmic-reports/master/AFG/projections.csv
https://raw.githubusercontent.com/mrc-ide/global-lmic-reports/master/AFG/projections.csv
https://raw.githubusercontent.com/mrc-ide/global-lmic-reports/master/AFG/projections.csv
https://raw.githubusercontent.com/mrc-ide/global-lmic-reports/master/AFG/projections.csv
https://raw.githubusercontent.com/mrc-ide/global-lmic-reports/master/AFG/projections.csv
https://raw.githubusercontent.com/mrc-ide/global-lmic-reports/master/AFG/projections.csv
https://raw.githubusercontent.com/mrc-ide/global-lmic-reports/master/AFG/projections.csv
https://raw.githubusercontent.com/mrc-ide/global-lmic-reports/master/AFG/projections.csv
https://raw.githubusercontent.com/mrc-ide/global-lmic-reports/master/AFG/projections.csv
https://raw.githubusercontent.com/mrc-ide/global-lmic-reports/master/AFG/projections.csv
https://raw.githubusercontent.com/mrc-ide/global-lmic-reports/master/AFG/projections.csv
https://raw.githubusercontent.com/mrc-ide/global-lmic-reports/master/AFG/projections.csv
https://raw.githubusercontent.com/mrc-ide/global-lmic-reports/master/AFG/projections.csv
https://raw.githubusercontent.com/mrc-ide/global-lmic-reports/master/AFG/projections.csv
https://raw.githubusercontent.com/mrc-ide/global-lmic-reports/master/AFG/projections.csv
https://raw.githubusercontent.com/mrc-ide/global-lmic-reports/master/AFG/projections.csv
https://raw.githubusercontent.com/mrc-ide/global-lmic-reports/master/AFG/projections.csv
https://raw.githubusercontent.com/mrc-ide/global-lmic-reports/master/AFG/projections.csv
https://raw.githubusercontent.com/mrc-ide/global-lmic-reports/master/AFG/projections.csv
https://raw.githubusercontent.com/mrc-ide/global-lmic-reports/master/AFG/projections.csv
https://raw.githubusercontent.com/mrc-ide/global-lmic-reports/master/AFG/projections.csv
https://raw.githubusercontent.com/mrc-ide/global-lmic-reports/master/AFG/projections.csv
https://raw.githubusercontent.com/mrc-ide/global-lmic-reports/master/AFG/projections.csv
https://raw.githubusercontent.com/mrc-ide/global-lmic-reports/master/AFG/projections.csv
https://raw.githubusercontent.com/mrc-ide/global-lmic-reports/master/AFG/projections.csv
https://raw.githubusercontent.com/mrc-ide/global-lmic-reports/master/AFG/projections.csv
https://raw.githubusercontent.com/mrc-ide/global-lmic-reports/master/AFG/projections.csv
https://raw.githubusercontent.com/mrc-ide/global-lmic-reports/master/AFG/projections.csv
https://raw.githubusercontent.com/mrc-ide/global-lmic-reports/master/AFG/projections.csv
https://raw.githubusercontent.com/mrc-ide/global-lmic-reports/master/AFG/projections.csv
https://raw.githubusercontent.com/mrc-ide/global-lmic-reports/master/AFG/projections.csv
https://raw.githubusercontent.com/mrc-ide/global-lmic-reports/master/AFG/projections.csv
https://raw.githubusercontent.com/mrc-ide/global-lmic-reports/master/AFG/projections.csv
https://raw.githubusercontent.com/mrc-ide/global-lmic-reports/master/AFG/projections.csv
https://raw.githubusercontent.com/mrc-ide/global-lmic-reports/master/AFG/projections.csv
https://raw.githubusercontent.com/mrc-ide/global-lmic-reports/master/AFG/projections.csv
https://raw.githubusercontent.com/mrc-ide/global-lmic-reports/master/AFG/projections.csv
https://raw.githubusercontent.com/mrc-ide/global-lmic-reports/master/AFG/projections.csv
https://raw.githubusercontent.com/mrc-ide/global-lmic-reports/master/AFG/projections.csv
https://raw.githubusercontent.com/mrc-ide/global-lmic-reports/master/AFG/projections.csv
https://raw.githubusercontent.com/mrc-ide/global-lmic-reports/master/AFG/projections.csv
https://raw.githubusercontent.com/mrc-ide/global-lmic-reports/master/AFG/projections.csv
https://raw.githubusercontent.com/mrc-ide/global-lmic-reports/master/AFG/projections.csv
https://raw.githubusercontent.com/mrc-ide/global-lmic-reports/master/AFG/projections.csv
https://raw.githubusercontent.com/mrc-ide/global-lmic-reports/master/AFG/projections.csv
https://raw.githubusercontent.com/mrc-ide/global-lmic-reports/master/AFG/projections.csv
https://raw.githubusercontent.com/mrc-ide/global-lmic-reports/master/AFG/projections.csv
https://raw.githubusercontent.com/mrc-ide/global-lmic-reports/master/AFG/projections.csv
https://raw.githubusercontent.com/mrc-ide/global-lmic-reports/master/AFG/projections.csv
https://raw.githubusercontent.com/mrc-ide/global-lmic-reports/master/AFG/projections.csv
https://raw.githubusercontent.com/mrc-ide/global-lmic-reports/master/AFG/projections.csv
https://raw.githubusercontent.com/mrc-ide/global-lmic-reports/master/AFG/projections.csv
https://raw.githubusercontent.com/mrc-ide/global-lmic-reports/master/AFG/projections.csv
https://raw.githubusercontent.com/mrc-ide/global-lmic-reports/master/AFG/projections.csv
https://raw.githubusercontent.com/mrc-ide/global-lmic-reports/master/AFG/projections.csv
https://raw.githubusercontent.com/mrc-ide/global-lmic-reports/master/AFG/projections.csv
https://raw.githubusercontent.com/mrc-ide/global-lmic-reports/master/AFG/projections.csv
https://raw.githubusercontent.com/mrc-ide/global-lmic-reports/master/AFG/projections.csv
https://raw.githubusercontent.com/mrc-ide/global-lmic-reports/master/AFG/projections.csv
https://raw.githubusercontent.com/mrc-ide/global-lmic-reports/master/AFG/projections.csv
https://raw.githubusercontent.com/mrc-ide/global-lmic-reports/master/AFG/projections.csv
https://raw.githubusercontent.com/mrc-ide/global-lmic-reports/master/AFG/projections.csv
https://raw.githubusercontent.com/mrc-ide/global-lmic-reports/master/AFG/projections.csv
https://raw.githubusercontent.com/mrc-ide/global-lmic-reports/master/AFG/projections.csv
https://raw.githubusercontent.com/mrc-ide/global-lmic-reports/master/AFG/projections.csv
https://raw.githubusercontent.com/mrc-ide/global-lmic-reports/master/AFG/projections.csv
https://raw.githubusercontent.com/mrc-ide/global-lmic-reports/master/AFG/projections.csv
https://raw.githubusercontent.com/mrc-ide/global-lmic-reports/master/AFG/projections.csv
https://raw.githubusercontent.com/mrc-ide/global-lmic-reports/master/AFG/projections.csv
https://raw.githubusercontent.com/mrc-ide/global-lmic-reports/master/AFG/projections.csv
https://raw.githubusercontent.com/mrc-ide/global-lmic-reports/master/AFG/projections.csv
https://raw.githubusercontent.com/mrc-ide/global-lmic-reports/master/AFG/projections.csv
https://raw.githubusercontent.com/mrc-ide/global-lmic-reports/master/AFG/projections.csv
https://raw.githubusercontent.com/mrc-ide/global-lmic-reports/master/AFG/projections.csv
https://raw.githubusercontent.com/mrc-ide/global-lmic-reports/master/AFG/projections.csv
https://raw.githubusercontent.com/mrc-ide/global-lmic-reports/master/AFG/projections.csv
https://raw.githubusercontent.com/mrc-ide/global-lmic-reports/master/AFG/projections.csv
https://raw.githubusercontent.com/mrc-ide/global-lmic-reports/master/AFG/projections.csv
https://raw.githubusercontent.com/mrc-ide/global-lmic-reports/master/AFG/projections.csv
https://raw.githubusercontent.com/mrc-ide/global-lmic-reports/master/AFG/projections.csv
https://raw.githubusercontent.com/mrc-ide/global-lmic-reports/master/AFG/projections.csv
https://raw.githubusercontent.com/mrc-ide/global-lmic-reports/master/AFG/projections.csv
https://raw.githubusercontent.com/mrc-ide/global-lmic-reports/master/AFG/projections.csv
https://raw.githubusercontent.com/mrc-ide/global-lmic-reports/master/AFG/projections.csv
https://raw.githubusercontent.com/mrc-ide/global-lmic-reports/master/AFG/projections.csv
https://raw.githubusercontent.com/mrc-ide/global-lmic-reports/master/AFG/projections.csv
https://raw.githubusercontent.com/mrc-ide/global-lmic-reports/master/AFG/projections.csv
https://raw.githubusercontent.com/mrc-ide/global-lmic-reports/master/AFG/projections.csv
https://raw.githubusercontent.com/mrc-ide/global-lmic-reports/master/AFG/projections.csv
https://raw.githubusercontent.com/mrc-ide/global-lmic-reports/master/AFG/projections.csv
https://raw.githubusercontent.com/mrc-ide/global-lmic-reports/master/AFG/projections.csv
https://raw.githubusercontent.com/mrc-ide/global-lmic-reports/master/AFG/projections.csv
https://raw.githubusercontent.com/mrc-ide/global-lmic-reports/master/AFG/projections.csv
https://raw.githubusercontent.com/mrc-ide/global-lmic-reports/master/AFG/projections.csv
https://raw.githubusercontent.com/mrc-ide/global-lmic-reports/master/AFG/projections.csv
https://raw.githubusercontent.com/mrc-ide/global-lmic-reports/master/AFG/projections.csv
https://raw.githubusercontent.com/mrc-ide/global-lmic-reports/master/AFG/projections.csv
https://raw.githubusercontent.com/mrc-ide/global-lmic-reports/master/AFG/projections.csv
https://raw.githubusercontent.com/mrc-ide/global-lmic-reports/master/AFG/projections.csv
https://raw.githubusercontent.com/mrc-ide/global-lmic-reports/master/AFG/projections.csv
https://raw.githubusercontent.com/mrc-ide/global-lmic-reports/master/AFG/projections.csv
https://raw.githubusercontent.com/mrc-ide/global-lmic-reports/master/AFG/projections.csv
https://raw.githubusercontent.com/mrc-ide/global-lmic-reports/master/AFG/projections.csv
https://raw.githubusercontent.com/mrc-ide/global-lmic-reports/master/AFG/projections.csv
https://raw.githubusercontent.com/mrc-ide/global-lmic-reports/master/AFG/projections.csv
https://raw.githubusercontent.com/mrc-ide/global-lmic-reports/master/AFG/projections.csv
https://raw.githubusercontent.com/mrc-ide/global-lmic-reports/master/AFG/projections.csv
https://raw.githubusercontent.com/mrc-ide/global-lmic-reports/master/AFG/projections.csv
https://raw.githubusercontent.com/mrc-ide/global-lmic-reports/master/AFG/projections.csv
https://raw.githubusercontent.com/mrc-ide/global-lmic-reports/master/AFG/projections.csv
https://raw.githubusercontent.com/mrc-ide/global-lmic-reports/master/AFG/projections.csv
https://raw.githubusercontent.com/mrc-ide/global-lmic-reports/master/AFG/projections.csv
https://raw.githubusercontent.com/mrc-ide/global-lmic-reports/master/AFG/projections.csv
https://raw.githubusercontent.com/mrc-ide/global-lmic-reports/master/AFG/projections.csv
https://raw.githubusercontent.com/mrc-ide/global-lmic-reports/master/AFG/projections.csv
https://raw.githubusercontent.com/mrc-ide/global-lmic-reports/master/AFG/projections.csv
https://raw.githubusercontent.com/mrc-ide/global-lmic-reports/master/AFG/projections.csv
https://raw.githubusercontent.com/mrc-ide/global-lmic-reports/master/AFG/projections.csv
https://raw.githubusercontent.com/mrc-ide/global-lmic-reports/master/AFG/projections.csv
https://raw.githubusercontent.com/mrc-ide/global-lmic-reports/master/AFG/projections.csv
https://raw.githubusercontent.com/mrc-ide/global-lmic-reports/master/AFG/projections.csv
https://raw.githubusercontent.com/mrc-ide/global-lmic-reports/master/AFG/projections.csv
https://raw.githubusercontent.com/mrc-ide/global-lmic-reports/master/AFG/projections.csv
https://raw.githubusercontent.com/mrc-ide/global-lmic-reports/master/AFG/projections.csv
https://raw.githubusercontent.com/mrc-ide/global-lmic-reports/master/AFG/projections.csv
https://raw.githubusercontent.com/mrc-ide/global-lmic-reports/master/AFG/projections.csv
https://raw.githubusercontent.com/mrc-ide/global-lmic-reports/master/AFG/projections.csv
https://raw.githubusercontent.com/mrc-ide/global-lmic-reports/master/AFG/projections.csv
https://raw.githubusercontent.com/mrc-ide/global-lmic-reports/master/AFG/projections.csv
https://raw.githubusercontent.com/mrc-ide/global-lmic-reports/master/AFG/projections.csv
https://raw.githubusercontent.com/mrc-ide/global-lmic-reports/master/AFG/projections.csv
https://raw.githubusercontent.com/mrc-ide/global-lmic-reports/master/AFG/projections.csv
https://raw.githubusercontent.com/mrc-ide/global-lmic-reports/master/AFG/projections.csv
https://raw.githubusercontent.com/mrc-ide/global-lmic-reports/master/AFG/projections.csv
https://raw.githubusercontent.com/mrc-ide/global-lmic-reports/master/AFG/projections.csv
https://raw.githubusercontent.com/mrc-ide/global-lmic-reports/master/AFG/projections.csv
https://raw.githubusercontent.com/mrc-ide/global-lmic-reports/master/AFG/projections.csv
https://raw.githubusercontent.com/mrc-ide/global-lmic-reports/master/AFG/projections.csv
https://raw.githubusercontent.com/mrc-ide/global-lmic-reports/master/AFG/projections.csv
https://raw.githubusercontent.com/mrc-ide/global-lmic-reports/master/AFG/projections.csv
https://raw.githubusercontent.com/mrc-ide/global-lmic-reports/master/AFG/projections.csv
https://raw.githubusercontent.com/mrc-ide/global-lmic-reports/master/AFG/projections.csv
https://raw.githubusercontent.com/mrc-ide/global-lmic-reports/master/AFG/projections.csv
https://raw.githubusercontent.com/mrc-ide/global-lmic-reports/master/AFG/projections.csv
https://raw.githubusercontent.com/mrc-ide/global-lmic-reports/master/AFG/projections.csv
https://raw.githubusercontent.com/mrc-ide/global-lmic-reports/master/AFG/projections.csv
https://raw.githubusercontent.com/mrc-ide/global-lmic-reports/master/AFG/projections.csv
https://raw.githubusercontent.com/mrc-ide/global-lmic-reports/master/AFG/projections.csv
https://raw.githubusercontent.com/mrc-ide/global-lmic-reports/master/AFG/projections.csv
https://raw.githubusercontent.com/mrc-ide/global-lmic-reports/master/AFG/projections.csv
https://raw.githubusercontent.com/mrc-ide/global-lmic-reports/master/AFG/projections.csv
https://raw.githubusercontent.com/mrc-ide/global-lmic-reports/master/AFG/projections.csv
https://raw.githubusercontent.com/mrc-ide/global-lmic-reports/master/AFG/projections.csv
https://raw.githubusercontent.com/mrc-ide/global-lmic-reports/master/AFG/projections.csv
https://raw.githubusercontent.com/mrc-ide/global-lmic-reports/master/AFG/projections.csv
https://raw.githubusercontent.com/mrc-ide/global-lmic-reports/master/AFG/projections.csv
https://raw.githubusercontent.com/mrc-ide/global-lmic-reports/master/AFG/projections.csv
https://raw.githubusercontent.com/mrc-ide/global-lmic-reports/master/AFG/projections.csv
https://raw.githubusercontent.com/mrc-ide/global-lmic-reports/master/AFG/projections.csv
https://raw.githubusercontent.com/mrc-ide/global-lmic-reports/master/AFG/projections.csv
https://raw.githubusercontent.com/mrc-ide/global-lmic-reports/master/AFG/projections.csv
https://raw.githubusercontent.com/mrc-ide/global-lmic-reports/master/AFG/projections.csv
https://raw.githubusercontent.com/mrc-ide/global-lmic-reports/master/AFG/projections.csv
https://raw.githubusercontent.com/mrc-ide/global-lmic-reports/master/AFG/projections.csv
https://raw.githubusercontent.com/mrc-ide/global-lmic-reports/master/AFG/projections.csv
https://raw.githubusercontent.com/mrc-ide/global-lmic-reports/master/AFG/projections.csv
https://raw.githubusercontent.com/mrc-ide/global-lmic-reports/master/AFG/projections.csv
https://raw.githubusercontent.com/mrc-ide/global-lmic-reports/master/AFG/projections.csv
https://raw.githubusercontent.com/mrc-ide/global-lmic-reports/master/AFG/projections.csv
https://raw.githubusercontent.com/mrc-ide/global-lmic-reports/master/AFG/projections.csv
https://raw.githubusercontent.com/mrc-ide/global-lmic-reports/master/AFG/projections.csv
https://raw.githubusercontent.com/mrc-ide/global-lmic-reports/master/AFG/projections.csv
https://raw.githubusercontent.com/mrc-ide/global-lmic-reports/master/AFG/projections.csv
https://raw.githubusercontent.com/mrc-ide/global-lmic-reports/master/AFG/projections.csv
https://raw.githubusercontent.com/mrc-ide/global-lmic-reports/master/AFG/projections.csv
https://raw.githubusercontent.com/mrc-ide/global-lmic-reports/master/AFG/projections.csv
https://raw.githubusercontent.com/mrc-ide/global-lmic-reports/master/AFG/projections.csv
https://raw.githubusercontent.com/mrc-ide/global-lmic-reports/master/AFG/projections.csv
https://raw.githubusercontent.com/mrc-ide/global-lmic-reports/master/AFG/projections.csv
https://raw.githubusercontent.com/mrc-ide/global-lmic-reports/master/AFG/projections.csv
https://raw.githubusercontent.com/mrc-ide/global-lmic-reports/master/AFG/projections.csv
https://raw.githubusercontent.com/mrc-ide/global-lmic-reports/master/AFG/projections.csv
https://raw.githubusercontent.com/mrc-ide/global-lmic-reports/master/AFG/projections.csv
https://raw.githubusercontent.com/mrc-ide/global-lmic-reports/master/AFG/projections.csv
https://raw.githubusercontent.com/mrc-ide/global-lmic-reports/master/AFG/projections.csv
https://raw.githubusercontent.com/mrc-ide/global-lmic-reports/master/AFG/projections.csv
https://raw.githubusercontent.com/mrc-ide/global-lmic-reports/master/AFG/projections.csv
https://raw.githubusercontent.com/mrc-ide/global-lmic-reports/master/AFG/projections.csv
https://raw.githubusercontent.com/mrc-ide/global-lmic-reports/master/AFG/projections.csv
https://raw.githubusercontent.com/mrc-ide/global-lmic-reports/master/AFG/projections.csv
https://raw.githubusercontent.com/mrc-ide/global-lmic-reports/master/AFG/projections.csv
https://raw.githubusercontent.com/mrc-ide/global-lmic-reports/master/AFG/projections.csv
https://raw.githubusercontent.com/mrc-ide/global-lmic-reports/master/AFG/projections.csv
https://raw.githubusercontent.com/mrc-ide/global-lmic-reports/master/AFG/projections.csv
https://raw.githubusercontent.com/mrc-ide/global-lmic-reports/master/AFG/projections.csv
https://raw.githubusercontent.com/mrc-ide/global-lmic-reports/master/AFG/projections.csv
https://raw.githubusercontent.com/mrc-ide/global-lmic-reports/master/AFG/projections.csv
https://raw.githubusercontent.com/mrc-ide/global-lmic-reports/master/AFG/projections.csv
https://raw.githubusercontent.com/mrc-ide/global-lmic-reports/master/AFG/projections.csv
https://raw.githubusercontent.com/mrc-ide/global-lmic-reports/master/AFG/projections.csv
https://raw.githubusercontent.com/mrc-ide/global-lmic-reports/master/AFG/projections.csv
https://raw.githubusercontent.com/mrc-ide/global-lmic-reports/master/AFG/projections.csv
https://raw.githubusercontent.com/mrc-ide/global-lmic-reports/master/AFG/projections.csv
https://raw.githubusercontent.com/mrc-ide/global-lmic-reports/master/AFG/projections.csv
https://raw.githubusercontent.com/mrc-ide/global-lmic-reports/master/AFG/projections.csv
https://raw.githubusercontent.com/mrc-ide/global-lmic-reports/master/AFG/projections.csv
https://raw.githubusercontent.com/mrc-ide/global-lmic-reports/master/AFG/projections.csv
https://raw.githubusercontent.com/mrc-ide/global-lmic-reports/master/AFG/projections.csv
https://raw.githubusercontent.com/mrc-ide/global-lmic-reports/master/AFG/projections.csv
https://raw.githubusercontent.com/mrc-ide/global-lmic-reports/master/AFG/projections.csv
https://raw.githubusercontent.com/mrc-ide/global-lmic-reports/master/AFG/projections.csv
https://raw.githubusercontent.com/mrc-ide/global-lmic-reports/master/AFG/projections.csv
https://raw.githubusercontent.com/mrc-ide/global-lmic-reports/master/AFG/projections.csv
https://raw.githubusercontent.com/mrc-ide/global-lmic-reports/master/AFG/projections.csv
https://raw.githubusercontent.com/mrc-ide/global-lmic-reports/master/AFG/projections.csv
https://raw.githubusercontent.com/mrc-ide/global-lmic-reports/master/AFG/projections.csv
https://raw.githubusercontent.com/mrc-ide/global-lmic-reports/master/AFG/projections.csv
https://raw.githubusercontent.com/mrc-ide/global-lmic-reports/master/AFG/projections.csv
https://raw.githubusercontent.com/mrc-ide/global-lmic-reports/master/AFG/projections.csv
https://raw.githubusercontent.com/mrc-ide/global-lmic-reports/master/AFG/projections.csv
https://raw.githubusercontent.com/mrc-ide/global-lmic-reports/master/AFG/projections.csv
https://raw.githubusercontent.com/mrc-ide/global-lmic-reports/master/AFG/projections.csv
https://raw.githubusercontent.com/mrc-ide/global-lmic-reports/master/AFG/projections.csv
https://raw.githubusercontent.com/mrc-ide/global-lmic-reports/master/AFG/projections.csv
https://raw.githubusercontent.com/mrc-ide/global-lmic-reports/master/AFG/projections.csv
https://raw.githubusercontent.com/mrc-ide/global-lmic-reports/master/AFG/projections.csv
https://raw.githubusercontent.com/mrc-ide/global-lmic-reports/master/AFG/projections.csv
https://raw.githubusercontent.com/mrc-ide/global-lmic-reports/master/AFG/projections.csv
https://raw.githubusercontent.com/mrc-ide/global-lmic-reports/master/AFG/projections.csv
https://raw.githubusercontent.com/mrc-ide/global-lmic-reports/master/AFG/projections.csv
https://raw.githubusercontent.com/mrc-ide/global-lmic-reports/master/AFG/projections.csv
https://raw.githubusercontent.com/mrc-ide/global-lmic-reports/master/AFG/projections.csv
https://raw.githubusercontent.com/mrc-ide/global-lmic-reports/master/AFG/projections.csv
https://raw.githubusercontent.com/mrc-ide/global-lmic-reports/master/AFG/projections.csv
https://raw.githubusercontent.com/mrc-ide/global-lmic-reports/master/AFG/projections.csv
https://raw.githubusercontent.com/mrc-ide/global-lmic-reports/master/AFG/projections.csv
https://raw.githubusercontent.com/mrc-ide/global-lmic-reports/master/AFG/projections.csv
https://raw.githubusercontent.com/mrc-ide/global-lmic-reports/master/AFG/projections.csv
https://raw.githubusercontent.com/mrc-ide/global-lmic-reports/master/AFG/projections.csv
https://raw.githubusercontent.com/mrc-ide/global-lmic-reports/master/AFG/projections.csv
https://raw.githubusercontent.com/mrc-ide/global-lmic-reports/master/AFG/projections.csv
https://raw.githubusercontent.com/mrc-ide/global-lmic-reports/master/AFG/projections.csv
https://raw.githubusercontent.com/mrc-ide/global-lmic-reports/master/AFG/projections.csv
https://raw.githubusercontent.com/mrc-ide/global-lmic-reports/master/AFG/projections.csv
https://raw.githubusercontent.com/mrc-ide/global-lmic-reports/master/AFG/projections.csv
https://raw.githubusercontent.com/mrc-ide/global-lmic-reports/master/AFG/projections.csv
https://raw.githubusercontent.com/mrc-ide/global-lmic-reports/master/AFG/projections.csv
https://raw.githubusercontent.com/mrc-ide/global-lmic-reports/master/AFG/projections.csv
https://raw.githubusercontent.com/mrc-ide/global-lmic-reports/master/AFG/projections.csv
https://raw.githubusercontent.com/mrc-ide/global-lmic-reports/master/AFG/projections.csv
https://raw.githubusercontent.com/mrc-ide/global-lmic-reports/master/AFG/projections.csv
https://raw.githubusercontent.com/mrc-ide/global-lmic-reports/master/AFG/projections.csv
https://raw.githubusercontent.com/mrc-ide/global-lmic-reports/master/AFG/projections.csv
https://raw.githubusercontent.com/mrc-ide/global-lmic-reports/master/AFG/projections.csv
https://raw.githubusercontent.com/mrc-ide/global-lmic-reports/master/AFG/projections.csv
https://raw.githubusercontent.com/mrc-ide/global-lmic-reports/master/AFG/projections.csv
https://raw.githubusercontent.com/mrc-ide/global-lmic-reports/master/AFG/projections.csv
https://raw.githubusercontent.com/mrc-ide/global-lmic-reports/master/AFG/projections.csv
https://raw.githubusercontent.com/mrc-ide/global-lmic-reports/master/AFG/projections.csv
https://raw.githubusercontent.com/mrc-ide/global-lmic-reports/master/AFG/projections.csv
https://raw.githubusercontent.com/mrc-ide/global-lmic-reports/master/AFG/projections.csv
https://raw.githubusercontent.com/mrc-ide/global-lmic-reports/master/AFG/projections.csv
https://raw.githubusercontent.com/mrc-ide/global-lmic-reports/master/AFG/projections.csv
https://raw.githubusercontent.com/mrc-ide/global-lmic-reports/master/AFG/projections.csv
https://raw.githubusercontent.com/mrc-ide/global-lmic-reports/master/AFG/projections.csv
https://raw.githubusercontent.com/mrc-ide/global-lmic-reports/master/AFG/projections.csv
https://raw.githubusercontent.com/mrc-ide/global-lmic-reports/master/AFG/projections.csv
https://raw.githubusercontent.com/mrc-ide/global-lmic-reports/master/AFG/projections.csv
https://raw.githubusercontent.com/mrc-ide/global-lmic-reports/master/AFG/projections.csv
https://raw.githubusercontent.com/mrc-ide/global-lmic-reports/master/AFG/projections.csv
https://raw.githubusercontent.com/mrc-ide/global-lmic-reports/master/AFG/projections.csv
https://raw.githubusercontent.com/mrc-ide/global-lmic-reports/master/AFG/projections.csv
https://raw.githubusercontent.com/mrc-ide/global-lmic-reports/master/AFG/projections.csv
https://raw.githubusercontent.com/mrc-ide/global-lmic-reports/master/AFG/projections.csv
https://raw.githubusercontent.com/mrc-ide/global-lmic-reports/master/AFG/projections.csv
https://raw.githubusercontent.com/mrc-ide/global-lmic-reports/master/AFG/projections.csv
https://raw.githubusercontent.com/mrc-ide/global-lmic-reports/master/AFG/projections.csv
https://raw.githubusercontent.com/mrc-ide/global-lmic-reports/master/AFG/projections.csv
https://raw.githubusercontent.com/mrc-ide/global-lmic-reports/master/AFG/projections.csv
https://raw.githubusercontent.com/mrc-ide/global-lmic-reports/master/AFG/projections.csv
https://raw.githubusercontent.com/mrc-ide/global-lmic-reports/master/AFG/projections.csv
https://raw.githubusercontent.com/mrc-ide/global-lmic-reports/master/AFG/projections.csv
https://raw.githubusercontent.com/mrc-ide/global-lmic-reports/master/AFG/projections.csv
https://raw.githubusercontent.com/mrc-ide/global-lmic-reports/master/AFG/projections.csv
https://raw.githubusercontent.com/mrc-ide/global-lmic-reports/master/AFG/projections.csv
https://raw.githubusercontent.com/mrc-ide/global-lmic-reports/master/AFG/projections.csv
https://raw.githubusercontent.com/mrc-ide/global-lmic-reports/master/AFG/projections.csv
https://raw.githubusercontent.com/mrc-ide/global-lmic-reports/master/AFG/projections.csv
https://raw.githubusercontent.com/mrc-ide/global-lmic-reports/master/AFG/projections.csv
https://raw.githubusercontent.com/mrc-ide/global-lmic-reports/master/AFG/projections.csv
https://raw.githubusercontent.com/mrc-ide/global-lmic-reports/master/AFG/projections.csv
https://raw.githubusercontent.com/mrc-ide/global-lmic-reports/master/AFG/projections.csv
https://raw.githubusercontent.com/mrc-ide/global-lmic-reports/master/AFG/projections.csv
https://raw.githubusercontent.com/mrc-ide/global-lmic-reports/master/AFG/projections.csv
https://raw.githubusercontent.com/mrc-ide/global-lmic-reports/master/AFG/projections.csv
https://raw.githubusercontent.com/mrc-ide/global-lmic-reports/master/AFG/projections.csv
https://raw.githubusercontent.com/mrc-ide/global-lmic-reports/master/AFG/projections.csv
https://raw.githubusercontent.com/mrc-ide/global-lmic-reports/master/AFG/projections.csv
https://raw.githubusercontent.com/mrc-ide/global-lmic-reports/master/AFG/projections.csv
https://raw.githubusercontent.com/mrc-ide/global-lmic-reports/master/AFG/projections.csv
https://raw.githubusercontent.com/mrc-ide/global-lmic-reports/master/AFG/projections.csv
https://raw.githubusercontent.com/mrc-ide/global-lmic-reports/master/AFG/projections.csv
https://raw.githubusercontent.com/mrc-ide/global-lmic-reports/master/AFG/projections.csv
https://raw.githubusercontent.com/mrc-ide/global-lmic-reports/master/AFG/projections.csv
https://raw.githubusercontent.com/mrc-ide/global-lmic-reports/master/AFG/projections.csv
https://raw.githubusercontent.com/mrc-ide/global-lmic-reports/master/AFG/projections.csv
https://raw.githubusercontent.com/mrc-ide/global-lmic-reports/master/AFG/projections.csv
https://raw.githubusercontent.com/mrc-ide/global-lmic-reports/master/AFG/projections.csv
https://raw.githubusercontent.com/mrc-ide/global-lmic-reports/master/AFG/projections.csv
https://raw.githubusercontent.com/mrc-ide/global-lmic-reports/master/AFG/projections.csv
https://raw.githubusercontent.com/mrc-ide/global-lmic-reports/master/AFG/projections.csv
https://raw.githubusercontent.com/mrc-ide/global-lmic-reports/master/AFG/projections.csv
https://raw.githubusercontent.com/mrc-ide/global-lmic-reports/master/AFG/projections.csv
https://raw.githubusercontent.com/mrc-ide/global-lmic-reports/master/AFG/projections.csv
https://raw.githubusercontent.com/mrc-ide/global-lmic-reports/master/AFG/projections.csv
https://raw.githubusercontent.com/mrc-ide/global-lmic-reports/master/AFG/projections.csv
https://raw.githubusercontent.com/mrc-ide/global-lmic-reports/master/AFG/projections.csv
https://raw.githubusercontent.com/mrc-ide/global-lmic-reports/master/AFG/projections.csv
https://raw.githubusercontent.com/mrc-ide/global-lmic-reports/master/AFG/projections.csv
https://raw.githubusercontent.com/mrc-ide/global-lmic-reports/master/AFG/projections.csv
https://raw.githubusercontent.com/mrc-ide/global-lmic-reports/master/AFG/projections.csv
https://raw.githubusercontent.com/mrc-ide/global-lmic-reports/master/AFG/projections.csv
https://raw.githubusercontent.com/mrc-ide/global-lmic-reports/master/AFG/projections.csv
https://raw.githubusercontent.com/mrc-ide/global-lmic-reports/master/AFG/projections.csv
https://raw.githubusercontent.com/mrc-ide/global-lmic-reports/master/AFG/projections.csv
https://raw.githubusercontent.com/mrc-ide/global-lmic-reports/master/AFG/projections.csv
https://raw.githubusercontent.com/mrc-ide/global-lmic-reports/master/AFG/projections.csv
https://raw.githubusercontent.com/mrc-ide/global-lmic-reports/master/AFG/projections.csv
https://raw.githubusercontent.com/mrc-ide/global-lmic-reports/master/AFG/projections.csv
https://raw.githubusercontent.com/mrc-ide/global-lmic-reports/master/AFG/projections.csv
https://raw.githubusercontent.com/mrc-ide/global-lmic-reports/master/AFG/projections.csv
https://raw.githubusercontent.com/mrc-ide/global-lmic-reports/master/AFG/projections.csv
https://raw.githubusercontent.com/mrc-ide/global-lmic-reports/master/AFG/projections.csv
https://raw.githubusercontent.com/mrc-ide/global-lmic-reports/master/AFG/projections.csv
https://raw.githubusercontent.com/mrc-ide/global-lmic-reports/master/AFG/projections.csv
https://raw.githubusercontent.com/mrc-ide/global-lmic-reports/master/AFG/projections.csv
https://raw.githubusercontent.com/mrc-ide/global-lmic-reports/master/AFG/projections.csv
https://raw.githubusercontent.com/mrc-ide/global-lmic-reports/master/AFG/projections.csv
https://raw.githubusercontent.com/mrc-ide/global-lmic-reports/master/AFG/projections.csv
https://raw.githubusercontent.com/mrc-ide/global-lmic-reports/master/AFG/projections.csv
https://raw.githubusercontent.com/mrc-ide/global-lmic-reports/master/AFG/projections.csv
https://raw.githubusercontent.com/mrc-ide/global-lmic-reports/master/AFG/projections.csv
https://raw.githubusercontent.com/mrc-ide/global-lmic-reports/master/AFG/projections.csv
https://raw.githubusercontent.com/mrc-ide/global-lmic-reports/master/AFG/projections.csv
https://raw.githubusercontent.com/mrc-ide/global-lmic-reports/master/AFG/projections.csv
https://raw.githubusercontent.com/mrc-ide/global-lmic-reports/master/AFG/projections.csv
https://raw.githubusercontent.com/mrc-ide/global-lmic-reports/master/AFG/projections.csv
https://raw.githubusercontent.com/mrc-ide/global-lmic-reports/master/AFG/projections.csv
https://raw.githubusercontent.com/mrc-ide/global-lmic-reports/master/AFG/projections.csv
https://raw.githubusercontent.com/mrc-ide/global-lmic-reports/master/AFG/projections.csv
https://raw.githubusercontent.com/mrc-ide/global-lmic-reports/master/AFG/projections.csv
https://raw.githubusercontent.com/mrc-ide/global-lmic-reports/master/AFG/projections.csv
https://raw.githubusercontent.com/mrc-ide/global-lmic-reports/master/AFG/projections.csv
https://raw.githubusercontent.com/mrc-ide/global-lmic-reports/master/AFG/projections.csv
https://raw.githubusercontent.com/mrc-ide/global-lmic-reports/master/AFG/projections.csv
https://raw.githubusercontent.com/mrc-ide/global-lmic-reports/master/AFG/projections.csv
https://raw.githubusercontent.com/mrc-ide/global-lmic-reports/master/AFG/projections.csv
https://raw.githubusercontent.com/mrc-ide/global-lmic-reports/master/AFG/projections.csv
https://raw.githubusercontent.com/mrc-ide/global-lmic-reports/master/AFG/projections.csv
https://raw.githubusercontent.com/mrc-ide/global-lmic-reports/master/AFG/projections.csv
https://raw.githubusercontent.com/mrc-ide/global-lmic-reports/master/AFG/projections.csv
https://raw.githubusercontent.com/mrc-ide/global-lmic-reports/master/AFG/projections.csv
https://raw.githubusercontent.com/mrc-ide/global-lmic-reports/master/AFG/projections.csv
https://raw.githubusercontent.com/mrc-ide/global-lmic-reports/master/AFG/projections.csv
https://raw.githubusercontent.com/mrc-ide/global-lmic-reports/master/AFG/projections.csv
https://raw.githubusercontent.com/mrc-ide/global-lmic-reports/master/AFG/projections.csv
https://raw.githubusercontent.com/mrc-ide/global-lmic-reports/master/AFG/projections.csv
https://raw.githubusercontent.com/mrc-ide/global-lmic-reports/master/AFG/projections.csv
https://raw.githubusercontent.com/mrc-ide/global-lmic-reports/master/AFG/projections.csv
https://raw.githubusercontent.com/mrc-ide/global-lmic-reports/master/AFG/projections.csv
https://raw.githubusercontent.com/mrc-ide/global-lmic-reports/master/AFG/projections.csv
https://raw.githubusercontent.com/mrc-ide/global-lmic-reports/master/AFG/projections.csv
https://raw.githubusercontent.com/mrc-ide/global-lmic-reports/master/AFG/projections.csv
https://raw.githubusercontent.com/mrc-ide/global-lmic-reports/master/AFG/projections.csv
https://raw.githubusercontent.com/mrc-ide/global-lmic-reports/master/AFG/projections.csv
https://raw.githubusercontent.com/mrc-ide/global-lmic-reports/master/AFG/projections.csv
https://raw.githubusercontent.com/mrc-ide/global-lmic-reports/master/AFG/projections.csv
https://raw.githubusercontent.com/mrc-ide/global-lmic-reports/master/AFG/projections.csv
https://raw.githubusercontent.com/mrc-ide/global-lmic-reports/master/AFG/projections.csv
https://raw.githubusercontent.com/mrc-ide/global-lmic-reports/master/AFG/projections.csv
https://raw.githubusercontent.com/mrc-ide/global-lmic-reports/master/AFG/projections.csv
https://raw.githubusercontent.com/mrc-ide/global-lmic-reports/master/AFG/projections.csv
https://raw.githubusercontent.com/mrc-ide/global-lmic-reports/master/AFG/projections.csv
https://raw.githubusercontent.com/mrc-ide/global-lmic-reports/master/AFG/projections.csv
https://raw.githubusercontent.com/mrc-ide/global-lmic-reports/master/AFG/projections.csv
https://raw.githubusercontent.com/mrc-ide/global-lmic-reports/master/AFG/projections.csv
https://raw.githubusercontent.com/mrc-ide/global-lmic-reports/master/AFG/projections.csv
https://raw.githubusercontent.com/mrc-ide/global-lmic-reports/master/AFG/projections.csv
https://raw.githubusercontent.com/mrc-ide/global-lmic-reports/master/AFG/projections.csv
https://raw.githubusercontent.com/mrc-ide/global-lmic-reports/master/AFG/projections.csv
https://raw.githubusercontent.com/mrc-ide/global-lmic-reports/master/AFG/projections.csv
https://raw.githubusercontent.com/mrc-ide/global-lmic-reports/master/AFG/projections.csv
https://raw.githubusercontent.com/mrc-ide/global-lmic-reports/master/AFG/projections.csv
https://raw.githubusercontent.com/mrc-ide/global-lmic-reports/master/AFG/projections.csv
https://raw.githubusercontent.com/mrc-ide/global-lmic-reports/master/AFG/projections.csv
https://raw.githubusercontent.com/mrc-ide/global-lmic-reports/master/AFG/projections.csv
https://raw.githubusercontent.com/mrc-ide/global-lmic-reports/master/AFG/projections.csv
https://raw.githubusercontent.com/mrc-ide/global-lmic-reports/master/AFG/projections.csv
https://raw.githubusercontent.com/mrc-ide/global-lmic-reports/master/AFG/projections.csv
https://raw.githubusercontent.com/mrc-ide/global-lmic-reports/master/AFG/projections.csv
https://raw.githubusercontent.com/mrc-ide/global-lmic-reports/master/AFG/projections.csv
https://raw.githubusercontent.com/mrc-ide/global-lmic-reports/master/AFG/projections.csv
https://raw.githubusercontent.com/mrc-ide/global-lmic-reports/master/AFG/projections.csv
https://raw.githubusercontent.com/mrc-ide/global-lmic-reports/master/AFG/projections.csv
https://raw.githubusercontent.com/mrc-ide/global-lmic-reports/master/AFG/projections.csv
https://raw.githubusercontent.com/mrc-ide/global-lmic-reports/master/AFG/projections.csv
https://raw.githubusercontent.com/mrc-ide/global-lmic-reports/master/AFG/projections.csv
https://raw.githubusercontent.com/mrc-ide/global-lmic-reports/master/AFG/projections.csv
https://raw.githubusercontent.com/mrc-ide/global-lmic-reports/master/AFG/projections.csv
https://raw.githubusercontent.com/mrc-ide/global-lmic-reports/master/AFG/projections.csv
https://raw.githubusercontent.com/mrc-ide/global-lmic-reports/master/AFG/projections.csv
https://raw.githubusercontent.com/mrc-ide/global-lmic-reports/master/AFG/projections.csv
https://raw.githubusercontent.com/mrc-ide/global-lmic-reports/master/AFG/projections.csv
https://raw.githubusercontent.com/mrc-ide/global-lmic-reports/master/AFG/projections.csv
https://raw.githubusercontent.com/mrc-ide/global-lmic-reports/master/AFG/projections.csv
https://raw.githubusercontent.com/mrc-ide/global-lmic-reports/master/AFG/projections.csv
https://raw.githubusercontent.com/mrc-ide/global-lmic-reports/master/AFG/projections.csv
https://raw.githubusercontent.com/mrc-ide/global-lmic-reports/master/AFG/projections.csv
https://raw.githubusercontent.com/mrc-ide/global-lmic-reports/master/AFG/projections.csv
https://raw.githubusercontent.com/mrc-ide/global-lmic-reports/master/AFG/projections.csv
https://raw.githubusercontent.com/mrc-ide/global-lmic-reports/master/AFG/projections.csv
https://raw.githubusercontent.com/mrc-ide/global-lmic-reports/master/AFG/projections.csv
https://raw.githubusercontent.com/mrc-ide/global-lmic-reports/master/AFG/projections.csv
https://raw.githubusercontent.com/mrc-ide/global-lmic-reports/master/AFG/projections.csv
https://raw.githubusercontent.com/mrc-ide/global-lmic-reports/master/AFG/projections.csv
https://raw.githubusercontent.com/mrc-ide/global-lmic-reports/master/AFG/projections.csv
https://raw.githubusercontent.com/mrc-ide/global-lmic-reports/master/AFG/projections.csv
https://raw.githubusercontent.com/mrc-ide/global-lmic-reports/master/AFG/projections.csv
https://raw.githubusercontent.com/mrc-ide/global-lmic-reports/master/AFG/projections.csv
https://raw.githubusercontent.com/mrc-ide/global-lmic-reports/master/AFG/projections.csv
https://raw.githubusercontent.com/mrc-ide/global-lmic-reports/master/AFG/projections.csv
https://raw.githubusercontent.com/mrc-ide/global-lmic-reports/master/AFG/projections.csv
https://raw.githubusercontent.com/mrc-ide/global-lmic-reports/master/AFG/projections.csv
https://raw.githubusercontent.com/mrc-ide/global-lmic-reports/master/AFG/projections.csv
https://raw.githubusercontent.com/mrc-ide/global-lmic-reports/master/AFG/projections.csv
https://raw.githubusercontent.com/mrc-ide/global-lmic-reports/master/AFG/projections.csv
https://raw.githubusercontent.com/mrc-ide/global-lmic-reports/master/AFG/projections.csv
https://raw.githubusercontent.com/mrc-ide/global-lmic-reports/master/AFG/projections.csv
https://raw.githubusercontent.com/mrc-ide/global-lmic-reports/master/AFG/projections.csv
https://raw.githubusercontent.com/mrc-ide/global-lmic-reports/master/AFG/projections.csv
https://raw.githubusercontent.com/mrc-ide/global-lmic-reports/master/AFG/projections.csv
https://raw.githubusercontent.com/mrc-ide/global-lmic-reports/master/AFG/projections.csv
https://raw.githubusercontent.com/mrc-ide/global-lmic-reports/master/AFG/projections.csv
https://raw.githubusercontent.com/mrc-ide/global-lmic-reports/master/AFG/projections.csv
https://raw.githubusercontent.com/mrc-ide/global-lmic-reports/master/AFG/projections.csv
https://raw.githubusercontent.com/mrc-ide/global-lmic-reports/master/AFG/projections.csv
https://raw.githubusercontent.com/mrc-ide/global-lmic-reports/master/AFG/projections.csv
https://raw.githubusercontent.com/mrc-ide/global-lmic-reports/master/AFG/projections.csv
https://raw.githubusercontent.com/mrc-ide/global-lmic-reports/master/AFG/projections.csv
https://raw.githubusercontent.com/mrc-ide/global-lmic-reports/master/AFG/projections.csv
https://raw.githubusercontent.com/mrc-ide/global-lmic-reports/master/AFG/projections.csv
https://raw.githubusercontent.com/mrc-ide/global-lmic-reports/master/AFG/projections.csv
https://raw.githubusercontent.com/mrc-ide/global-lmic-reports/master/AFG/projections.csv
https://raw.githubusercontent.com/mrc-ide/global-lmic-reports/master/AFG/projections.csv
https://raw.githubusercontent.com/mrc-ide/global-lmic-reports/master/AFG/projections.csv
https://raw.githubusercontent.com/mrc-ide/global-lmic-reports/master/AFG/projections.csv
https://raw.githubusercontent.com/mrc-ide/global-lmic-reports/master/AFG/projections.csv
https://raw.githubusercontent.com/mrc-ide/global-lmic-reports/master/AFG/projections.csv
https://raw.githubusercontent.com/mrc-ide/global-lmic-reports/master/AFG/projections.csv
https://raw.githubusercontent.com/mrc-ide/global-lmic-reports/master/AFG/projections.csv
https://raw.githubusercontent.com/mrc-ide/global-lmic-reports/master/AFG/projections.csv
https://raw.githubusercontent.com/mrc-ide/global-lmic-reports/master/AFG/projections.csv
https://raw.githubusercontent.com/mrc-ide/global-lmic-reports/master/AFG/projections.csv
https://raw.githubusercontent.com/mrc-ide/global-lmic-reports/master/AFG/projections.csv
https://raw.githubusercontent.com/mrc-ide/global-lmic-reports/master/AFG/projections.csv
https://raw.githubusercontent.com/mrc-ide/global-lmic-reports/master/AFG/projections.csv
https://raw.githubusercontent.com/mrc-ide/global-lmic-reports/master/AFG/projections.csv
https://raw.githubusercontent.com/mrc-ide/global-lmic-reports/master/AFG/projections.csv
https://raw.githubusercontent.com/mrc-ide/global-lmic-reports/master/AFG/projections.csv
https://raw.githubusercontent.com/mrc-ide/global-lmic-reports/master/AFG/projections.csv
https://raw.githubusercontent.com/mrc-ide/global-lmic-reports/master/AFG/projections.csv
https://raw.githubusercontent.com/mrc-ide/global-lmic-reports/master/AFG/projections.csv
https://raw.githubusercontent.com/mrc-ide/global-lmic-reports/master/AFG/projections.csv
https://raw.githubusercontent.com/mrc-ide/global-lmic-reports/master/AFG/projections.csv
https://raw.githubusercontent.com/mrc-ide/global-lmic-reports/master/AFG/projections.csv
https://raw.githubusercontent.com/mrc-ide/global-lmic-reports/master/AFG/projections.csv
https://raw.githubusercontent.com/mrc-ide/global-lmic-reports/master/AFG/projections.csv
https://raw.githubusercontent.com/mrc-ide/global-lmic-reports/master/AFG/projections.csv
https://raw.githubusercontent.com/mrc-ide/global-lmic-reports/master/AFG/projections.csv
https://raw.githubusercontent.com/mrc-ide/global-lmic-reports/master/AFG/projections.csv
https://raw.githubusercontent.com/mrc-ide/global-lmic-reports/master/AFG/projections.csv
https://raw.githubusercontent.com/mrc-ide/global-lmic-reports/master/AFG/projections.csv
https://raw.githubusercontent.com/mrc-ide/global-lmic-reports/master/AFG/projections.csv
https://raw.githubusercontent.com/mrc-ide/global-lmic-reports/master/AFG/projections.csv
https://raw.githubusercontent.com/mrc-ide/global-lmic-reports/master/AFG/projections.csv
https://raw.githubusercontent.com/mrc-ide/global-lmic-reports/master/AFG/projections.csv
https://raw.githubusercontent.com/mrc-ide/global-lmic-reports/master/AFG/projections.csv
https://raw.githubusercontent.com/mrc-ide/global-lmic-reports/master/AFG/projections.csv
https://raw.githubusercontent.com/mrc-ide/global-lmic-reports/master/AFG/projections.csv
https://raw.githubusercontent.com/mrc-ide/global-lmic-reports/master/AFG/projections.csv
https://raw.githubusercontent.com/mrc-ide/global-lmic-reports/master/AFG/projections.csv
https://raw.githubusercontent.com/mrc-ide/global-lmic-reports/master/AFG/projections.csv
https://raw.githubusercontent.com/mrc-ide/global-lmic-reports/master/AFG/projections.csv
https://raw.githubusercontent.com/mrc-ide/global-lmic-reports/master/AFG/projections.csv
https://raw.githubusercontent.com/mrc-ide/global-lmic-reports/master/AFG/projections.csv
https://raw.githubusercontent.com/mrc-ide/global-lmic-reports/master/AFG/projections.csv
https://raw.githubusercontent.com/mrc-ide/global-lmic-reports/master/AFG/projections.csv
https://raw.githubusercontent.com/mrc-ide/global-lmic-reports/master/AFG/projections.csv
https://raw.githubusercontent.com/mrc-ide/global-lmic-reports/master/AFG/projections.csv
https://raw.githubusercontent.com/mrc-ide/global-lmic-reports/master/AFG/projections.csv
https://raw.githubusercontent.com/mrc-ide/global-lmic-reports/master/AFG/projections.csv
https://raw.githubusercontent.com/mrc-ide/global-lmic-reports/master/AFG/projections.csv
https://raw.githubusercontent.com/mrc-ide/global-lmic-reports/master/AFG/projections.csv
https://raw.githubusercontent.com/mrc-ide/global-lmic-reports/master/AFG/projections.csv
https://raw.githubusercontent.com/mrc-ide/global-lmic-reports/master/AFG/projections.csv
https://raw.githubusercontent.com/mrc-ide/global-lmic-reports/master/AFG/projections.csv
https://raw.githubusercontent.com/mrc-ide/global-lmic-reports/master/AFG/projections.csv
https://raw.githubusercontent.com/mrc-ide/global-lmic-reports/master/AFG/projections.csv
https://raw.githubusercontent.com/mrc-ide/global-lmic-reports/master/AFG/projections.csv
https://raw.githubusercontent.com/mrc-ide/global-lmic-reports/master/AFG/projections.csv
https://raw.githubusercontent.com/mrc-ide/global-lmic-reports/master/AFG/projections.csv
https://raw.githubusercontent.com/mrc-ide/global-lmic-reports/master/AFG/projections.csv
https://raw.githubusercontent.com/mrc-ide/global-lmic-reports/master/AFG/projections.csv
https://raw.githubusercontent.com/mrc-ide/global-lmic-reports/master/AFG/projections.csv
https://raw.githubusercontent.com/mrc-ide/global-lmic-reports/master/AFG/projections.csv
https://raw.githubusercontent.com/mrc-ide/global-lmic-reports/master/AFG/projections.csv
https://raw.githubusercontent.com/mrc-ide/global-lmic-reports/master/AFG/projections.csv
https://raw.githubusercontent.com/mrc-ide/global-lmic-reports/master/AFG/projections.csv
https://raw.githubusercontent.com/mrc-ide/global-lmic-reports/master/AFG/projections.csv
https://raw.githubusercontent.com/mrc-ide/global-lmic-reports/master/AFG/projections.csv
https://raw.githubusercontent.com/mrc-ide/global-lmic-reports/master/AFG/projections.csv
https://raw.githubusercontent.com/mrc-ide/global-lmic-reports/master/AFG/projections.csv
https://raw.githubusercontent.com/mrc-ide/global-lmic-reports/master/AFG/projections.csv
https://raw.githubusercontent.com/mrc-ide/global-lmic-reports/master/AFG/projections.csv
https://raw.githubusercontent.com/mrc-ide/global-lmic-reports/master/AFG/projections.csv
https://raw.githubusercontent.com/mrc-ide/global-lmic-reports/master/AFG/projections.csv
https://raw.githubusercontent.com/mrc-ide/global-lmic-reports/master/AFG/projections.csv
https://raw.githubusercontent.com/mrc-ide/global-lmic-reports/master/AFG/projections.csv
https://raw.githubusercontent.com/mrc-ide/global-lmic-reports/master/AFG/projections.csv
https://raw.githubusercontent.com/mrc-ide/global-lmic-reports/master/AFG/projections.csv
https://raw.githubusercontent.com/mrc-ide/global-lmic-reports/master/AFG/projections.csv
https://raw.githubusercontent.com/mrc-ide/global-lmic-reports/master/AFG/projections.csv
https://raw.githubusercontent.com/mrc-ide/global-lmic-reports/master/AFG/projections.csv
https://raw.githubusercontent.com/mrc-ide/global-lmic-reports/master/AFG/projections.csv
https://raw.githubusercontent.com/mrc-ide/global-lmic-reports/master/AFG/projections.csv
https://raw.githubusercontent.com/mrc-ide/global-lmic-reports/master/AFG/projections.csv
https://raw.githubusercontent.com/mrc-ide/global-lmic-reports/master/AFG/projections.csv
https://raw.githubusercontent.com/mrc-ide/global-lmic-reports/master/AFG/projections.csv
https://raw.githubusercontent.com/mrc-ide/global-lmic-reports/master/AFG/projections.csv
https://raw.githubusercontent.com/mrc-ide/global-lmic-reports/master/AFG/projections.csv
https://raw.githubusercontent.com/mrc-ide/global-lmic-reports/master/AFG/projections.csv
https://raw.githubusercontent.com/mrc-ide/global-lmic-reports/master/AFG/projections.csv
https://raw.githubusercontent.com/mrc-ide/global-lmic-reports/master/AFG/projections.csv
https://raw.githubusercontent.com/mrc-ide/global-lmic-reports/master/AFG/projections.csv
https://raw.githubusercontent.com/mrc-ide/global-lmic-reports/master/AFG/projections.csv
https://raw.githubusercontent.com/mrc-ide/global-lmic-reports/master/AFG/projections.csv
https://raw.githubusercontent.com/mrc-ide/global-lmic-reports/master/AFG/projections.csv
https://raw.githubusercontent.com/mrc-ide/global-lmic-reports/master/AFG/projections.csv
https://raw.githubusercontent.com/mrc-ide/global-lmic-reports/master/AFG/projections.csv
https://raw.githubusercontent.com/mrc-ide/global-lmic-reports/master/AFG/projections.csv
https://raw.githubusercontent.com/mrc-ide/global-lmic-reports/master/AFG/projections.csv
https://raw.githubusercontent.com/mrc-ide/global-lmic-reports/master/AFG/projections.csv
https://raw.githubusercontent.com/mrc-ide/global-lmic-reports/master/AFG/projections.csv
https://raw.githubusercontent.com/mrc-ide/global-lmic-reports/master/AFG/projections.csv
https://raw.githubusercontent.com/mrc-ide/global-lmic-reports/master/AFG/projections.csv
https://raw.githubusercontent.com/mrc-ide/global-lmic-reports/master/AFG/projections.csv
https://raw.githubusercontent.com/mrc-ide/global-lmic-reports/master/AFG/projections.csv
https://raw.githubusercontent.com/mrc-ide/global-lmic-reports/master/AFG/projections.csv
https://raw.githubusercontent.com/mrc-ide/global-lmic-reports/master/AFG/projections.csv
https://raw.githubusercontent.com/mrc-ide/global-lmic-reports/master/AFG/projections.csv
https://raw.githubusercontent.com/mrc-ide/global-lmic-reports/master/AFG/projections.csv
https://raw.githubusercontent.com/mrc-ide/global-lmic-reports/master/AFG/projections.csv
https://raw.githubusercontent.com/mrc-ide/global-lmic-reports/master/AFG/projections.csv
https://raw.githubusercontent.com/mrc-ide/global-lmic-reports/master/AFG/projections.csv
https://raw.githubusercontent.com/mrc-ide/global-lmic-reports/master/AFG/projections.csv
https://raw.githubusercontent.com/mrc-ide/global-lmic-reports/master/AFG/projections.csv
https://raw.githubusercontent.com/mrc-ide/global-lmic-reports/master/AFG/projections.csv
https://raw.githubusercontent.com/mrc-ide/global-lmic-reports/master/AFG/projections.csv
https://raw.githubusercontent.com/mrc-ide/global-lmic-reports/master/AFG/projections.csv
https://raw.githubusercontent.com/mrc-ide/global-lmic-reports/master/AFG/projections.csv
https://raw.githubusercontent.com/mrc-ide/global-lmic-reports/master/AFG/projections.csv
https://raw.githubusercontent.com/mrc-ide/global-lmic-reports/master/AFG/projections.csv
https://raw.githubusercontent.com/mrc-ide/global-lmic-reports/master/AFG/projections.csv
https://raw.githubusercontent.com/mrc-ide/global-lmic-reports/master/AFG/projections.csv
https://raw.githubusercontent.com/mrc-ide/global-lmic-reports/master/AFG/projections.csv
https://raw.githubusercontent.com/mrc-ide/global-lmic-reports/master/AFG/projections.csv
https://raw.githubusercontent.com/mrc-ide/global-lmic-reports/master/AFG/projections.csv
https://raw.githubusercontent.com/mrc-ide/global-lmic-reports/master/AFG/projections.csv
https://raw.githubusercontent.com/mrc-ide/global-lmic-reports/master/AFG/projections.csv
https://raw.githubusercontent.com/mrc-ide/global-lmic-reports/master/AFG/projections.csv
https://raw.githubusercontent.com/mrc-ide/global-lmic-reports/master/AFG/projections.csv
https://raw.githubusercontent.com/mrc-ide/global-lmic-reports/master/AFG/projections.csv
https://raw.githubusercontent.com/mrc-ide/global-lmic-reports/master/AFG/projections.csv
https://raw.githubusercontent.com/mrc-ide/global-lmic-reports/master/AFG/projections.csv
https://raw.githubusercontent.com/mrc-ide/global-lmic-reports/master/AFG/projections.csv
https://raw.githubusercontent.com/mrc-ide/global-lmic-reports/master/AFG/projections.csv
https://raw.githubusercontent.com/mrc-ide/global-lmic-reports/master/AFG/projections.csv
https://raw.githubusercontent.com/mrc-ide/global-lmic-reports/master/AFG/projections.csv
https://raw.githubusercontent.com/mrc-ide/global-lmic-reports/master/AFG/projections.csv
https://raw.githubusercontent.com/mrc-ide/global-lmic-reports/master/AFG/projections.csv
https://raw.githubusercontent.com/mrc-ide/global-lmic-reports/master/AFG/projections.csv
https://raw.githubusercontent.com/mrc-ide/global-lmic-reports/master/AFG/projections.csv
https://raw.githubusercontent.com/mrc-ide/global-lmic-reports/master/AFG/projections.csv
https://raw.githubusercontent.com/mrc-ide/global-lmic-reports/master/AFG/projections.csv
https://raw.githubusercontent.com/mrc-ide/global-lmic-reports/master/AFG/projections.csv
https://raw.githubusercontent.com/mrc-ide/global-lmic-reports/master/AFG/projections.csv
https://raw.githubusercontent.com/mrc-ide/global-lmic-reports/master/AFG/projections.csv
https://raw.githubusercontent.com/mrc-ide/global-lmic-reports/master/AFG/projections.csv
https://raw.githubusercontent.com/mrc-ide/global-lmic-reports/master/AFG/projections.csv
https://raw.githubusercontent.com/mrc-ide/global-lmic-reports/master/AFG/projections.csv
https://raw.githubusercontent.com/mrc-ide/global-lmic-reports/master/AFG/projections.csv
https://raw.githubusercontent.com/mrc-ide/global-lmic-reports/master/AFG/projections.csv
https://raw.githubusercontent.com/mrc-ide/global-lmic-reports/master/AFG/projections.csv
https://raw.githubusercontent.com/mrc-ide/global-lmic-reports/master/AFG/projections.csv
https://raw.githubusercontent.com/mrc-ide/global-lmic-reports/master/AFG/projections.csv
https://raw.githubusercontent.com/mrc-ide/global-lmic-reports/master/AFG/projections.csv
https://raw.githubusercontent.com/mrc-ide/global-lmic-reports/master/AFG/projections.csv
https://raw.githubusercontent.com/mrc-ide/global-lmic-reports/master/AFG/projections.csv
https://raw.githubusercontent.com/mrc-ide/global-lmic-reports/master/AFG/projections.csv
https://raw.githubusercontent.com/mrc-ide/global-lmic-reports/master/AFG/projections.csv
https://raw.githubusercontent.com/mrc-ide/global-lmic-reports/master/AFG/projections.csv
https://raw.githubusercontent.com/mrc-ide/global-lmic-reports/master/AFG/projections.csv
https://raw.githubusercontent.com/mrc-ide/global-lmic-reports/master/AFG/projections.csv
https://raw.githubusercontent.com/mrc-ide/global-lmic-reports/master/AFG/projections.csv
https://raw.githubusercontent.com/mrc-ide/global-lmic-reports/master/AFG/projections.csv
https://raw.githubusercontent.com/mrc-ide/global-lmic-reports/master/AFG/projections.csv
https://raw.githubusercontent.com/mrc-ide/global-lmic-reports/master/AFG/projections.csv
https://raw.githubusercontent.com/mrc-ide/global-lmic-reports/master/AFG/projections.csv
https://raw.githubusercontent.com/mrc-ide/global-lmic-reports/master/AFG/projections.csv
https://raw.githubusercontent.com/mrc-ide/global-lmic-reports/master/AFG/projections.csv
https://raw.githubusercontent.com/mrc-ide/global-lmic-reports/master/AFG/projections.csv
https://raw.githubusercontent.com/mrc-ide/global-lmic-reports/master/AFG/projections.csv
https://raw.githubusercontent.com/mrc-ide/global-lmic-reports/master/AFG/projections.csv
https://raw.githubusercontent.com/mrc-ide/global-lmic-reports/master/AFG/projections.csv
https://raw.githubusercontent.com/mrc-ide/global-lmic-reports/master/AFG/projections.csv
https://raw.githubusercontent.com/mrc-ide/global-lmic-reports/master/AFG/projections.csv
https://raw.githubusercontent.com/mrc-ide/global-lmic-reports/master/AFG/projections.csv
https://raw.githubusercontent.com/mrc-ide/global-lmic-reports/master/AFG/projections.csv
https://raw.githubusercontent.com/mrc-ide/global-lmic-reports/master/AFG/projections.csv
https://raw.githubusercontent.com/mrc-ide/global-lmic-reports/master/AFG/projections.csv
https://raw.githubusercontent.com/mrc-ide/global-lmic-reports/master/AFG/projections.csv
https://raw.githubusercontent.com/mrc-ide/global-lmic-reports/master/AFG/projections.csv
https://raw.githubusercontent.com/mrc-ide/global-lmic-reports/master/AFG/projections.csv
https://raw.githubusercontent.com/mrc-ide/global-lmic-reports/master/AFG/projections.csv
https://raw.githubusercontent.com/mrc-ide/global-lmic-reports/master/AFG/projections.csv
https://raw.githubusercontent.com/mrc-ide/global-lmic-reports/master/AFG/projections.csv
https://raw.githubusercontent.com/mrc-ide/global-lmic-reports/master/AFG/projections.csv
https://raw.githubusercontent.com/mrc-ide/global-lmic-reports/master/AFG/projections.csv
https://raw.githubusercontent.com/mrc-ide/global-lmic-reports/master/AFG/projections.csv
https://raw.githubusercontent.com/mrc-ide/global-lmic-reports/master/AFG/projections.csv
https://raw.githubusercontent.com/mrc-ide/global-lmic-reports/master/AFG/projections.csv
https://raw.githubusercontent.com/mrc-ide/global-lmic-reports/master/AFG/projections.csv
https://raw.githubusercontent.com/mrc-ide/global-lmic-reports/master/AFG/projections.csv
https://raw.githubusercontent.com/mrc-ide/global-lmic-reports/master/AFG/projections.csv
https://raw.githubusercontent.com/mrc-ide/global-lmic-reports/master/AFG/projections.csv
https://raw.githubusercontent.com/mrc-ide/global-lmic-reports/master/AFG/projections.csv
https://raw.githubusercontent.com/mrc-ide/global-lmic-reports/master/AFG/projections.csv
https://raw.githubusercontent.com/mrc-ide/global-lmic-reports/master/AFG/projections.csv
https://raw.githubusercontent.com/mrc-ide/global-lmic-reports/master/AFG/projections.csv
https://raw.githubusercontent.com/mrc-ide/global-lmic-reports/master/AFG/projections.csv
https://raw.githubusercontent.com/mrc-ide/global-lmic-reports/master/AFG/projections.csv
https://raw.githubusercontent.com/mrc-ide/global-lmic-reports/master/AFG/projections.csv
https://raw.githubusercontent.com/mrc-ide/global-lmic-reports/master/AFG/projections.csv
https://raw.githubusercontent.com/mrc-ide/global-lmic-reports/master/AFG/projections.csv
https://raw.githubusercontent.com/mrc-ide/global-lmic-reports/master/AFG/projections.csv
https://raw.githubusercontent.com/mrc-ide/global-lmic-reports/master/AFG/projections.csv
https://raw.githubusercontent.com/mrc-ide/global-lmic-reports/master/AFG/projections.csv
https://raw.githubusercontent.com/mrc-ide/global-lmic-reports/master/AFG/projections.csv
https://raw.githubusercontent.com/mrc-ide/global-lmic-reports/master/AFG/projections.csv
https://raw.githubusercontent.com/mrc-ide/global-lmic-reports/master/AFG/projections.csv
https://raw.githubusercontent.com/mrc-ide/global-lmic-reports/master/AFG/projections.csv
https://raw.githubusercontent.com/mrc-ide/global-lmic-reports/master/AFG/projections.csv
https://raw.githubusercontent.com/mrc-ide/global-lmic-reports/master/AFG/projections.csv
https://raw.githubusercontent.com/mrc-ide/global-lmic-reports/master/AFG/projections.csv
https://raw.githubusercontent.com/mrc-ide/global-lmic-reports/master/AFG/projections.csv
https://raw.githubusercontent.com/mrc-ide/global-lmic-reports/master/AFG/projections.csv
https://raw.githubusercontent.com/mrc-ide/global-lmic-reports/master/AFG/projections.csv
https://raw.githubusercontent.com/mrc-ide/global-lmic-reports/master/AFG/projections.csv
https://raw.githubusercontent.com/mrc-ide/global-lmic-reports/master/AFG/projections.csv
https://raw.githubusercontent.com/mrc-ide/global-lmic-reports/master/AFG/projections.csv
https://raw.githubusercontent.com/mrc-ide/global-lmic-reports/master/AFG/projections.csv
https://raw.githubusercontent.com/mrc-ide/global-lmic-reports/master/AFG/projections.csv
https://raw.githubusercontent.com/mrc-ide/global-lmic-reports/master/AFG/projections.csv
https://raw.githubusercontent.com/mrc-ide/global-lmic-reports/master/AFG/projections.csv
https://raw.githubusercontent.com/mrc-ide/global-lmic-reports/master/AFG/projections.csv
https://raw.githubusercontent.com/mrc-ide/global-lmic-reports/master/AFG/projections.csv
https://raw.githubusercontent.com/mrc-ide/global-lmic-reports/master/AFG/projections.csv
https://raw.githubusercontent.com/mrc-ide/global-lmic-reports/master/AFG/projections.csv
https://raw.githubusercontent.com/mrc-ide/global-lmic-reports/master/AFG/projections.csv
https://raw.githubusercontent.com/mrc-ide/global-lmic-reports/master/AFG/projections.csv
https://raw.githubusercontent.com/mrc-ide/global-lmic-reports/master/AFG/projections.csv
https://raw.githubusercontent.com/mrc-ide/global-lmic-reports/master/AFG/projections.csv
https://raw.githubusercontent.com/mrc-ide/global-lmic-reports/master/AFG/projections.csv
https://raw.githubusercontent.com/mrc-ide/global-lmic-reports/master/AFG/projections.csv
https://raw.githubusercontent.com/mrc-ide/global-lmic-reports/master/AFG/projections.csv
https://raw.githubusercontent.com/mrc-ide/global-lmic-reports/master/AFG/projections.csv
https://raw.githubusercontent.com/mrc-ide/global-lmic-reports/master/AFG/projections.csv
https://raw.githubusercontent.com/mrc-ide/global-lmic-reports/master/AFG/projections.csv
https://raw.githubusercontent.com/mrc-ide/global-lmic-reports/master/AFG/projections.csv
https://raw.githubusercontent.com/mrc-ide/global-lmic-reports/master/AFG/projections.csv
https://raw.githubusercontent.com/mrc-ide/global-lmic-reports/master/AFG/projections.csv
https://raw.githubusercontent.com/mrc-ide/global-lmic-reports/master/AFG/projections.csv
https://raw.githubusercontent.com/mrc-ide/global-lmic-reports/master/AFG/projections.csv
https://raw.githubusercontent.com/mrc-ide/global-lmic-reports/master/AFG/projections.csv
https://raw.githubusercontent.com/mrc-ide/global-lmic-reports/master/AFG/projections.csv
https://raw.githubusercontent.com/mrc-ide/global-lmic-reports/master/AFG/projections.csv
https://raw.githubusercontent.com/mrc-ide/global-lmic-reports/master/AFG/projections.csv
https://raw.githubusercontent.com/mrc-ide/global-lmic-reports/master/AFG/projections.csv
https://raw.githubusercontent.com/mrc-ide/global-lmic-reports/master/AFG/projections.csv
https://raw.githubusercontent.com/mrc-ide/global-lmic-reports/master/AFG/projections.csv
https://raw.githubusercontent.com/mrc-ide/global-lmic-reports/master/AFG/projections.csv
https://raw.githubusercontent.com/mrc-ide/global-lmic-reports/master/AFG/projections.csv
https://raw.githubusercontent.com/mrc-ide/global-lmic-reports/master/AFG/projections.csv
https://raw.githubusercontent.com/mrc-ide/global-lmic-reports/master/AFG/projections.csv
https://raw.githubusercontent.com/mrc-ide/global-lmic-reports/master/AFG/projections.csv
https://raw.githubusercontent.com/mrc-ide/global-lmic-reports/master/AFG/projections.csv
https://raw.githubusercontent.com/mrc-ide/global-lmic-reports/master/AFG/projections.csv
https://raw.githubusercontent.com/mrc-ide/global-lmic-reports/master/AFG/projections.csv
https://raw.githubusercontent.com/mrc-ide/global-lmic-reports/master/AFG/projections.csv
https://raw.githubusercontent.com/mrc-ide/global-lmic-reports/master/AFG/projections.csv
https://raw.githubusercontent.com/mrc-ide/global-lmic-reports/master/AFG/projections.csv
https://raw.githubusercontent.com/mrc-ide/global-lmic-reports/master/AFG/projections.csv
https://raw.githubusercontent.com/mrc-ide/global-lmic-reports/master/AFG/projections.csv
https://raw.githubusercontent.com/mrc-ide/global-lmic-reports/master/AFG/projections.csv
https://raw.githubusercontent.com/mrc-ide/global-lmic-reports/master/AFG/projections.csv
https://raw.githubusercontent.com/mrc-ide/global-lmic-reports/master/AFG/projections.csv
https://raw.githubusercontent.com/mrc-ide/global-lmic-reports/master/AFG/projections.csv
https://raw.githubusercontent.com/mrc-ide/global-lmic-reports/master/AFG/projections.csv
https://raw.githubusercontent.com/mrc-ide/global-lmic-reports/master/AFG/projections.csv
https://raw.githubusercontent.com/mrc-ide/global-lmic-reports/master/AFG/projections.csv
https://raw.githubusercontent.com/mrc-ide/global-lmic-reports/master/AFG/projections.csv
https://raw.githubusercontent.com/mrc-ide/global-lmic-reports/master/AFG/projections.csv
https://raw.githubusercontent.com/mrc-ide/global-lmic-reports/master/AFG/projections.csv
https://raw.githubusercontent.com/mrc-ide/global-lmic-reports/master/AFG/projections.csv
https://raw.githubusercontent.com/mrc-ide/global-lmic-reports/master/AFG/projections.csv
https://raw.githubusercontent.com/mrc-ide/global-lmic-reports/master/AFG/projections.csv
https://raw.githubusercontent.com/mrc-ide/global-lmic-reports/master/AFG/projections.csv
https://raw.githubusercontent.com/mrc-ide/global-lmic-reports/master/AFG/projections.csv
https://raw.githubusercontent.com/mrc-ide/global-lmic-reports/master/AFG/projections.csv
https://raw.githubusercontent.com/mrc-ide/global-lmic-reports/master/AFG/projections.csv
https://raw.githubusercontent.com/mrc-ide/global-lmic-reports/master/AFG/projections.csv
https://raw.githubusercontent.com/mrc-ide/global-lmic-reports/master/AFG/projections.csv
https://raw.githubusercontent.com/mrc-ide/global-lmic-reports/master/AFG/projections.csv
https://raw.githubusercontent.com/mrc-ide/global-lmic-reports/master/AFG/projections.csv
https://raw.githubusercontent.com/mrc-ide/global-lmic-reports/master/AFG/projections.csv
https://raw.githubusercontent.com/mrc-ide/global-lmic-reports/master/AFG/projections.csv
https://raw.githubusercontent.com/mrc-ide/global-lmic-reports/master/AFG/projections.csv
https://raw.githubusercontent.com/mrc-ide/global-lmic-reports/master/AFG/projections.csv
https://raw.githubusercontent.com/mrc-ide/global-lmic-reports/master/AFG/projections.csv
https://raw.githubusercontent.com/mrc-ide/global-lmic-reports/master/AFG/projections.csv
https://raw.githubusercontent.com/mrc-ide/global-lmic-reports/master/AFG/projections.csv
https://raw.githubusercontent.com/mrc-ide/global-lmic-reports/master/AFG/projections.csv
https://raw.githubusercontent.com/mrc-ide/global-lmic-reports/master/AFG/projections.csv
https://raw.githubusercontent.com/mrc-ide/global-lmic-reports/master/AFG/projections.csv
https://raw.githubusercontent.com/mrc-ide/global-lmic-reports/master/AFG/projections.csv
https://raw.githubusercontent.com/mrc-ide/global-lmic-reports/master/AFG/projections.csv
https://raw.githubusercontent.com/mrc-ide/global-lmic-reports/master/AFG/projections.csv
https://raw.githubusercontent.com/mrc-ide/global-lmic-reports/master/AFG/projections.csv
https://raw.githubusercontent.com/mrc-ide/global-lmic-reports/master/AFG/projections.csv
https://raw.githubusercontent.com/mrc-ide/global-lmic-reports/master/AFG/projections.csv
https://raw.githubusercontent.com/mrc-ide/global-lmic-reports/master/AFG/projections.csv
https://raw.githubusercontent.com/mrc-ide/global-lmic-reports/master/AFG/projections.csv
https://raw.githubusercontent.com/mrc-ide/global-lmic-reports/master/AFG/projections.csv
https://raw.githubusercontent.com/mrc-ide/global-lmic-reports/master/AFG/projections.csv
https://raw.githubusercontent.com/mrc-ide/global-lmic-reports/master/AFG/projections.csv
https://raw.githubusercontent.com/mrc-ide/global-lmic-reports/master/AFG/projections.csv
https://raw.githubusercontent.com/mrc-ide/global-lmic-reports/master/AFG/projections.csv
https://raw.githubusercontent.com/mrc-ide/global-lmic-reports/master/AFG/projections.csv
https://raw.githubusercontent.com/mrc-ide/global-lmic-reports/master/AFG/projections.csv
https://raw.githubusercontent.com/mrc-ide/global-lmic-reports/master/AFG/projections.csv
https://raw.githubusercontent.com/mrc-ide/global-lmic-reports/master/AFG/projections.csv
https://raw.githubusercontent.com/mrc-ide/global-lmic-reports/master/AFG/projections.csv
https://raw.githubusercontent.com/mrc-ide/global-lmic-reports/master/AFG/projections.csv
https://raw.githubusercontent.com/mrc-ide/global-lmic-reports/master/AFG/projections.csv
https://raw.githubusercontent.com/mrc-ide/global-lmic-reports/master/AFG/projections.csv
https://raw.githubusercontent.com/mrc-ide/global-lmic-reports/master/AFG/projections.csv
https://raw.githubusercontent.com/mrc-ide/global-lmic-reports/master/AFG/projections.csv
https://raw.githubusercontent.com/mrc-ide/global-lmic-reports/master/AFG/projections.csv
https://raw.githubusercontent.com/mrc-ide/global-lmic-reports/master/AFG/projections.csv
https://raw.githubusercontent.com/mrc-ide/global-lmic-reports/master/AFG/projections.csv
https://raw.githubusercontent.com/mrc-ide/global-lmic-reports/master/AFG/projections.csv
https://raw.githubusercontent.com/mrc-ide/global-lmic-reports/master/AFG/projections.csv
https://raw.githubusercontent.com/mrc-ide/global-lmic-reports/master/AFG/projections.csv
https://raw.githubusercontent.com/mrc-ide/global-lmic-reports/master/AFG/projections.csv
https://raw.githubusercontent.com/mrc-ide/global-lmic-reports/master/AFG/projections.csv
https://raw.githubusercontent.com/mrc-ide/global-lmic-reports/master/AFG/projections.csv
https://raw.githubusercontent.com/mrc-ide/global-lmic-reports/master/AFG/projections.csv
https://raw.githubusercontent.com/mrc-ide/global-lmic-reports/master/AFG/projections.csv
https://raw.githubusercontent.com/mrc-ide/global-lmic-reports/master/AFG/projections.csv
https://raw.githubusercontent.com/mrc-ide/global-lmic-reports/master/AFG/projections.csv
https://raw.githubusercontent.com/mrc-ide/global-lmic-reports/master/AFG/projections.csv
https://raw.githubusercontent.com/mrc-ide/global-lmic-reports/master/AFG/projections.csv
https://raw.githubusercontent.com/mrc-ide/global-lmic-reports/master/AFG/projections.csv
https://raw.githubusercontent.com/mrc-ide/global-lmic-reports/master/AFG/projections.csv
https://raw.githubusercontent.com/mrc-ide/global-lmic-reports/master/AFG/projections.csv
https://raw.githubusercontent.com/mrc-ide/global-lmic-reports/master/AFG/projections.csv
https://raw.githubusercontent.com/mrc-ide/global-lmic-reports/master/AFG/projections.csv
https://raw.githubusercontent.com/mrc-ide/global-lmic-reports/master/AFG/projections.csv
https://raw.githubusercontent.com/mrc-ide/global-lmic-reports/master/AFG/projections.csv
https://raw.githubusercontent.com/mrc-ide/global-lmic-reports/master/AFG/projections.csv
https://raw.githubusercontent.com/mrc-ide/global-lmic-reports/master/AFG/projections.csv
https://raw.githubusercontent.com/mrc-ide/global-lmic-reports/master/AFG/projections.csv
https://raw.githubusercontent.com/mrc-ide/global-lmic-reports/master/AFG/projections.csv
https://raw.githubusercontent.com/mrc-ide/global-lmic-reports/master/AFG/projections.csv
https://raw.githubusercontent.com/mrc-ide/global-lmic-reports/master/AFG/projections.csv
https://raw.githubusercontent.com/mrc-ide/global-lmic-reports/master/AFG/projections.csv
https://raw.githubusercontent.com/mrc-ide/global-lmic-reports/master/AFG/projections.csv
https://raw.githubusercontent.com/mrc-ide/global-lmic-reports/master/AFG/projections.csv
https://raw.githubusercontent.com/mrc-ide/global-lmic-reports/master/AFG/projections.csv
https://raw.githubusercontent.com/mrc-ide/global-lmic-reports/master/AFG/projections.csv
https://raw.githubusercontent.com/mrc-ide/global-lmic-reports/master/AFG/projections.csv
https://raw.githubusercontent.com/mrc-ide/global-lmic-reports/master/AFG/projections.csv
https://raw.githubusercontent.com/mrc-ide/global-lmic-reports/master/AFG/projections.csv
https://raw.githubusercontent.com/mrc-ide/global-lmic-reports/master/AFG/projections.csv
https://raw.githubusercontent.com/mrc-ide/global-lmic-reports/master/AFG/projections.csv
https://raw.githubusercontent.com/mrc-ide/global-lmic-reports/master/AFG/projections.csv
https://raw.githubusercontent.com/mrc-ide/global-lmic-reports/master/AFG/projections.csv
https://raw.githubusercontent.com/mrc-ide/global-lmic-reports/master/AFG/projections.csv
https://raw.githubusercontent.com/mrc-ide/global-lmic-reports/master/AFG/projections.csv
https://raw.githubusercontent.com/mrc-ide/global-lmic-reports/master/AFG/projections.csv
https://raw.githubusercontent.com/mrc-ide/global-lmic-reports/master/AFG/projections.csv
https://raw.githubusercontent.com/mrc-ide/global-lmic-reports/master/AFG/projections.csv
https://raw.githubusercontent.com/mrc-ide/global-lmic-reports/master/AFG/projections.csv
https://raw.githubusercontent.com/mrc-ide/global-lmic-reports/master/AFG/projections.csv
https://raw.githubusercontent.com/mrc-ide/global-lmic-reports/master/AFG/projections.csv
https://raw.githubusercontent.com/mrc-ide/global-lmic-reports/master/AFG/projections.csv
https://raw.githubusercontent.com/mrc-ide/global-lmic-reports/master/AFG/projections.csv
https://raw.githubusercontent.com/mrc-ide/global-lmic-reports/master/AFG/projections.csv
https://raw.githubusercontent.com/mrc-ide/global-lmic-reports/master/AFG/projections.csv
https://raw.githubusercontent.com/mrc-ide/global-lmic-reports/master/AFG/projections.csv
https://raw.githubusercontent.com/mrc-ide/global-lmic-reports/master/AFG/projections.csv
https://raw.githubusercontent.com/mrc-ide/global-lmic-reports/master/AFG/projections.csv
https://raw.githubusercontent.com/mrc-ide/global-lmic-reports/master/AFG/projections.csv
https://raw.githubusercontent.com/mrc-ide/global-lmic-reports/master/AFG/projections.csv
https://raw.githubusercontent.com/mrc-ide/global-lmic-reports/master/AFG/projections.csv
https://raw.githubusercontent.com/mrc-ide/global-lmic-reports/master/AFG/projections.csv
https://raw.githubusercontent.com/mrc-ide/global-lmic-reports/master/AFG/projections.csv
https://raw.githubusercontent.com/mrc-ide/global-lmic-reports/master/AFG/projections.csv
https://raw.githubusercontent.com/mrc-ide/global-lmic-reports/master/AFG/projections.csv
https://raw.githubusercontent.com/mrc-ide/global-lmic-reports/master/AFG/projections.csv
https://raw.githubusercontent.com/mrc-ide/global-lmic-reports/master/AFG/projections.csv
https://raw.githubusercontent.com/mrc-ide/global-lmic-reports/master/AFG/projections.csv
https://raw.githubusercontent.com/mrc-ide/global-lmic-reports/master/AFG/projections.csv
https://raw.githubusercontent.com/mrc-ide/global-lmic-reports/master/AFG/projections.csv
https://raw.githubusercontent.com/mrc-ide/global-lmic-reports/master/AFG/projections.csv
https://raw.githubusercontent.com/mrc-ide/global-lmic-reports/master/AFG/projections.csv
https://raw.githubusercontent.com/mrc-ide/global-lmic-reports/master/AFG/projections.csv
https://raw.githubusercontent.com/mrc-ide/global-lmic-reports/master/AFG/projections.csv
https://raw.githubusercontent.com/mrc-ide/global-lmic-reports/master/AFG/projections.csv
https://raw.githubusercontent.com/mrc-ide/global-lmic-reports/master/AFG/projections.csv
https://raw.githubusercontent.com/mrc-ide/global-lmic-reports/master/AFG/projections.csv
https://raw.githubusercontent.com/mrc-ide/global-lmic-reports/master/AFG/projections.csv
https://raw.githubusercontent.com/mrc-ide/global-lmic-reports/master/AFG/projections.csv
https://raw.githubusercontent.com/mrc-ide/global-lmic-reports/master/AFG/projections.csv
https://raw.githubusercontent.com/mrc-ide/global-lmic-reports/master/AFG/projections.csv
https://raw.githubusercontent.com/mrc-ide/global-lmic-reports/master/AFG/projections.csv
https://raw.githubusercontent.com/mrc-ide/global-lmic-reports/master/AFG/projections.csv
https://raw.githubusercontent.com/mrc-ide/global-lmic-reports/master/AFG/projections.csv
https://raw.githubusercontent.com/mrc-ide/global-lmic-reports/master/AFG/projections.csv
https://raw.githubusercontent.com/mrc-ide/global-lmic-reports/master/AFG/projections.csv
https://raw.githubusercontent.com/mrc-ide/global-lmic-reports/master/AFG/projections.csv
https://raw.githubusercontent.com/mrc-ide/global-lmic-reports/master/AFG/projections.csv
https://raw.githubusercontent.com/mrc-ide/global-lmic-reports/master/AFG/projections.csv
https://raw.githubusercontent.com/mrc-ide/global-lmic-reports/master/AFG/projections.csv
https://raw.githubusercontent.com/mrc-ide/global-lmic-reports/master/AFG/projections.csv
https://raw.githubusercontent.com/mrc-ide/global-lmic-reports/master/AFG/projections.csv
https://raw.githubusercontent.com/mrc-ide/global-lmic-reports/master/AFG/projections.csv
https://raw.githubusercontent.com/mrc-ide/global-lmic-reports/master/AFG/projections.csv
https://raw.githubusercontent.com/mrc-ide/global-lmic-reports/master/AFG/projections.csv
https://raw.githubusercontent.com/mrc-ide/global-lmic-reports/master/AFG/projections.csv
https://raw.githubusercontent.com/mrc-ide/global-lmic-reports/master/AFG/projections.csv
https://raw.githubusercontent.com/mrc-ide/global-lmic-reports/master/AFG/projections.csv
https://raw.githubusercontent.com/mrc-ide/global-lmic-reports/master/AFG/projections.csv
https://raw.githubusercontent.com/mrc-ide/global-lmic-reports/master/AFG/projections.csv
https://raw.githubusercontent.com/mrc-ide/global-lmic-reports/master/AFG/projections.csv
https://raw.githubusercontent.com/mrc-ide/global-lmic-reports/master/AFG/projections.csv
https://raw.githubusercontent.com/mrc-ide/global-lmic-reports/master/AFG/projections.csv
https://raw.githubusercontent.com/mrc-ide/global-lmic-reports/master/AFG/projections.csv
https://raw.githubusercontent.com/mrc-ide/global-lmic-reports/master/AFG/projections.csv
https://raw.githubusercontent.com/mrc-ide/global-lmic-reports/master/AFG/projections.csv
https://raw.githubusercontent.com/mrc-ide/global-lmic-reports/master/AFG/projections.csv
https://raw.githubusercontent.com/mrc-ide/global-lmic-reports/master/AFG/projections.csv
https://raw.githubusercontent.com/mrc-ide/global-lmic-reports/master/AFG/projections.csv
https://raw.githubusercontent.com/mrc-ide/global-lmic-reports/master/AFG/projections.csv
https://raw.githubusercontent.com/mrc-ide/global-lmic-reports/master/AFG/projections.csv
https://raw.githubusercontent.com/mrc-ide/global-lmic-reports/master/AFG/projections.csv
https://raw.githubusercontent.com/mrc-ide/global-lmic-reports/master/AFG/projections.csv
https://raw.githubusercontent.com/mrc-ide/global-lmic-reports/master/AFG/projections.csv
https://raw.githubusercontent.com/mrc-ide/global-lmic-reports/master/AFG/projections.csv
https://raw.githubusercontent.com/mrc-ide/global-lmic-reports/master/AFG/projections.csv
https://raw.githubusercontent.com/mrc-ide/global-lmic-reports/master/AFG/projections.csv
https://raw.githubusercontent.com/mrc-ide/global-lmic-reports/master/AFG/projections.csv
https://raw.githubusercontent.com/mrc-ide/global-lmic-reports/master/AFG/projections.csv
https://raw.githubusercontent.com/mrc-ide/global-lmic-reports/master/AFG/projections.csv
https://raw.githubusercontent.com/mrc-ide/global-lmic-reports/master/AFG/projections.csv
https://raw.githubusercontent.com/mrc-ide/global-lmic-reports/master/AFG/projections.csv
https://raw.githubusercontent.com/mrc-ide/global-lmic-reports/master/AFG/projections.csv
https://raw.githubusercontent.com/mrc-ide/global-lmic-reports/master/AFG/projections.csv
https://raw.githubusercontent.com/mrc-ide/global-lmic-reports/master/AFG/projections.csv
https://raw.githubusercontent.com/mrc-ide/global-lmic-reports/master/AFG/projections.csv
https://raw.githubusercontent.com/mrc-ide/global-lmic-reports/master/AFG/projections.csv
https://raw.githubusercontent.com/mrc-ide/global-lmic-reports/master/AFG/projections.csv
https://raw.githubusercontent.com/mrc-ide/global-lmic-reports/master/AFG/projections.csv
https://raw.githubusercontent.com/mrc-ide/global-lmic-reports/master/AFG/projections.csv
https://raw.githubusercontent.com/mrc-ide/global-lmic-reports/master/AFG/projections.csv
https://raw.githubusercontent.com/mrc-ide/global-lmic-reports/master/AFG/projections.csv
https://raw.githubusercontent.com/mrc-ide/global-lmic-reports/master/AFG/projections.csv
https://raw.githubusercontent.com/mrc-ide/global-lmic-reports/master/AFG/projections.csv
https://raw.githubusercontent.com/mrc-ide/global-lmic-reports/master/AFG/projections.csv
https://raw.githubusercontent.com/mrc-ide/global-lmic-reports/master/AFG/projections.csv
https://raw.githubusercontent.com/mrc-ide/global-lmic-reports/master/AFG/projections.csv
https://raw.githubusercontent.com/mrc-ide/global-lmic-reports/master/AFG/projections.csv
https://raw.githubusercontent.com/mrc-ide/global-lmic-reports/master/AFG/projections.csv
https://raw.githubusercontent.com/mrc-ide/global-lmic-reports/master/AFG/projections.csv
https://raw.githubusercontent.com/mrc-ide/global-lmic-reports/master/AFG/projections.csv
https://raw.githubusercontent.com/mrc-ide/global-lmic-reports/master/AFG/projections.csv
https://raw.githubusercontent.com/mrc-ide/global-lmic-reports/master/AFG/projections.csv
https://raw.githubusercontent.com/mrc-ide/global-lmic-reports/master/AFG/projections.csv
https://raw.githubusercontent.com/mrc-ide/global-lmic-reports/master/AFG/projections.csv
https://raw.githubusercontent.com/mrc-ide/global-lmic-reports/master/AFG/projections.csv
https://raw.githubusercontent.com/mrc-ide/global-lmic-reports/master/AFG/projections.csv
https://raw.githubusercontent.com/mrc-ide/global-lmic-reports/master/AFG/projections.csv
https://raw.githubusercontent.com/mrc-ide/global-lmic-reports/master/AFG/projections.csv
https://raw.githubusercontent.com/mrc-ide/global-lmic-reports/master/AFG/projections.csv
https://raw.githubusercontent.com/mrc-ide/global-lmic-reports/master/AFG/projections.csv
https://raw.githubusercontent.com/mrc-ide/global-lmic-reports/master/AFG/projections.csv
https://raw.githubusercontent.com/mrc-ide/global-lmic-reports/master/AFG/projections.csv
https://raw.githubusercontent.com/mrc-ide/global-lmic-reports/master/AFG/projections.csv
https://raw.githubusercontent.com/mrc-ide/global-lmic-reports/master/AFG/projections.csv
https://raw.githubusercontent.com/mrc-ide/global-lmic-reports/master/AFG/projections.csv
https://raw.githubusercontent.com/mrc-ide/global-lmic-reports/master/AFG/projections.csv
https://raw.githubusercontent.com/mrc-ide/global-lmic-reports/master/AFG/projections.csv
https://raw.githubusercontent.com/mrc-ide/global-lmic-reports/master/AFG/projections.csv
https://raw.githubusercontent.com/mrc-ide/global-lmic-reports/master/AFG/projections.csv
https://raw.githubusercontent.com/mrc-ide/global-lmic-reports/master/AFG/projections.csv
https://raw.githubusercontent.com/mrc-ide/global-lmic-reports/master/AFG/projections.csv
https://raw.githubusercontent.com/mrc-ide/global-lmic-reports/master/AFG/projections.csv
https://raw.githubusercontent.com/mrc-ide/global-lmic-reports/master/AFG/projections.csv
https://raw.githubusercontent.com/mrc-ide/global-lmic-reports/master/AFG/projections.csv
https://raw.githubusercontent.com/mrc-ide/global-lmic-reports/master/AFG/projections.csv
https://raw.githubusercontent.com/mrc-ide/global-lmic-reports/master/AFG/projections.csv
https://raw.githubusercontent.com/mrc-ide/global-lmic-reports/master/AFG/projections.csv
https://raw.githubusercontent.com/mrc-ide/global-lmic-reports/master/AFG/projections.csv
https://raw.githubusercontent.com/mrc-ide/global-lmic-reports/master/AFG/projections.csv
https://raw.githubusercontent.com/mrc-ide/global-lmic-reports/master/AFG/projections.csv
https://raw.githubusercontent.com/mrc-ide/global-lmic-reports/master/AFG/projections.csv
https://raw.githubusercontent.com/mrc-ide/global-lmic-reports/master/AFG/projections.csv
https://raw.githubusercontent.com/mrc-ide/global-lmic-reports/master/AFG/projections.csv
https://raw.githubusercontent.com/mrc-ide/global-lmic-reports/master/AFG/projections.csv
https://raw.githubusercontent.com/mrc-ide/global-lmic-reports/master/AFG/projections.csv
https://raw.githubusercontent.com/mrc-ide/global-lmic-reports/master/AFG/projections.csv
https://raw.githubusercontent.com/mrc-ide/global-lmic-reports/master/AFG/projections.csv
https://raw.githubusercontent.com/mrc-ide/global-lmic-reports/master/AFG/projections.csv
https://raw.githubusercontent.com/mrc-ide/global-lmic-reports/master/AFG/projections.csv
https://raw.githubusercontent.com/mrc-ide/global-lmic-reports/master/AFG/projections.csv
https://raw.githubusercontent.com/mrc-ide/global-lmic-reports/master/AFG/projections.csv
https://raw.githubusercontent.com/mrc-ide/global-lmic-reports/master/AFG/projections.csv
https://raw.githubusercontent.com/mrc-ide/global-lmic-reports/master/AFG/projections.csv
https://raw.githubusercontent.com/mrc-ide/global-lmic-reports/master/AFG/projections.csv
https://raw.githubusercontent.com/mrc-ide/global-lmic-reports/master/AFG/projections.csv
https://raw.githubusercontent.com/mrc-ide/global-lmic-reports/master/AFG/projections.csv
https://raw.githubusercontent.com/mrc-ide/global-lmic-reports/master/AFG/projections.csv
https://raw.githubusercontent.com/mrc-ide/global-lmic-reports/master/AFG/projections.csv
https://raw.githubusercontent.com/mrc-ide/global-lmic-reports/master/AFG/projections.csv
https://raw.githubusercontent.com/mrc-ide/global-lmic-reports/master/AFG/projections.csv
https://raw.githubusercontent.com/mrc-ide/global-lmic-reports/master/AFG/projections.csv
https://raw.githubusercontent.com/mrc-ide/global-lmic-reports/master/AFG/projections.csv
https://raw.githubusercontent.com/mrc-ide/global-lmic-reports/master/AFG/projections.csv
https://raw.githubusercontent.com/mrc-ide/global-lmic-reports/master/AFG/projections.csv
https://raw.githubusercontent.com/mrc-ide/global-lmic-reports/master/AFG/projections.csv
https://raw.githubusercontent.com/mrc-ide/global-lmic-reports/master/AFG/projections.csv
https://raw.githubusercontent.com/mrc-ide/global-lmic-reports/master/AFG/projections.csv
https://raw.githubusercontent.com/mrc-ide/global-lmic-reports/master/AFG/projections.csv
https://raw.githubusercontent.com/mrc-ide/global-lmic-reports/master/AFG/projections.csv
https://raw.githubusercontent.com/mrc-ide/global-lmic-reports/master/AFG/projections.csv
https://raw.githubusercontent.com/mrc-ide/global-lmic-reports/master/AFG/projections.csv
https://raw.githubusercontent.com/mrc-ide/global-lmic-reports/master/AFG/projections.csv
https://raw.githubusercontent.com/mrc-ide/global-lmic-reports/master/AFG/projections.csv
https://raw.githubusercontent.com/mrc-ide/global-lmic-reports/master/AFG/projections.csv
https://raw.githubusercontent.com/mrc-ide/global-lmic-reports/master/AFG/projections.csv
https://raw.githubusercontent.com/mrc-ide/global-lmic-reports/master/AFG/projections.csv
https://raw.githubusercontent.com/mrc-ide/global-lmic-reports/master/AFG/projections.csv
https://raw.githubusercontent.com/mrc-ide/global-lmic-reports/master/AFG/projections.csv
https://raw.githubusercontent.com/mrc-ide/global-lmic-reports/master/AFG/projections.csv
https://raw.githubusercontent.com/mrc-ide/global-lmic-reports/master/AFG/projections.csv
https://raw.githubusercontent.com/mrc-ide/global-lmic-reports/master/AFG/projections.csv
https://raw.githubusercontent.com/mrc-ide/global-lmic-reports/master/AFG/projections.csv
https://raw.githubusercontent.com/mrc-ide/global-lmic-reports/master/AFG/projections.csv
https://raw.githubusercontent.com/mrc-ide/global-lmic-reports/master/AFG/projections.csv
https://raw.githubusercontent.com/mrc-ide/global-lmic-reports/master/AFG/projections.csv
https://raw.githubusercontent.com/mrc-ide/global-lmic-reports/master/AFG/projections.csv
https://raw.githubusercontent.com/mrc-ide/global-lmic-reports/master/AFG/projections.csv
https://raw.githubusercontent.com/mrc-ide/global-lmic-reports/master/AFG/projections.csv
https://raw.githubusercontent.com/mrc-ide/global-lmic-reports/master/AFG/projections.csv
https://raw.githubusercontent.com/mrc-ide/global-lmic-reports/master/AFG/projections.csv
https://raw.githubusercontent.com/mrc-ide/global-lmic-reports/master/AFG/projections.csv
https://raw.githubusercontent.com/mrc-ide/global-lmic-reports/master/AFG/projections.csv
https://raw.githubusercontent.com/mrc-ide/global-lmic-reports/master/AFG/projections.csv
https://raw.githubusercontent.com/mrc-ide/global-lmic-reports/master/AFG/projections.csv
https://raw.githubusercontent.com/mrc-ide/global-lmic-reports/master/AFG/projections.csv
https://raw.githubusercontent.com/mrc-ide/global-lmic-reports/master/AFG/projections.csv
https://raw.githubusercontent.com/mrc-ide/global-lmic-reports/master/AFG/projections.csv
https://raw.githubusercontent.com/mrc-ide/global-lmic-reports/master/AFG/projections.csv
https://raw.githubusercontent.com/mrc-ide/global-lmic-reports/master/AFG/projections.csv
https://raw.githubusercontent.com/mrc-ide/global-lmic-reports/master/AFG/projections.csv
https://raw.githubusercontent.com/mrc-ide/global-lmic-reports/master/AFG/projections.csv
https://raw.githubusercontent.com/mrc-ide/global-lmic-reports/master/AFG/projections.csv
https://raw.githubusercontent.com/mrc-ide/global-lmic-reports/master/AFG/projections.csv
https://raw.githubusercontent.com/mrc-ide/global-lmic-reports/master/AFG/projections.csv
https://raw.githubusercontent.com/mrc-ide/global-lmic-reports/master/AFG/projections.csv
https://raw.githubusercontent.com/mrc-ide/global-lmic-reports/master/AFG/projections.csv
https://raw.githubusercontent.com/mrc-ide/global-lmic-reports/master/AFG/projections.csv
https://raw.githubusercontent.com/mrc-ide/global-lmic-reports/master/AFG/projections.csv
https://raw.githubusercontent.com/mrc-ide/global-lmic-reports/master/AFG/projections.csv
https://raw.githubusercontent.com/mrc-ide/global-lmic-reports/master/AFG/projections.csv
https://raw.githubusercontent.com/mrc-ide/global-lmic-reports/master/AFG/projections.csv
https://raw.githubusercontent.com/mrc-ide/global-lmic-reports/master/AFG/projections.csv
https://raw.githubusercontent.com/mrc-ide/global-lmic-reports/master/AFG/projections.csv
https://raw.githubusercontent.com/mrc-ide/global-lmic-reports/master/AFG/projections.csv
https://raw.githubusercontent.com/mrc-ide/global-lmic-reports/master/AFG/projections.csv
https://raw.githubusercontent.com/mrc-ide/global-lmic-reports/master/AFG/projections.csv
https://raw.githubusercontent.com/mrc-ide/global-lmic-reports/master/AFG/projections.csv
https://raw.githubusercontent.com/mrc-ide/global-lmic-reports/master/AFG/projections.csv
https://raw.githubusercontent.com/mrc-ide/global-lmic-reports/master/AFG/projections.csv
https://raw.githubusercontent.com/mrc-ide/global-lmic-reports/master/AFG/projections.csv
https://raw.githubusercontent.com/mrc-ide/global-lmic-reports/master/AFG/projections.csv
https://raw.githubusercontent.com/mrc-ide/global-lmic-reports/master/AFG/projections.csv
https://raw.githubusercontent.com/mrc-ide/global-lmic-reports/master/AFG/projections.csv
https://raw.githubusercontent.com/mrc-ide/global-lmic-reports/master/AFG/projections.csv
https://raw.githubusercontent.com/mrc-ide/global-lmic-reports/master/AFG/projections.csv
https://raw.githubusercontent.com/mrc-ide/global-lmic-reports/master/AFG/projections.csv
https://raw.githubusercontent.com/mrc-ide/global-lmic-reports/master/AFG/projections.csv
https://raw.githubusercontent.com/mrc-ide/global-lmic-reports/master/AFG/projections.csv
https://raw.githubusercontent.com/mrc-ide/global-lmic-reports/master/AFG/projections.csv
https://raw.githubusercontent.com/mrc-ide/global-lmic-reports/master/AFG/projections.csv
https://raw.githubusercontent.com/mrc-ide/global-lmic-reports/master/AFG/projections.csv
https://raw.githubusercontent.com/mrc-ide/global-lmic-reports/master/AFG/projections.csv
https://raw.githubusercontent.com/mrc-ide/global-lmic-reports/master/AFG/projections.csv
https://raw.githubusercontent.com/mrc-ide/global-lmic-reports/master/AFG/projections.csv
https://raw.githubusercontent.com/mrc-ide/global-lmic-reports/master/AFG/projections.csv
https://raw.githubusercontent.com/mrc-ide/global-lmic-reports/master/AFG/projections.csv
https://raw.githubusercontent.com/mrc-ide/global-lmic-reports/master/AFG/projections.csv
https://raw.githubusercontent.com/mrc-ide/global-lmic-reports/master/AFG/projections.csv
https://raw.githubusercontent.com/mrc-ide/global-lmic-reports/master/AFG/projections.csv
https://raw.githubusercontent.com/mrc-ide/global-lmic-reports/master/AFG/projections.csv
https://raw.githubusercontent.com/mrc-ide/global-lmic-reports/master/AFG/projections.csv
https://raw.githubusercontent.com/mrc-ide/global-lmic-reports/master/AFG/projections.csv
https://raw.githubusercontent.com/mrc-ide/global-lmic-reports/master/AFG/projections.csv
https://raw.githubusercontent.com/mrc-ide/global-lmic-reports/master/AFG/projections.csv
https://raw.githubusercontent.com/mrc-ide/global-lmic-reports/master/AFG/projections.csv
https://raw.githubusercontent.com/mrc-ide/global-lmic-reports/master/AFG/projections.csv
https://raw.githubusercontent.com/mrc-ide/global-lmic-reports/master/AFG/projections.csv
https://raw.githubusercontent.com/mrc-ide/global-lmic-reports/master/AFG/projections.csv
https://raw.githubusercontent.com/mrc-ide/global-lmic-reports/master/AFG/projections.csv
https://raw.githubusercontent.com/mrc-ide/global-lmic-reports/master/AFG/projections.csv
https://raw.githubusercontent.com/mrc-ide/global-lmic-reports/master/AFG/projections.csv
https://raw.githubusercontent.com/mrc-ide/global-lmic-reports/master/AFG/projections.csv
https://raw.githubusercontent.com/mrc-ide/global-lmic-reports/master/AFG/projections.csv
https://raw.githubusercontent.com/mrc-ide/global-lmic-reports/master/AFG/projections.csv
https://raw.githubusercontent.com/mrc-ide/global-lmic-reports/master/AFG/projections.csv
https://raw.githubusercontent.com/mrc-ide/global-lmic-reports/master/AFG/projections.csv
https://raw.githubusercontent.com/mrc-ide/global-lmic-reports/master/AFG/projections.csv
https://raw.githubusercontent.com/mrc-ide/global-lmic-reports/master/AFG/projections.csv
https://raw.githubusercontent.com/mrc-ide/global-lmic-reports/master/AFG/projections.csv
https://raw.githubusercontent.com/mrc-ide/global-lmic-reports/master/AFG/projections.csv
https://raw.githubusercontent.com/mrc-ide/global-lmic-reports/master/AFG/projections.csv
https://raw.githubusercontent.com/mrc-ide/global-lmic-reports/master/AFG/projections.csv
https://raw.githubusercontent.com/mrc-ide/global-lmic-reports/master/AFG/projections.csv
https://raw.githubusercontent.com/mrc-ide/global-lmic-reports/master/AFG/projections.csv
https://raw.githubusercontent.com/mrc-ide/global-lmic-reports/master/AFG/projections.csv
https://raw.githubusercontent.com/mrc-ide/global-lmic-reports/master/AFG/projections.csv
https://raw.githubusercontent.com/mrc-ide/global-lmic-reports/master/AFG/projections.csv
https://raw.githubusercontent.com/mrc-ide/global-lmic-reports/master/AFG/projections.csv
https://raw.githubusercontent.com/mrc-ide/global-lmic-reports/master/AFG/projections.csv
https://raw.githubusercontent.com/mrc-ide/global-lmic-reports/master/AFG/projections.csv
https://raw.githubusercontent.com/mrc-ide/global-lmic-reports/master/AFG/projections.csv
https://raw.githubusercontent.com/mrc-ide/global-lmic-reports/master/AFG/projections.csv
https://raw.githubusercontent.com/mrc-ide/global-lmic-reports/master/AFG/projections.csv
https://raw.githubusercontent.com/mrc-ide/global-lmic-reports/master/AFG/projections.csv
https://raw.githubusercontent.com/mrc-ide/global-lmic-reports/master/AFG/projections.csv
https://raw.githubusercontent.com/mrc-ide/global-lmic-reports/master/AFG/projections.csv
https://raw.githubusercontent.com/mrc-ide/global-lmic-reports/master/AFG/projections.csv
https://raw.githubusercontent.com/mrc-ide/global-lmic-reports/master/AFG/projections.csv
https://raw.githubusercontent.com/mrc-ide/global-lmic-reports/master/AFG/projections.csv
https://raw.githubusercontent.com/mrc-ide/global-lmic-reports/master/AFG/projections.csv
https://raw.githubusercontent.com/mrc-ide/global-lmic-reports/master/AFG/projections.csv
https://raw.githubusercontent.com/mrc-ide/global-lmic-reports/master/AFG/projections.csv
https://raw.githubusercontent.com/mrc-ide/global-lmic-reports/master/AFG/projections.csv
https://raw.githubusercontent.com/mrc-ide/global-lmic-reports/master/AFG/projections.csv
https://raw.githubusercontent.com/mrc-ide/global-lmic-reports/master/AFG/projections.csv
https://raw.githubusercontent.com/mrc-ide/global-lmic-reports/master/AFG/projections.csv
https://raw.githubusercontent.com/mrc-ide/global-lmic-reports/master/AFG/projections.csv
https://raw.githubusercontent.com/mrc-ide/global-lmic-reports/master/AFG/projections.csv
https://raw.githubusercontent.com/mrc-ide/global-lmic-reports/master/AFG/projections.csv
https://raw.githubusercontent.com/mrc-ide/global-lmic-reports/master/AFG/projections.csv
https://raw.githubusercontent.com/mrc-ide/global-lmic-reports/master/AFG/projections.csv
https://raw.githubusercontent.com/mrc-ide/global-lmic-reports/master/AFG/projections.csv
https://raw.githubusercontent.com/mrc-ide/global-lmic-reports/master/AFG/projections.csv
https://raw.githubusercontent.com/mrc-ide/global-lmic-reports/master/AFG/projections.csv
https://raw.githubusercontent.com/mrc-ide/global-lmic-reports/master/AFG/projections.csv
https://raw.githubusercontent.com/mrc-ide/global-lmic-reports/master/AFG/projections.csv
https://raw.githubusercontent.com/mrc-ide/global-lmic-reports/master/AFG/projections.csv
https://raw.githubusercontent.com/mrc-ide/global-lmic-reports/master/AFG/projections.csv
https://raw.githubusercontent.com/mrc-ide/global-lmic-reports/master/AFG/projections.csv
https://raw.githubusercontent.com/mrc-ide/global-lmic-reports/master/AFG/projections.csv
https://raw.githubusercontent.com/mrc-ide/global-lmic-reports/master/AFG/projections.csv
https://raw.githubusercontent.com/mrc-ide/global-lmic-reports/master/AFG/projections.csv
https://raw.githubusercontent.com/mrc-ide/global-lmic-reports/master/AFG/projections.csv
https://raw.githubusercontent.com/mrc-ide/global-lmic-reports/master/AFG/projections.csv
https://raw.githubusercontent.com/mrc-ide/global-lmic-reports/master/AFG/projections.csv
https://raw.githubusercontent.com/mrc-ide/global-lmic-reports/master/AFG/projections.csv
https://raw.githubusercontent.com/mrc-ide/global-lmic-reports/master/AFG/projections.csv
https://raw.githubusercontent.com/mrc-ide/global-lmic-reports/master/AFG/projections.csv
https://raw.githubusercontent.com/mrc-ide/global-lmic-reports/master/AFG/projections.csv
https://raw.githubusercontent.com/mrc-ide/global-lmic-reports/master/AFG/projections.csv
https://raw.githubusercontent.com/mrc-ide/global-lmic-reports/master/AFG/projections.csv
https://raw.githubusercontent.com/mrc-ide/global-lmic-reports/master/AFG/projections.csv
https://raw.githubusercontent.com/mrc-ide/global-lmic-reports/master/AFG/projections.csv
https://raw.githubusercontent.com/mrc-ide/global-lmic-reports/master/AFG/projections.csv
https://raw.githubusercontent.com/mrc-ide/global-lmic-reports/master/AFG/projections.csv
https://raw.githubusercontent.com/mrc-ide/global-lmic-reports/master/AFG/projections.csv
https://raw.githubusercontent.com/mrc-ide/global-lmic-reports/master/AFG/projections.csv
https://raw.githubusercontent.com/mrc-ide/global-lmic-reports/master/AFG/projections.csv
https://raw.githubusercontent.com/mrc-ide/global-lmic-reports/master/AFG/projections.csv
https://raw.githubusercontent.com/mrc-ide/global-lmic-reports/master/AFG/projections.csv
https://raw.githubusercontent.com/mrc-ide/global-lmic-reports/master/AFG/projections.csv
https://raw.githubusercontent.com/mrc-ide/global-lmic-reports/master/AFG/projections.csv
https://raw.githubusercontent.com/mrc-ide/global-lmic-reports/master/AFG/projections.csv
https://raw.githubusercontent.com/mrc-ide/global-lmic-reports/master/AFG/projections.csv
https://raw.githubusercontent.com/mrc-ide/global-lmic-reports/master/AFG/projections.csv
https://raw.githubusercontent.com/mrc-ide/global-lmic-reports/master/AFG/projections.csv
https://raw.githubusercontent.com/mrc-ide/global-lmic-reports/master/AFG/projections.csv
https://raw.githubusercontent.com/mrc-ide/global-lmic-reports/master/AFG/projections.csv
https://raw.githubusercontent.com/mrc-ide/global-lmic-reports/master/AFG/projections.csv
https://raw.githubusercontent.com/mrc-ide/global-lmic-reports/master/AFG/projections.csv
https://raw.githubusercontent.com/mrc-ide/global-lmic-reports/master/AFG/projections.csv
https://raw.githubusercontent.com/mrc-ide/global-lmic-reports/master/AFG/projections.csv
https://raw.githubusercontent.com/mrc-ide/global-lmic-reports/master/AFG/projections.csv
https://raw.githubusercontent.com/mrc-ide/global-lmic-reports/master/AFG/projections.csv
https://raw.githubusercontent.com/mrc-ide/global-lmic-reports/master/AFG/projections.csv
https://raw.githubusercontent.com/mrc-ide/global-lmic-reports/master/AFG/projections.csv
https://raw.githubusercontent.com/mrc-ide/global-lmic-reports/master/AFG/projections.csv
https://raw.githubusercontent.com/mrc-ide/global-lmic-reports/master/AFG/projections.csv
https://raw.githubusercontent.com/mrc-ide/global-lmic-reports/master/AFG/projections.csv
https://raw.githubusercontent.com/mrc-ide/global-lmic-reports/master/AFG/projections.csv
https://raw.githubusercontent.com/mrc-ide/global-lmic-reports/master/AFG/projections.csv
https://raw.githubusercontent.com/mrc-ide/global-lmic-reports/master/AFG/projections.csv
https://raw.githubusercontent.com/mrc-ide/global-lmic-reports/master/AFG/projections.csv
https://raw.githubusercontent.com/mrc-ide/global-lmic-reports/master/AFG/projections.csv
https://raw.githubusercontent.com/mrc-ide/global-lmic-reports/master/AFG/projections.csv
https://raw.githubusercontent.com/mrc-ide/global-lmic-reports/master/AFG/projections.csv
https://raw.githubusercontent.com/mrc-ide/global-lmic-reports/master/AFG/projections.csv
https://raw.githubusercontent.com/mrc-ide/global-lmic-reports/master/AFG/projections.csv
https://raw.githubusercontent.com/mrc-ide/global-lmic-reports/master/AFG/projections.csv
https://raw.githubusercontent.com/mrc-ide/global-lmic-reports/master/AFG/projections.csv
https://raw.githubusercontent.com/mrc-ide/global-lmic-reports/master/AFG/projections.csv
https://raw.githubusercontent.com/mrc-ide/global-lmic-reports/master/AFG/projections.csv
https://raw.githubusercontent.com/mrc-ide/global-lmic-reports/master/AFG/projections.csv
https://raw.githubusercontent.com/mrc-ide/global-lmic-reports/master/AFG/projections.csv
https://raw.githubusercontent.com/mrc-ide/global-lmic-reports/master/AFG/projections.csv
https://raw.githubusercontent.com/mrc-ide/global-lmic-reports/master/AFG/projections.csv
https://raw.githubusercontent.com/mrc-ide/global-lmic-reports/master/AFG/projections.csv
https://raw.githubusercontent.com/mrc-ide/global-lmic-reports/master/AFG/projections.csv
https://raw.githubusercontent.com/mrc-ide/global-lmic-reports/master/AFG/projections.csv
https://raw.githubusercontent.com/mrc-ide/global-lmic-reports/master/AFG/projections.csv
https://raw.githubusercontent.com/mrc-ide/global-lmic-reports/master/AFG/projections.csv
https://raw.githubusercontent.com/mrc-ide/global-lmic-reports/master/AFG/projections.csv
https://raw.githubusercontent.com/mrc-ide/global-lmic-reports/master/AFG/projections.csv
https://raw.githubusercontent.com/mrc-ide/global-lmic-reports/master/AFG/projections.csv
https://raw.githubusercontent.com/mrc-ide/global-lmic-reports/master/AFG/projections.csv
https://raw.githubusercontent.com/mrc-ide/global-lmic-reports/master/AFG/projections.csv
https://raw.githubusercontent.com/mrc-ide/global-lmic-reports/master/AFG/projections.csv
https://raw.githubusercontent.com/mrc-ide/global-lmic-reports/master/AFG/projections.csv
https://raw.githubusercontent.com/mrc-ide/global-lmic-reports/master/AFG/projections.csv
https://raw.githubusercontent.com/mrc-ide/global-lmic-reports/master/AFG/projections.csv
https://raw.githubusercontent.com/mrc-ide/global-lmic-reports/master/AFG/projections.csv
https://raw.githubusercontent.com/mrc-ide/global-lmic-reports/master/AFG/projections.csv
https://raw.githubusercontent.com/mrc-ide/global-lmic-reports/master/AFG/projections.csv
https://raw.githubusercontent.com/mrc-ide/global-lmic-reports/master/AFG/projections.csv
https://raw.githubusercontent.com/mrc-ide/global-lmic-reports/master/AFG/projections.csv
https://raw.githubusercontent.com/mrc-ide/global-lmic-reports/master/AFG/projections.csv
https://raw.githubusercontent.com/mrc-ide/global-lmic-reports/master/AFG/projections.csv
https://raw.githubusercontent.com/mrc-ide/global-lmic-reports/master/AFG/projections.csv
https://raw.githubusercontent.com/mrc-ide/global-lmic-reports/master/AFG/projections.csv
https://raw.githubusercontent.com/mrc-ide/global-lmic-reports/master/AFG/projections.csv
https://raw.githubusercontent.com/mrc-ide/global-lmic-reports/master/AFG/projections.csv
https://raw.githubusercontent.com/mrc-ide/global-lmic-reports/master/AFG/projections.csv
https://raw.githubusercontent.com/mrc-ide/global-lmic-reports/master/AFG/projections.csv
https://raw.githubusercontent.com/mrc-ide/global-lmic-reports/master/AFG/projections.csv
https://raw.githubusercontent.com/mrc-ide/global-lmic-reports/master/AFG/projections.csv
https://raw.githubusercontent.com/mrc-ide/global-lmic-reports/master/AFG/projections.csv
https://raw.githubusercontent.com/mrc-ide/global-lmic-reports/master/AFG/projections.csv
https://raw.githubusercontent.com/mrc-ide/global-lmic-reports/master/AFG/projections.csv
https://raw.githubusercontent.com/mrc-ide/global-lmic-reports/master/AFG/projections.csv
https://raw.githubusercontent.com/mrc-ide/global-lmic-reports/master/AFG/projections.csv
https://raw.githubusercontent.com/mrc-ide/global-lmic-reports/master/AFG/projections.csv
https://raw.githubusercontent.com/mrc-ide/global-lmic-reports/master/AFG/projections.csv
https://raw.githubusercontent.com/mrc-ide/global-lmic-reports/master/AFG/projections.csv
https://raw.githubusercontent.com/mrc-ide/global-lmic-reports/master/AFG/projections.csv
https://raw.githubusercontent.com/mrc-ide/global-lmic-reports/master/AFG/projections.csv
https://raw.githubusercontent.com/mrc-ide/global-lmic-reports/master/AFG/projections.csv
https://raw.githubusercontent.com/mrc-ide/global-lmic-reports/master/AFG/projections.csv
https://raw.githubusercontent.com/mrc-ide/global-lmic-reports/master/AFG/projections.csv
https://raw.githubusercontent.com/mrc-ide/global-lmic-reports/master/AFG/projections.csv
https://raw.githubusercontent.com/mrc-ide/global-lmic-reports/master/AFG/projections.csv
https://raw.githubusercontent.com/mrc-ide/global-lmic-reports/master/AFG/projections.csv
https://raw.githubusercontent.com/mrc-ide/global-lmic-reports/master/AFG/projections.csv
https://raw.githubusercontent.com/mrc-ide/global-lmic-reports/master/AFG/projections.csv
https://raw.githubusercontent.com/mrc-ide/global-lmic-reports/master/AFG/projections.csv
https://raw.githubusercontent.com/mrc-ide/global-lmic-reports/master/AFG/projections.csv
https://raw.githubusercontent.com/mrc-ide/global-lmic-reports/master/AFG/projections.csv
https://raw.githubusercontent.com/mrc-ide/global-lmic-reports/master/AFG/projections.csv
https://raw.githubusercontent.com/mrc-ide/global-lmic-reports/master/AFG/projections.csv
https://raw.githubusercontent.com/mrc-ide/global-lmic-reports/master/AFG/projections.csv
https://raw.githubusercontent.com/mrc-ide/global-lmic-reports/master/AFG/projections.csv
https://raw.githubusercontent.com/mrc-ide/global-lmic-reports/master/AFG/projections.csv
https://raw.githubusercontent.com/mrc-ide/global-lmic-reports/master/AFG/projections.csv
https://raw.githubusercontent.com/mrc-ide/global-lmic-reports/master/AFG/projections.csv
https://raw.githubusercontent.com/mrc-ide/global-lmic-reports/master/AFG/projections.csv
https://raw.githubusercontent.com/mrc-ide/global-lmic-reports/master/AFG/projections.csv
https://raw.githubusercontent.com/mrc-ide/global-lmic-reports/master/AFG/projections.csv
https://raw.githubusercontent.com/mrc-ide/global-lmic-reports/master/AFG/projections.csv
https://raw.githubusercontent.com/mrc-ide/global-lmic-reports/master/AFG/projections.csv
https://raw.githubusercontent.com/mrc-ide/global-lmic-reports/master/AFG/projections.csv
https://raw.githubusercontent.com/mrc-ide/global-lmic-reports/master/AFG/projections.csv
https://raw.githubusercontent.com/mrc-ide/global-lmic-reports/master/AFG/projections.csv
https://raw.githubusercontent.com/mrc-ide/global-lmic-reports/master/AFG/projections.csv
https://raw.githubusercontent.com/mrc-ide/global-lmic-reports/master/AFG/projections.csv
https://raw.githubusercontent.com/mrc-ide/global-lmic-reports/master/AFG/projections.csv
https://raw.githubusercontent.com/mrc-ide/global-lmic-reports/master/AFG/projections.csv
https://raw.githubusercontent.com/mrc-ide/global-lmic-reports/master/AFG/projections.csv
https://raw.githubusercontent.com/mrc-ide/global-lmic-reports/master/AFG/projections.csv
https://raw.githubusercontent.com/mrc-ide/global-lmic-reports/master/AFG/projections.csv
https://raw.githubusercontent.com/mrc-ide/global-lmic-reports/master/AFG/projections.csv
https://raw.githubusercontent.com/mrc-ide/global-lmic-reports/master/AFG/projections.csv
https://raw.githubusercontent.com/mrc-ide/global-lmic-reports/master/AFG/projections.csv
https://raw.githubusercontent.com/mrc-ide/global-lmic-reports/master/AFG/projections.csv
https://raw.githubusercontent.com/mrc-ide/global-lmic-reports/master/AFG/projections.csv
https://raw.githubusercontent.com/mrc-ide/global-lmic-reports/master/AFG/projections.csv
https://raw.githubusercontent.com/mrc-ide/global-lmic-reports/master/AFG/projections.csv
https://raw.githubusercontent.com/mrc-ide/global-lmic-reports/master/AFG/projections.csv
https://raw.githubusercontent.com/mrc-ide/global-lmic-reports/master/AFG/projections.csv
https://raw.githubusercontent.com/mrc-ide/global-lmic-reports/master/AFG/projections.csv
https://raw.githubusercontent.com/mrc-ide/global-lmic-reports/master/AFG/projections.csv
https://raw.githubusercontent.com/mrc-ide/global-lmic-reports/master/AFG/projections.csv
https://raw.githubusercontent.com/mrc-ide/global-lmic-reports/master/AFG/projections.csv
https://raw.githubusercontent.com/mrc-ide/global-lmic-reports/master/AFG/projections.csv
https://raw.githubusercontent.com/mrc-ide/global-lmic-reports/master/AFG/projections.csv
https://raw.githubusercontent.com/mrc-ide/global-lmic-reports/master/AFG/projections.csv
https://raw.githubusercontent.com/mrc-ide/global-lmic-reports/master/AFG/projections.csv
https://raw.githubusercontent.com/mrc-ide/global-lmic-reports/master/AFG/projections.csv
https://raw.githubusercontent.com/mrc-ide/global-lmic-reports/master/AFG/projections.csv
https://raw.githubusercontent.com/mrc-ide/global-lmic-reports/master/AFG/projections.csv
https://raw.githubusercontent.com/mrc-ide/global-lmic-reports/master/AFG/projections.csv
https://raw.githubusercontent.com/mrc-ide/global-lmic-reports/master/AFG/projections.csv
https://raw.githubusercontent.com/mrc-ide/global-lmic-reports/master/AFG/projections.csv
https://raw.githubusercontent.com/mrc-ide/global-lmic-reports/master/AFG/projections.csv
https://raw.githubusercontent.com/mrc-ide/global-lmic-reports/master/AFG/projections.csv
https://raw.githubusercontent.com/mrc-ide/global-lmic-reports/master/AFG/projections.csv
https://raw.githubusercontent.com/mrc-ide/global-lmic-reports/master/AFG/projections.csv
https://raw.githubusercontent.com/mrc-ide/global-lmic-reports/master/AFG/projections.csv
https://raw.githubusercontent.com/mrc-ide/global-lmic-reports/master/AFG/projections.csv
https://raw.githubusercontent.com/mrc-ide/global-lmic-reports/master/AFG/projections.csv
https://raw.githubusercontent.com/mrc-ide/global-lmic-reports/master/AFG/projections.csv
https://raw.githubusercontent.com/mrc-ide/global-lmic-reports/master/AFG/projections.csv
https://raw.githubusercontent.com/mrc-ide/global-lmic-reports/master/AFG/projections.csv
https://raw.githubusercontent.com/mrc-ide/global-lmic-reports/master/AFG/projections.csv
https://raw.githubusercontent.com/mrc-ide/global-lmic-reports/master/AFG/projections.csv
https://raw.githubusercontent.com/mrc-ide/global-lmic-reports/master/AFG/projections.csv
https://raw.githubusercontent.com/mrc-ide/global-lmic-reports/master/AFG/projections.csv
https://raw.githubusercontent.com/mrc-ide/global-lmic-reports/master/AFG/projections.csv
https://raw.githubusercontent.com/mrc-ide/global-lmic-reports/master/AFG/projections.csv
https://raw.githubusercontent.com/mrc-ide/global-lmic-reports/master/AFG/projections.csv
https://raw.githubusercontent.com/mrc-ide/global-lmic-reports/master/AFG/projections.csv
https://raw.githubusercontent.com/mrc-ide/global-lmic-reports/master/AFG/projections.csv
https://raw.githubusercontent.com/mrc-ide/global-lmic-reports/master/AFG/projections.csv
https://raw.githubusercontent.com/mrc-ide/global-lmic-reports/master/AFG/projections.csv
https://raw.githubusercontent.com/mrc-ide/global-lmic-reports/master/AFG/projections.csv
https://raw.githubusercontent.com/mrc-ide/global-lmic-reports/master/AFG/projections.csv
https://raw.githubusercontent.com/mrc-ide/global-lmic-reports/master/AFG/projections.csv
https://raw.githubusercontent.com/mrc-ide/global-lmic-reports/master/AFG/projections.csv
https://raw.githubusercontent.com/mrc-ide/global-lmic-reports/master/AFG/projections.csv
https://raw.githubusercontent.com/mrc-ide/global-lmic-reports/master/AFG/projections.csv
https://raw.githubusercontent.com/mrc-ide/global-lmic-reports/master/AFG/projections.csv
https://raw.githubusercontent.com/mrc-ide/global-lmic-reports/master/AFG/projections.csv
https://raw.githubusercontent.com/mrc-ide/global-lmic-reports/master/AFG/projections.csv
https://raw.githubusercontent.com/mrc-ide/global-lmic-reports/master/AFG/projections.csv
https://raw.githubusercontent.com/mrc-ide/global-lmic-reports/master/AFG/projections.csv
https://raw.githubusercontent.com/mrc-ide/global-lmic-reports/master/AFG/projections.csv
https://raw.githubusercontent.com/mrc-ide/global-lmic-reports/master/AFG/projections.csv
https://raw.githubusercontent.com/mrc-ide/global-lmic-reports/master/AFG/projections.csv
https://raw.githubusercontent.com/mrc-ide/global-lmic-reports/master/AFG/projections.csv
https://raw.githubusercontent.com/mrc-ide/global-lmic-reports/master/AFG/projections.csv
https://raw.githubusercontent.com/mrc-ide/global-lmic-reports/master/AFG/projections.csv
https://raw.githubusercontent.com/mrc-ide/global-lmic-reports/master/AFG/projections.csv
https://raw.githubusercontent.com/mrc-ide/global-lmic-reports/master/AFG/projections.csv
https://raw.githubusercontent.com/mrc-ide/global-lmic-reports/master/AFG/projections.csv
https://raw.githubusercontent.com/mrc-ide/global-lmic-reports/master/AFG/projections.csv
https://raw.githubusercontent.com/mrc-ide/global-lmic-reports/master/AFG/projections.csv
https://raw.githubusercontent.com/mrc-ide/global-lmic-reports/master/AFG/projections.csv
https://raw.githubusercontent.com/mrc-ide/global-lmic-reports/master/AFG/projections.csv
https://raw.githubusercontent.com/mrc-ide/global-lmic-reports/master/AFG/projections.csv
https://raw.githubusercontent.com/mrc-ide/global-lmic-reports/master/AFG/projections.csv
https://raw.githubusercontent.com/mrc-ide/global-lmic-reports/master/AFG/projections.csv
https://raw.githubusercontent.com/mrc-ide/global-lmic-reports/master/AFG/projections.csv
https://raw.githubusercontent.com/mrc-ide/global-lmic-reports/master/AFG/projections.csv
https://raw.githubusercontent.com/mrc-ide/global-lmic-reports/master/AFG/projections.csv
https://raw.githubusercontent.com/mrc-ide/global-lmic-reports/master/AFG/projections.csv
https://raw.githubusercontent.com/mrc-ide/global-lmic-reports/master/AFG/projections.csv
https://raw.githubusercontent.com/mrc-ide/global-lmic-reports/master/AFG/projections.csv
https://raw.githubusercontent.com/mrc-ide/global-lmic-reports/master/AFG/projections.csv
https://raw.githubusercontent.com/mrc-ide/global-lmic-reports/master/AFG/projections.csv
https://raw.githubusercontent.com/mrc-ide/global-lmic-reports/master/AFG/projections.csv
https://raw.githubusercontent.com/mrc-ide/global-lmic-reports/master/AFG/projections.csv
https://raw.githubusercontent.com/mrc-ide/global-lmic-reports/master/AFG/projections.csv
https://raw.githubusercontent.com/mrc-ide/global-lmic-reports/master/AFG/projections.csv
https://raw.githubusercontent.com/mrc-ide/global-lmic-reports/master/AFG/projections.csv
https://raw.githubusercontent.com/mrc-ide/global-lmic-reports/master/AFG/projections.csv
https://raw.githubusercontent.com/mrc-ide/global-lmic-reports/master/AFG/projections.csv
https://raw.githubusercontent.com/mrc-ide/global-lmic-reports/master/AFG/projections.csv
https://raw.githubusercontent.com/mrc-ide/global-lmic-reports/master/AFG/projections.csv
https://raw.githubusercontent.com/mrc-ide/global-lmic-reports/master/AFG/projections.csv
https://raw.githubusercontent.com/mrc-ide/global-lmic-reports/master/AFG/projections.csv
https://raw.githubusercontent.com/mrc-ide/global-lmic-reports/master/AFG/projections.csv
https://raw.githubusercontent.com/mrc-ide/global-lmic-reports/master/AFG/projections.csv
https://raw.githubusercontent.com/mrc-ide/global-lmic-reports/master/AFG/projections.csv
https://raw.githubusercontent.com/mrc-ide/global-lmic-reports/master/AFG/projections.csv
https://raw.githubusercontent.com/mrc-ide/global-lmic-reports/master/AFG/projections.csv
https://raw.githubusercontent.com/mrc-ide/global-lmic-reports/master/AFG/projections.csv
https://raw.githubusercontent.com/mrc-ide/global-lmic-reports/master/AFG/projections.csv
https://raw.githubusercontent.com/mrc-ide/global-lmic-reports/master/AFG/projections.csv
https://raw.githubusercontent.com/mrc-ide/global-lmic-reports/master/AFG/projections.csv
https://raw.githubusercontent.com/mrc-ide/global-lmic-reports/master/AFG/projections.csv
https://raw.githubusercontent.com/mrc-ide/global-lmic-reports/master/AFG/projections.csv
https://raw.githubusercontent.com/mrc-ide/global-lmic-reports/master/AFG/projections.csv
https://raw.githubusercontent.com/mrc-ide/global-lmic-reports/master/AFG/projections.csv
https://raw.githubusercontent.com/mrc-ide/global-lmic-reports/master/AFG/projections.csv
https://raw.githubusercontent.com/mrc-ide/global-lmic-reports/master/AFG/projections.csv
https://raw.githubusercontent.com/mrc-ide/global-lmic-reports/master/AFG/projections.csv
https://raw.githubusercontent.com/mrc-ide/global-lmic-reports/master/AFG/projections.csv
https://raw.githubusercontent.com/mrc-ide/global-lmic-reports/master/AFG/projections.csv
https://raw.githubusercontent.com/mrc-ide/global-lmic-reports/master/AFG/projections.csv
https://raw.githubusercontent.com/mrc-ide/global-lmic-reports/master/AFG/projections.csv
https://raw.githubusercontent.com/mrc-ide/global-lmic-reports/master/AFG/projections.csv
https://raw.githubusercontent.com/mrc-ide/global-lmic-reports/master/AFG/projections.csv
https://raw.githubusercontent.com/mrc-ide/global-lmic-reports/master/AFG/projections.csv
https://raw.githubusercontent.com/mrc-ide/global-lmic-reports/master/AFG/projections.csv
https://raw.githubusercontent.com/mrc-ide/global-lmic-reports/master/AFG/projections.csv
https://raw.githubusercontent.com/mrc-ide/global-lmic-reports/master/AFG/projections.csv
https://raw.githubusercontent.com/mrc-ide/global-lmic-reports/master/AFG/projections.csv
https://raw.githubusercontent.com/mrc-ide/global-lmic-reports/master/AFG/projections.csv
https://raw.githubusercontent.com/mrc-ide/global-lmic-reports/master/AFG/projections.csv
https://raw.githubusercontent.com/mrc-ide/global-lmic-reports/master/AFG/projections.csv
https://raw.githubusercontent.com/mrc-ide/global-lmic-reports/master/AFG/projections.csv
https://raw.githubusercontent.com/mrc-ide/global-lmic-reports/master/AFG/projections.csv
https://raw.githubusercontent.com/mrc-ide/global-lmic-reports/master/AFG/projections.csv
https://raw.githubusercontent.com/mrc-ide/global-lmic-reports/master/AFG/projections.csv
https://raw.githubusercontent.com/mrc-ide/global-lmic-reports/master/AFG/projections.csv
https://raw.githubusercontent.com/mrc-ide/global-lmic-reports/master/AFG/projections.csv
https://raw.githubusercontent.com/mrc-ide/global-lmic-reports/master/AFG/projections.csv
https://raw.githubusercontent.com/mrc-ide/global-lmic-reports/master/AFG/projections.csv
https://raw.githubusercontent.com/mrc-ide/global-lmic-reports/master/AFG/projections.csv
https://raw.githubusercontent.com/mrc-ide/global-lmic-reports/master/AFG/projections.csv
https://raw.githubusercontent.com/mrc-ide/global-lmic-reports/master/AFG/projections.csv
https://raw.githubusercontent.com/mrc-ide/global-lmic-reports/master/AFG/projections.csv
https://raw.githubusercontent.com/mrc-ide/global-lmic-reports/master/AFG/projections.csv
https://raw.githubusercontent.com/mrc-ide/global-lmic-reports/master/AFG/projections.csv
https://raw.githubusercontent.com/mrc-ide/global-lmic-reports/master/AFG/projections.csv
https://raw.githubusercontent.com/mrc-ide/global-lmic-reports/master/AFG/projections.csv
https://raw.githubusercontent.com/mrc-ide/global-lmic-reports/master/AFG/projections.csv
https://raw.githubusercontent.com/mrc-ide/global-lmic-reports/master/AFG/projections.csv
https://raw.githubusercontent.com/mrc-ide/global-lmic-reports/master/AFG/projections.csv
https://raw.githubusercontent.com/mrc-ide/global-lmic-reports/master/AFG/projections.csv
https://raw.githubusercontent.com/mrc-ide/global-lmic-reports/master/AFG/projections.csv
https://raw.githubusercontent.com/mrc-ide/global-lmic-reports/master/AFG/projections.csv
https://raw.githubusercontent.com/mrc-ide/global-lmic-reports/master/AFG/projections.csv
https://raw.githubusercontent.com/mrc-ide/global-lmic-reports/master/AFG/projections.csv
https://raw.githubusercontent.com/mrc-ide/global-lmic-reports/master/AFG/projections.csv
https://raw.githubusercontent.com/mrc-ide/global-lmic-reports/master/AFG/projections.csv
https://raw.githubusercontent.com/mrc-ide/global-lmic-reports/master/AFG/projections.csv
https://raw.githubusercontent.com/mrc-ide/global-lmic-reports/master/AFG/projections.csv
https://raw.githubusercontent.com/mrc-ide/global-lmic-reports/master/AFG/projections.csv
https://raw.githubusercontent.com/mrc-ide/global-lmic-reports/master/AFG/projections.csv
https://raw.githubusercontent.com/mrc-ide/global-lmic-reports/master/AFG/projections.csv
https://raw.githubusercontent.com/mrc-ide/global-lmic-reports/master/AFG/projections.csv
https://raw.githubusercontent.com/mrc-ide/global-lmic-reports/master/AFG/projections.csv
https://raw.githubusercontent.com/mrc-ide/global-lmic-reports/master/AFG/projections.csv
https://raw.githubusercontent.com/mrc-ide/global-lmic-reports/master/AFG/projections.csv
https://raw.githubusercontent.com/mrc-ide/global-lmic-reports/master/AFG/projections.csv
https://raw.githubusercontent.com/mrc-ide/global-lmic-reports/master/AFG/projections.csv
https://raw.githubusercontent.com/mrc-ide/global-lmic-reports/master/AFG/projections.csv
https://raw.githubusercontent.com/mrc-ide/global-lmic-reports/master/AFG/projections.csv
https://raw.githubusercontent.com/mrc-ide/global-lmic-reports/master/AFG/projections.csv
https://raw.githubusercontent.com/mrc-ide/global-lmic-reports/master/AFG/projections.csv
https://raw.githubusercontent.com/mrc-ide/global-lmic-reports/master/AFG/projections.csv
https://raw.githubusercontent.com/mrc-ide/global-lmic-reports/master/AFG/projections.csv
https://raw.githubusercontent.com/mrc-ide/global-lmic-reports/master/AFG/projections.csv
https://raw.githubusercontent.com/mrc-ide/global-lmic-reports/master/AFG/projections.csv
https://raw.githubusercontent.com/mrc-ide/global-lmic-reports/master/AFG/projections.csv
https://raw.githubusercontent.com/mrc-ide/global-lmic-reports/master/AFG/projections.csv
https://raw.githubusercontent.com/mrc-ide/global-lmic-reports/master/AFG/projections.csv
https://raw.githubusercontent.com/mrc-ide/global-lmic-reports/master/AFG/projections.csv
https://raw.githubusercontent.com/mrc-ide/global-lmic-reports/master/AFG/projections.csv
https://raw.githubusercontent.com/mrc-ide/global-lmic-reports/master/AFG/projections.csv
https://raw.githubusercontent.com/mrc-ide/global-lmic-reports/master/AFG/projections.csv
https://raw.githubusercontent.com/mrc-ide/global-lmic-reports/master/AFG/projections.csv
https://raw.githubusercontent.com/mrc-ide/global-lmic-reports/master/AFG/projections.csv
https://raw.githubusercontent.com/mrc-ide/global-lmic-reports/master/AFG/projections.csv
https://raw.githubusercontent.com/mrc-ide/global-lmic-reports/master/AFG/projections.csv
https://raw.githubusercontent.com/mrc-ide/global-lmic-reports/master/AFG/projections.csv
https://raw.githubusercontent.com/mrc-ide/global-lmic-reports/master/AFG/projections.csv
https://raw.githubusercontent.com/mrc-ide/global-lmic-reports/master/AFG/projections.csv
https://raw.githubusercontent.com/mrc-ide/global-lmic-reports/master/AFG/projections.csv
https://raw.githubusercontent.com/mrc-ide/global-lmic-reports/master/AFG/projections.csv
https://raw.githubusercontent.com/mrc-ide/global-lmic-reports/master/AFG/projections.csv
https://raw.githubusercontent.com/mrc-ide/global-lmic-reports/master/AFG/projections.csv
https://raw.githubusercontent.com/mrc-ide/global-lmic-reports/master/AFG/projections.csv
https://raw.githubusercontent.com/mrc-ide/global-lmic-reports/master/AFG/projections.csv
https://raw.githubusercontent.com/mrc-ide/global-lmic-reports/master/AFG/projections.csv
https://raw.githubusercontent.com/mrc-ide/global-lmic-reports/master/AFG/projections.csv
https://raw.githubusercontent.com/mrc-ide/global-lmic-reports/master/AFG/projections.csv
https://raw.githubusercontent.com/mrc-ide/global-lmic-reports/master/AFG/projections.csv
https://raw.githubusercontent.com/mrc-ide/global-lmic-reports/master/AFG/projections.csv
https://raw.githubusercontent.com/mrc-ide/global-lmic-reports/master/AFG/projections.csv
https://raw.githubusercontent.com/mrc-ide/global-lmic-reports/master/AFG/projections.csv
https://raw.githubusercontent.com/mrc-ide/global-lmic-reports/master/AFG/projections.csv
https://raw.githubusercontent.com/mrc-ide/global-lmic-reports/master/AFG/projections.csv
https://raw.githubusercontent.com/mrc-ide/global-lmic-reports/master/AFG/projections.csv
https://raw.githubusercontent.com/mrc-ide/global-lmic-reports/master/AFG/projections.csv
https://raw.githubusercontent.com/mrc-ide/global-lmic-reports/master/AFG/projections.csv
https://raw.githubusercontent.com/mrc-ide/global-lmic-reports/master/AFG/projections.csv
https://raw.githubusercontent.com/mrc-ide/global-lmic-reports/master/AFG/projections.csv
https://raw.githubusercontent.com/mrc-ide/global-lmic-reports/master/AFG/projections.csv
https://raw.githubusercontent.com/mrc-ide/global-lmic-reports/master/AFG/projections.csv
https://raw.githubusercontent.com/mrc-ide/global-lmic-reports/master/AFG/projections.csv
https://raw.githubusercontent.com/mrc-ide/global-lmic-reports/master/AFG/projections.csv
https://raw.githubusercontent.com/mrc-ide/global-lmic-reports/master/AFG/projections.csv
https://raw.githubusercontent.com/mrc-ide/global-lmic-reports/master/AFG/projections.csv
https://raw.githubusercontent.com/mrc-ide/global-lmic-reports/master/AFG/projections.csv
https://raw.githubusercontent.com/mrc-ide/global-lmic-reports/master/AFG/projections.csv
https://raw.githubusercontent.com/mrc-ide/global-lmic-reports/master/AFG/projections.csv
https://raw.githubusercontent.com/mrc-ide/global-lmic-reports/master/AFG/projections.csv
https://raw.githubusercontent.com/mrc-ide/global-lmic-reports/master/AFG/projections.csv
https://raw.githubusercontent.com/mrc-ide/global-lmic-reports/master/AFG/projections.csv
https://raw.githubusercontent.com/mrc-ide/global-lmic-reports/master/AFG/projections.csv
https://raw.githubusercontent.com/mrc-ide/global-lmic-reports/master/AFG/projections.csv
https://raw.githubusercontent.com/mrc-ide/global-lmic-reports/master/AFG/projections.csv
https://raw.githubusercontent.com/mrc-ide/global-lmic-reports/master/AFG/projections.csv
https://raw.githubusercontent.com/mrc-ide/global-lmic-reports/master/AFG/projections.csv
https://raw.githubusercontent.com/mrc-ide/global-lmic-reports/master/AFG/projections.csv
https://raw.githubusercontent.com/mrc-ide/global-lmic-reports/master/AFG/projections.csv
https://raw.githubusercontent.com/mrc-ide/global-lmic-reports/master/AFG/projections.csv
https://raw.githubusercontent.com/mrc-ide/global-lmic-reports/master/AFG/projections.csv
https://raw.githubusercontent.com/mrc-ide/global-lmic-reports/master/AFG/projections.csv
https://raw.githubusercontent.com/mrc-ide/global-lmic-reports/master/AFG/projections.csv
https://raw.githubusercontent.com/mrc-ide/global-lmic-reports/master/AFG/projections.csv
https://raw.githubusercontent.com/mrc-ide/global-lmic-reports/master/AFG/projections.csv
https://raw.githubusercontent.com/mrc-ide/global-lmic-reports/master/AFG/projections.csv
https://raw.githubusercontent.com/mrc-ide/global-lmic-reports/master/AFG/projections.csv
https://raw.githubusercontent.com/mrc-ide/global-lmic-reports/master/AFG/projections.csv
https://raw.githubusercontent.com/mrc-ide/global-lmic-reports/master/AFG/projections.csv
https://raw.githubusercontent.com/mrc-ide/global-lmic-reports/master/AFG/projections.csv
https://raw.githubusercontent.com/mrc-ide/global-lmic-reports/master/AFG/projections.csv
https://raw.githubusercontent.com/mrc-ide/global-lmic-reports/master/AFG/projections.csv
https://raw.githubusercontent.com/mrc-ide/global-lmic-reports/master/AFG/projections.csv
https://raw.githubusercontent.com/mrc-ide/global-lmic-reports/master/AFG/projections.csv
https://raw.githubusercontent.com/mrc-ide/global-lmic-reports/master/AFG/projections.csv
https://raw.githubusercontent.com/mrc-ide/global-lmic-reports/master/AFG/projections.csv
https://raw.githubusercontent.com/mrc-ide/global-lmic-reports/master/AFG/projections.csv
https://raw.githubusercontent.com/mrc-ide/global-lmic-reports/master/AFG/projections.csv
https://raw.githubusercontent.com/mrc-ide/global-lmic-reports/master/AFG/projections.csv
https://raw.githubusercontent.com/mrc-ide/global-lmic-reports/master/AFG/projections.csv
https://raw.githubusercontent.com/mrc-ide/global-lmic-reports/master/AFG/projections.csv
https://raw.githubusercontent.com/mrc-ide/global-lmic-reports/master/AFG/projections.csv
https://raw.githubusercontent.com/mrc-ide/global-lmic-reports/master/AFG/projections.csv
https://raw.githubusercontent.com/mrc-ide/global-lmic-reports/master/AFG/projections.csv
https://raw.githubusercontent.com/mrc-ide/global-lmic-reports/master/AFG/projections.csv
https://raw.githubusercontent.com/mrc-ide/global-lmic-reports/master/AFG/projections.csv
https://raw.githubusercontent.com/mrc-ide/global-lmic-reports/master/AFG/projections.csv
https://raw.githubusercontent.com/mrc-ide/global-lmic-reports/master/AFG/projections.csv
https://raw.githubusercontent.com/mrc-ide/global-lmic-reports/master/AFG/projections.csv
https://raw.githubusercontent.com/mrc-ide/global-lmic-reports/master/AFG/projections.csv
https://raw.githubusercontent.com/mrc-ide/global-lmic-reports/master/AFG/projections.csv
https://raw.githubusercontent.com/mrc-ide/global-lmic-reports/master/AFG/projections.csv
https://raw.githubusercontent.com/mrc-ide/global-lmic-reports/master/AFG/projections.csv
https://raw.githubusercontent.com/mrc-ide/global-lmic-reports/master/AFG/projections.csv
https://raw.githubusercontent.com/mrc-ide/global-lmic-reports/master/AFG/projections.csv
https://raw.githubusercontent.com/mrc-ide/global-lmic-reports/master/AFG/projections.csv
https://raw.githubusercontent.com/mrc-ide/global-lmic-reports/master/AFG/projections.csv
https://raw.githubusercontent.com/mrc-ide/global-lmic-reports/master/AFG/projections.csv
https://raw.githubusercontent.com/mrc-ide/global-lmic-reports/master/AFG/projections.csv
https://raw.githubusercontent.com/mrc-ide/global-lmic-reports/master/AFG/projections.csv
https://raw.githubusercontent.com/mrc-ide/global-lmic-reports/master/AFG/projections.csv
https://raw.githubusercontent.com/mrc-ide/global-lmic-reports/master/AFG/projections.csv
https://raw.githubusercontent.com/mrc-ide/global-lmic-reports/master/AFG/projections.csv
https://raw.githubusercontent.com/mrc-ide/global-lmic-reports/master/AFG/projections.csv
https://raw.githubusercontent.com/mrc-ide/global-lmic-reports/master/AFG/projections.csv
https://raw.githubusercontent.com/mrc-ide/global-lmic-reports/master/AFG/projections.csv
https://raw.githubusercontent.com/mrc-ide/global-lmic-reports/master/AFG/projections.csv
https://raw.githubusercontent.com/mrc-ide/global-lmic-reports/master/AFG/projections.csv
https://raw.githubusercontent.com/mrc-ide/global-lmic-reports/master/AFG/projections.csv
https://raw.githubusercontent.com/mrc-ide/global-lmic-reports/master/AFG/projections.csv
https://raw.githubusercontent.com/mrc-ide/global-lmic-reports/master/AFG/projections.csv
https://raw.githubusercontent.com/mrc-ide/global-lmic-reports/master/AFG/projections.csv
https://raw.githubusercontent.com/mrc-ide/global-lmic-reports/master/AFG/projections.csv
https://raw.githubusercontent.com/mrc-ide/global-lmic-reports/master/AFG/projections.csv
https://raw.githubusercontent.com/mrc-ide/global-lmic-reports/master/AFG/projections.csv
https://raw.githubusercontent.com/mrc-ide/global-lmic-reports/master/AFG/projections.csv
https://raw.githubusercontent.com/mrc-ide/global-lmic-reports/master/AFG/projections.csv
https://raw.githubusercontent.com/mrc-ide/global-lmic-reports/master/AFG/projections.csv
https://raw.githubusercontent.com/mrc-ide/global-lmic-reports/master/AFG/projections.csv
https://raw.githubusercontent.com/mrc-ide/global-lmic-reports/master/AFG/projections.csv
https://raw.githubusercontent.com/mrc-ide/global-lmic-reports/master/AFG/projections.csv
https://raw.githubusercontent.com/mrc-ide/global-lmic-reports/master/AFG/projections.csv
https://raw.githubusercontent.com/mrc-ide/global-lmic-reports/master/AFG/projections.csv
https://raw.githubusercontent.com/mrc-ide/global-lmic-reports/master/AFG/projections.csv
https://raw.githubusercontent.com/mrc-ide/global-lmic-reports/master/AFG/projections.csv
https://raw.githubusercontent.com/mrc-ide/global-lmic-reports/master/AFG/projections.csv
https://raw.githubusercontent.com/mrc-ide/global-lmic-reports/master/AFG/projections.csv
https://raw.githubusercontent.com/mrc-ide/global-lmic-reports/master/AFG/projections.csv
https://raw.githubusercontent.com/mrc-ide/global-lmic-reports/master/AFG/projections.csv
https://raw.githubusercontent.com/mrc-ide/global-lmic-reports/master/AFG/projections.csv
https://raw.githubusercontent.com/mrc-ide/global-lmic-reports/master/AFG/projections.csv
https://raw.githubusercontent.com/mrc-ide/global-lmic-reports/master/AFG/projections.csv
https://raw.githubusercontent.com/mrc-ide/global-lmic-reports/master/AFG/projections.csv
https://raw.githubusercontent.com/mrc-ide/global-lmic-reports/master/AFG/projections.csv
https://raw.githubusercontent.com/mrc-ide/global-lmic-reports/master/AFG/projections.csv
https://raw.githubusercontent.com/mrc-ide/global-lmic-reports/master/AFG/projections.csv
https://raw.githubusercontent.com/mrc-ide/global-lmic-reports/master/AFG/projections.csv
https://raw.githubusercontent.com/mrc-ide/global-lmic-reports/master/AFG/projections.csv
https://raw.githubusercontent.com/mrc-ide/global-lmic-reports/master/AFG/projections.csv
https://raw.githubusercontent.com/mrc-ide/global-lmic-reports/master/AFG/projections.csv
https://raw.githubusercontent.com/mrc-ide/global-lmic-reports/master/AFG/projections.csv
https://raw.githubusercontent.com/mrc-ide/global-lmic-reports/master/AFG/projections.csv
https://raw.githubusercontent.com/mrc-ide/global-lmic-reports/master/AFG/projections.csv
https://raw.githubusercontent.com/mrc-ide/global-lmic-reports/master/AFG/projections.csv
https://raw.githubusercontent.com/mrc-ide/global-lmic-reports/master/AFG/projections.csv
https://raw.githubusercontent.com/mrc-ide/global-lmic-reports/master/AFG/projections.csv
https://raw.githubusercontent.com/mrc-ide/global-lmic-reports/master/AFG/projections.csv
https://raw.githubusercontent.com/mrc-ide/global-lmic-reports/master/AFG/projections.csv
https://raw.githubusercontent.com/mrc-ide/global-lmic-reports/master/AFG/projections.csv
https://raw.githubusercontent.com/mrc-ide/global-lmic-reports/master/AFG/projections.csv
https://raw.githubusercontent.com/mrc-ide/global-lmic-reports/master/AFG/projections.csv
https://raw.githubusercontent.com/mrc-ide/global-lmic-reports/master/AFG/projections.csv
https://raw.githubusercontent.com/mrc-ide/global-lmic-reports/master/AFG/projections.csv
https://raw.githubusercontent.com/mrc-ide/global-lmic-reports/master/AFG/projections.csv
https://raw.githubusercontent.com/mrc-ide/global-lmic-reports/master/AFG/projections.csv
https://raw.githubusercontent.com/mrc-ide/global-lmic-reports/master/AFG/projections.csv
https://raw.githubusercontent.com/mrc-ide/global-lmic-reports/master/AFG/projections.csv
https://raw.githubusercontent.com/mrc-ide/global-lmic-reports/master/AFG/projections.csv
https://raw.githubusercontent.com/mrc-ide/global-lmic-reports/master/AFG/projections.csv
https://raw.githubusercontent.com/mrc-ide/global-lmic-reports/master/AFG/projections.csv
https://raw.githubusercontent.com/mrc-ide/global-lmic-reports/master/AFG/projections.csv
https://raw.githubusercontent.com/mrc-ide/global-lmic-reports/master/AFG/projections.csv
https://raw.githubusercontent.com/mrc-ide/global-lmic-reports/master/AFG/projections.csv
https://raw.githubusercontent.com/mrc-ide/global-lmic-reports/master/AFG/projections.csv
https://raw.githubusercontent.com/mrc-ide/global-lmic-reports/master/AFG/projections.csv
https://raw.githubusercontent.com/mrc-ide/global-lmic-reports/master/AFG/projections.csv
https://raw.githubusercontent.com/mrc-ide/global-lmic-reports/master/AFG/projections.csv
https://raw.githubusercontent.com/mrc-ide/global-lmic-reports/master/AFG/projections.csv
https://raw.githubusercontent.com/mrc-ide/global-lmic-reports/master/AFG/projections.csv
https://raw.githubusercontent.com/mrc-ide/global-lmic-reports/master/AFG/projections.csv
https://raw.githubusercontent.com/mrc-ide/global-lmic-reports/master/AFG/projections.csv
https://raw.githubusercontent.com/mrc-ide/global-lmic-reports/master/AFG/projections.csv
https://raw.githubusercontent.com/mrc-ide/global-lmic-reports/master/AFG/projections.csv
https://raw.githubusercontent.com/mrc-ide/global-lmic-reports/master/AFG/projections.csv
https://raw.githubusercontent.com/mrc-ide/global-lmic-reports/master/AFG/projections.csv
https://raw.githubusercontent.com/mrc-ide/global-lmic-reports/master/AFG/projections.csv
https://raw.githubusercontent.com/mrc-ide/global-lmic-reports/master/AFG/projections.csv
https://raw.githubusercontent.com/mrc-ide/global-lmic-reports/master/AFG/projections.csv
https://raw.githubusercontent.com/mrc-ide/global-lmic-reports/master/AFG/projections.csv
https://raw.githubusercontent.com/mrc-ide/global-lmic-reports/master/AFG/projections.csv
https://raw.githubusercontent.com/mrc-ide/global-lmic-reports/master/AFG/projections.csv
https://raw.githubusercontent.com/mrc-ide/global-lmic-reports/master/AFG/projections.csv
https://raw.githubusercontent.com/mrc-ide/global-lmic-reports/master/AFG/projections.csv
https://raw.githubusercontent.com/mrc-ide/global-lmic-reports/master/AFG/projections.csv
https://raw.githubusercontent.com/mrc-ide/global-lmic-reports/master/AFG/projections.csv
https://raw.githubusercontent.com/mrc-ide/global-lmic-reports/master/AFG/projections.csv
https://raw.githubusercontent.com/mrc-ide/global-lmic-reports/master/AFG/projections.csv
https://raw.githubusercontent.com/mrc-ide/global-lmic-reports/master/AFG/projections.csv
https://raw.githubusercontent.com/mrc-ide/global-lmic-reports/master/AFG/projections.csv
https://raw.githubusercontent.com/mrc-ide/global-lmic-reports/master/AFG/projections.csv
https://raw.githubusercontent.com/mrc-ide/global-lmic-reports/master/AFG/projections.csv
https://raw.githubusercontent.com/mrc-ide/global-lmic-reports/master/AFG/projections.csv
https://raw.githubusercontent.com/mrc-ide/global-lmic-reports/master/AFG/projections.csv
https://raw.githubusercontent.com/mrc-ide/global-lmic-reports/master/AFG/projections.csv
https://raw.githubusercontent.com/mrc-ide/global-lmic-reports/master/AFG/projections.csv
https://raw.githubusercontent.com/mrc-ide/global-lmic-reports/master/AFG/projections.csv
https://raw.githubusercontent.com/mrc-ide/global-lmic-reports/master/AFG/projections.csv
https://raw.githubusercontent.com/mrc-ide/global-lmic-reports/master/AFG/projections.csv
https://raw.githubusercontent.com/mrc-ide/global-lmic-reports/master/AFG/projections.csv
https://raw.githubusercontent.com/mrc-ide/global-lmic-reports/master/AFG/projections.csv
https://raw.githubusercontent.com/mrc-ide/global-lmic-reports/master/AFG/projections.csv
https://raw.githubusercontent.com/mrc-ide/global-lmic-reports/master/AFG/projections.csv
https://raw.githubusercontent.com/mrc-ide/global-lmic-reports/master/AFG/projections.csv
https://raw.githubusercontent.com/mrc-ide/global-lmic-reports/master/AFG/projections.csv
https://raw.githubusercontent.com/mrc-ide/global-lmic-reports/master/AFG/projections.csv
https://raw.githubusercontent.com/mrc-ide/global-lmic-reports/master/AFG/projections.csv
https://raw.githubusercontent.com/mrc-ide/global-lmic-reports/master/AFG/projections.csv
https://raw.githubusercontent.com/mrc-ide/global-lmic-reports/master/AFG/projections.csv
https://raw.githubusercontent.com/mrc-ide/global-lmic-reports/master/AFG/projections.csv
https://raw.githubusercontent.com/mrc-ide/global-lmic-reports/master/AFG/projections.csv
https://raw.githubusercontent.com/mrc-ide/global-lmic-reports/master/AFG/projections.csv
https://raw.githubusercontent.com/mrc-ide/global-lmic-reports/master/AFG/projections.csv
https://raw.githubusercontent.com/mrc-ide/global-lmic-reports/master/AFG/projections.csv
https://raw.githubusercontent.com/mrc-ide/global-lmic-reports/master/AFG/projections.csv
https://raw.githubusercontent.com/mrc-ide/global-lmic-reports/master/AFG/projections.csv
https://raw.githubusercontent.com/mrc-ide/global-lmic-reports/master/AFG/projections.csv
https://raw.githubusercontent.com/mrc-ide/global-lmic-reports/master/AFG/projections.csv
https://raw.githubusercontent.com/mrc-ide/global-lmic-reports/master/AFG/projections.csv
https://raw.githubusercontent.com/mrc-ide/global-lmic-reports/master/AFG/projections.csv
https://raw.githubusercontent.com/mrc-ide/global-lmic-reports/master/AFG/projections.csv
https://raw.githubusercontent.com/mrc-ide/global-lmic-reports/master/AFG/projections.csv
https://raw.githubusercontent.com/mrc-ide/global-lmic-reports/master/AFG/projections.csv
https://raw.githubusercontent.com/mrc-ide/global-lmic-reports/master/AFG/projections.csv
https://raw.githubusercontent.com/mrc-ide/global-lmic-reports/master/AFG/projections.csv
https://raw.githubusercontent.com/mrc-ide/global-lmic-reports/master/AFG/projections.csv
https://raw.githubusercontent.com/mrc-ide/global-lmic-reports/master/AFG/projections.csv
https://raw.githubusercontent.com/mrc-ide/global-lmic-reports/master/AFG/projections.csv
https://raw.githubusercontent.com/mrc-ide/global-lmic-reports/master/AFG/projections.csv
https://raw.githubusercontent.com/mrc-ide/global-lmic-reports/master/AFG/projections.csv
https://raw.githubusercontent.com/mrc-ide/global-lmic-reports/master/AFG/projections.csv
https://raw.githubusercontent.com/mrc-ide/global-lmic-reports/master/AFG/projections.csv
https://raw.githubusercontent.com/mrc-ide/global-lmic-reports/master/AFG/projections.csv
https://raw.githubusercontent.com/mrc-ide/global-lmic-reports/master/AFG/projections.csv
https://raw.githubusercontent.com/mrc-ide/global-lmic-reports/master/AFG/projections.csv
https://raw.githubusercontent.com/mrc-ide/global-lmic-reports/master/AFG/projections.csv
https://raw.githubusercontent.com/mrc-ide/global-lmic-reports/master/AFG/projections.csv
https://raw.githubusercontent.com/mrc-ide/global-lmic-reports/master/AFG/projections.csv
https://raw.githubusercontent.com/mrc-ide/global-lmic-reports/master/AFG/projections.csv
https://raw.githubusercontent.com/mrc-ide/global-lmic-reports/master/AFG/projections.csv
https://raw.githubusercontent.com/mrc-ide/global-lmic-reports/master/AFG/projections.csv
https://raw.githubusercontent.com/mrc-ide/global-lmic-reports/master/AFG/projections.csv
https://raw.githubusercontent.com/mrc-ide/global-lmic-reports/master/AFG/projections.csv
https://raw.githubusercontent.com/mrc-ide/global-lmic-reports/master/AFG/projections.csv
https://raw.githubusercontent.com/mrc-ide/global-lmic-reports/master/AFG/projections.csv
https://raw.githubusercontent.com/mrc-ide/global-lmic-reports/master/AFG/projections.csv
https://raw.githubusercontent.com/mrc-ide/global-lmic-reports/master/AFG/projections.csv
https://raw.githubusercontent.com/mrc-ide/global-lmic-reports/master/AFG/projections.csv
https://raw.githubusercontent.com/mrc-ide/global-lmic-reports/master/AFG/projections.csv
https://raw.githubusercontent.com/mrc-ide/global-lmic-reports/master/AFG/projections.csv
https://raw.githubusercontent.com/mrc-ide/global-lmic-reports/master/AFG/projections.csv
https://raw.githubusercontent.com/mrc-ide/global-lmic-reports/master/AFG/projections.csv
https://raw.githubusercontent.com/mrc-ide/global-lmic-reports/master/AFG/projections.csv
https://raw.githubusercontent.com/mrc-ide/global-lmic-reports/master/AFG/projections.csv
https://raw.githubusercontent.com/mrc-ide/global-lmic-reports/master/AFG/projections.csv
https://raw.githubusercontent.com/mrc-ide/global-lmic-reports/master/AFG/projections.csv
https://raw.githubusercontent.com/mrc-ide/global-lmic-reports/master/AFG/projections.csv
https://raw.githubusercontent.com/mrc-ide/global-lmic-reports/master/AFG/projections.csv
https://raw.githubusercontent.com/mrc-ide/global-lmic-reports/master/AFG/projections.csv
https://raw.githubusercontent.com/mrc-ide/global-lmic-reports/master/AFG/projections.csv
https://raw.githubusercontent.com/mrc-ide/global-lmic-reports/master/AFG/projections.csv
https://raw.githubusercontent.com/mrc-ide/global-lmic-reports/master/AFG/projections.csv
https://raw.githubusercontent.com/mrc-ide/global-lmic-reports/master/AFG/projections.csv
https://raw.githubusercontent.com/mrc-ide/global-lmic-reports/master/AFG/projections.csv
https://raw.githubusercontent.com/mrc-ide/global-lmic-reports/master/AFG/projections.csv
https://raw.githubusercontent.com/mrc-ide/global-lmic-reports/master/AFG/projections.csv
https://raw.githubusercontent.com/mrc-ide/global-lmic-reports/master/AFG/projections.csv
https://raw.githubusercontent.com/mrc-ide/global-lmic-reports/master/AFG/projections.csv
https://raw.githubusercontent.com/mrc-ide/global-lmic-reports/master/AFG/projections.csv
https://raw.githubusercontent.com/mrc-ide/global-lmic-reports/master/AFG/projections.csv
https://raw.githubusercontent.com/mrc-ide/global-lmic-reports/master/AFG/projections.csv
https://raw.githubusercontent.com/mrc-ide/global-lmic-reports/master/AFG/projections.csv
https://raw.githubusercontent.com/mrc-ide/global-lmic-reports/master/AFG/projections.csv
https://raw.githubusercontent.com/mrc-ide/global-lmic-reports/master/AFG/projections.csv
https://raw.githubusercontent.com/mrc-ide/global-lmic-reports/master/AFG/projections.csv
https://raw.githubusercontent.com/mrc-ide/global-lmic-reports/master/AFG/projections.csv
https://raw.githubusercontent.com/mrc-ide/global-lmic-reports/master/AFG/projections.csv
https://raw.githubusercontent.com/mrc-ide/global-lmic-reports/master/AFG/projections.csv
https://raw.githubusercontent.com/mrc-ide/global-lmic-reports/master/AFG/projections.csv
https://raw.githubusercontent.com/mrc-ide/global-lmic-reports/master/AFG/projections.csv
https://raw.githubusercontent.com/mrc-ide/global-lmic-reports/master/AFG/projections.csv
https://raw.githubusercontent.com/mrc-ide/global-lmic-reports/master/AFG/projections.csv
https://raw.githubusercontent.com/mrc-ide/global-lmic-reports/master/AFG/projections.csv
https://raw.githubusercontent.com/mrc-ide/global-lmic-reports/master/AFG/projections.csv
https://raw.githubusercontent.com/mrc-ide/global-lmic-reports/master/AFG/projections.csv
https://raw.githubusercontent.com/mrc-ide/global-lmic-reports/master/AFG/projections.csv
https://raw.githubusercontent.com/mrc-ide/global-lmic-reports/master/AFG/projections.csv
https://raw.githubusercontent.com/mrc-ide/global-lmic-reports/master/AFG/projections.csv
https://raw.githubusercontent.com/mrc-ide/global-lmic-reports/master/AFG/projections.csv
https://raw.githubusercontent.com/mrc-ide/global-lmic-reports/master/AFG/projections.csv
https://raw.githubusercontent.com/mrc-ide/global-lmic-reports/master/AFG/projections.csv
https://raw.githubusercontent.com/mrc-ide/global-lmic-reports/master/AFG/projections.csv
https://raw.githubusercontent.com/mrc-ide/global-lmic-reports/master/AFG/projections.csv
https://raw.githubusercontent.com/mrc-ide/global-lmic-reports/master/AFG/projections.csv
https://raw.githubusercontent.com/mrc-ide/global-lmic-reports/master/AFG/projections.csv
https://raw.githubusercontent.com/mrc-ide/global-lmic-reports/master/AFG/projections.csv
https://raw.githubusercontent.com/mrc-ide/global-lmic-reports/master/AFG/projections.csv
https://raw.githubusercontent.com/mrc-ide/global-lmic-reports/master/AFG/projections.csv
https://raw.githubusercontent.com/mrc-ide/global-lmic-reports/master/AFG/projections.csv
https://raw.githubusercontent.com/mrc-ide/global-lmic-reports/master/AFG/projections.csv
https://raw.githubusercontent.com/mrc-ide/global-lmic-reports/master/AFG/projections.csv
https://raw.githubusercontent.com/mrc-ide/global-lmic-reports/master/AFG/projections.csv
https://raw.githubusercontent.com/mrc-ide/global-lmic-reports/master/AFG/projections.csv
https://raw.githubusercontent.com/mrc-ide/global-lmic-reports/master/AFG/projections.csv
https://raw.githubusercontent.com/mrc-ide/global-lmic-reports/master/AFG/projections.csv
https://raw.githubusercontent.com/mrc-ide/global-lmic-reports/master/AFG/projections.csv
https://raw.githubusercontent.com/mrc-ide/global-lmic-reports/master/AFG/projections.csv
https://raw.githubusercontent.com/mrc-ide/global-lmic-reports/master/AFG/projections.csv
https://raw.githubusercontent.com/mrc-ide/global-lmic-reports/master/AFG/projections.csv
https://raw.githubusercontent.com/mrc-ide/global-lmic-reports/master/AFG/projections.csv
https://raw.githubusercontent.com/mrc-ide/global-lmic-reports/master/AFG/projections.csv
https://raw.githubusercontent.com/mrc-ide/global-lmic-reports/master/AFG/projections.csv
https://raw.githubusercontent.com/mrc-ide/global-lmic-reports/master/AFG/projections.csv
https://raw.githubusercontent.com/mrc-ide/global-lmic-reports/master/AFG/projections.csv
https://raw.githubusercontent.com/mrc-ide/global-lmic-reports/master/AFG/projections.csv
https://raw.githubusercontent.com/mrc-ide/global-lmic-reports/master/AFG/projections.csv
https://raw.githubusercontent.com/mrc-ide/global-lmic-reports/master/AFG/projections.csv
https://raw.githubusercontent.com/mrc-ide/global-lmic-reports/master/AFG/projections.csv
https://raw.githubusercontent.com/mrc-ide/global-lmic-reports/master/AFG/projections.csv
https://raw.githubusercontent.com/mrc-ide/global-lmic-reports/master/AFG/projections.csv
https://raw.githubusercontent.com/mrc-ide/global-lmic-reports/master/AFG/projections.csv
https://raw.githubusercontent.com/mrc-ide/global-lmic-reports/master/AFG/projections.csv
https://raw.githubusercontent.com/mrc-ide/global-lmic-reports/master/AFG/projections.csv
https://raw.githubusercontent.com/mrc-ide/global-lmic-reports/master/AFG/projections.csv
https://raw.githubusercontent.com/mrc-ide/global-lmic-reports/master/AFG/projections.csv
https://raw.githubusercontent.com/mrc-ide/global-lmic-reports/master/AFG/projections.csv
https://raw.githubusercontent.com/mrc-ide/global-lmic-reports/master/AFG/projections.csv
https://raw.githubusercontent.com/mrc-ide/global-lmic-reports/master/AFG/projections.csv
https://raw.githubusercontent.com/mrc-ide/global-lmic-reports/master/AFG/projections.csv
https://raw.githubusercontent.com/mrc-ide/global-lmic-reports/master/AFG/projections.csv
https://raw.githubusercontent.com/mrc-ide/global-lmic-reports/master/AFG/projections.csv
https://raw.githubusercontent.com/mrc-ide/global-lmic-reports/master/AFG/projections.csv
https://raw.githubusercontent.com/mrc-ide/global-lmic-reports/master/AFG/projections.csv
https://raw.githubusercontent.com/mrc-ide/global-lmic-reports/master/AFG/projections.csv
https://raw.githubusercontent.com/mrc-ide/global-lmic-reports/master/AFG/projections.csv
https://raw.githubusercontent.com/mrc-ide/global-lmic-reports/master/AFG/projections.csv
https://raw.githubusercontent.com/mrc-ide/global-lmic-reports/master/AFG/projections.csv
https://raw.githubusercontent.com/mrc-ide/global-lmic-reports/master/AFG/projections.csv
https://raw.githubusercontent.com/mrc-ide/global-lmic-reports/master/AFG/projections.csv
https://raw.githubusercontent.com/mrc-ide/global-lmic-reports/master/AFG/projections.csv
https://raw.githubusercontent.com/mrc-ide/global-lmic-reports/master/AFG/projections.csv
https://raw.githubusercontent.com/mrc-ide/global-lmic-reports/master/AFG/projections.csv
https://raw.githubusercontent.com/mrc-ide/global-lmic-reports/master/AFG/projections.csv
https://raw.githubusercontent.com/mrc-ide/global-lmic-reports/master/AFG/projections.csv
https://raw.githubusercontent.com/mrc-ide/global-lmic-reports/master/AFG/projections.csv
https://raw.githubusercontent.com/mrc-ide/global-lmic-reports/master/AFG/projections.csv
https://raw.githubusercontent.com/mrc-ide/global-lmic-reports/master/AFG/projections.csv
https://raw.githubusercontent.com/mrc-ide/global-lmic-reports/master/AFG/projections.csv
https://raw.githubusercontent.com/mrc-ide/global-lmic-reports/master/AFG/projections.csv
https://raw.githubusercontent.com/mrc-ide/global-lmic-reports/master/AFG/projections.csv
https://raw.githubusercontent.com/mrc-ide/global-lmic-reports/master/AFG/projections.csv
https://raw.githubusercontent.com/mrc-ide/global-lmic-reports/master/AFG/projections.csv
https://raw.githubusercontent.com/mrc-ide/global-lmic-reports/master/AFG/projections.csv
https://raw.githubusercontent.com/mrc-ide/global-lmic-reports/master/AFG/projections.csv
https://raw.githubusercontent.com/mrc-ide/global-lmic-reports/master/AFG/projections.csv
https://raw.githubusercontent.com/mrc-ide/global-lmic-reports/master/AFG/projections.csv
https://raw.githubusercontent.com/mrc-ide/global-lmic-reports/master/AFG/projections.csv
https://raw.githubusercontent.com/mrc-ide/global-lmic-reports/master/AFG/projections.csv
https://raw.githubusercontent.com/mrc-ide/global-lmic-reports/master/AFG/projections.csv
https://raw.githubusercontent.com/mrc-ide/global-lmic-reports/master/AFG/projections.csv
https://raw.githubusercontent.com/mrc-ide/global-lmic-reports/master/AFG/projections.csv
https://raw.githubusercontent.com/mrc-ide/global-lmic-reports/master/AFG/projections.csv
https://raw.githubusercontent.com/mrc-ide/global-lmic-reports/master/AFG/projections.csv
https://raw.githubusercontent.com/mrc-ide/global-lmic-reports/master/AFG/projections.csv
https://raw.githubusercontent.com/mrc-ide/global-lmic-reports/master/AFG/projections.csv
https://raw.githubusercontent.com/mrc-ide/global-lmic-reports/master/AFG/projections.csv
https://raw.githubusercontent.com/mrc-ide/global-lmic-reports/master/AFG/projections.csv
https://raw.githubusercontent.com/mrc-ide/global-lmic-reports/master/AFG/projections.csv
https://raw.githubusercontent.com/mrc-ide/global-lmic-reports/master/AFG/projections.csv
https://raw.githubusercontent.com/mrc-ide/global-lmic-reports/master/AFG/projections.csv
https://raw.githubusercontent.com/mrc-ide/global-lmic-reports/master/AFG/projections.csv
https://raw.githubusercontent.com/mrc-ide/global-lmic-reports/master/AFG/projections.csv
https://raw.githubusercontent.com/mrc-ide/global-lmic-reports/master/AFG/projections.csv
https://raw.githubusercontent.com/mrc-ide/global-lmic-reports/master/AFG/projections.csv
https://raw.githubusercontent.com/mrc-ide/global-lmic-reports/master/AFG/projections.csv
https://raw.githubusercontent.com/mrc-ide/global-lmic-reports/master/AFG/projections.csv
https://raw.githubusercontent.com/mrc-ide/global-lmic-reports/master/AFG/projections.csv
https://raw.githubusercontent.com/mrc-ide/global-lmic-reports/master/AFG/projections.csv
https://raw.githubusercontent.com/mrc-ide/global-lmic-reports/master/AFG/projections.csv
https://raw.githubusercontent.com/mrc-ide/global-lmic-reports/master/AFG/projections.csv
https://raw.githubusercontent.com/mrc-ide/global-lmic-reports/master/AFG/projections.csv
https://raw.githubusercontent.com/mrc-ide/global-lmic-reports/master/AFG/projections.csv
https://raw.githubusercontent.com/mrc-ide/global-lmic-reports/master/AFG/projections.csv
https://raw.githubusercontent.com/mrc-ide/global-lmic-reports/master/AFG/projections.csv
https://raw.githubusercontent.com/mrc-ide/global-lmic-reports/master/AFG/projections.csv
https://raw.githubusercontent.com/mrc-ide/global-lmic-reports/master/AFG/projections.csv
https://raw.githubusercontent.com/mrc-ide/global-lmic-reports/master/AFG/projections.csv
https://raw.githubusercontent.com/mrc-ide/global-lmic-reports/master/AFG/projections.csv
https://raw.githubusercontent.com/mrc-ide/global-lmic-reports/master/AFG/projections.csv
https://raw.githubusercontent.com/mrc-ide/global-lmic-reports/master/AFG/projections.csv
https://raw.githubusercontent.com/mrc-ide/global-lmic-reports/master/AFG/projections.csv
https://raw.githubusercontent.com/mrc-ide/global-lmic-reports/master/AFG/projections.csv
https://raw.githubusercontent.com/mrc-ide/global-lmic-reports/master/AFG/projections.csv
https://raw.githubusercontent.com/mrc-ide/global-lmic-reports/master/AFG/projections.csv
https://raw.githubusercontent.com/mrc-ide/global-lmic-reports/master/AFG/projections.csv
https://raw.githubusercontent.com/mrc-ide/global-lmic-reports/master/AFG/projections.csv
https://raw.githubusercontent.com/mrc-ide/global-lmic-reports/master/AFG/projections.csv
https://raw.githubusercontent.com/mrc-ide/global-lmic-reports/master/AFG/projections.csv
https://raw.githubusercontent.com/mrc-ide/global-lmic-reports/master/AFG/projections.csv
https://raw.githubusercontent.com/mrc-ide/global-lmic-reports/master/AFG/projections.csv
https://raw.githubusercontent.com/mrc-ide/global-lmic-reports/master/AFG/projections.csv
https://raw.githubusercontent.com/mrc-ide/global-lmic-reports/master/AFG/projections.csv
https://raw.githubusercontent.com/mrc-ide/global-lmic-reports/master/AFG/projections.csv
https://raw.githubusercontent.com/mrc-ide/global-lmic-reports/master/AFG/projections.csv
https://raw.githubusercontent.com/mrc-ide/global-lmic-reports/master/AFG/projections.csv
https://raw.githubusercontent.com/mrc-ide/global-lmic-reports/master/AFG/projections.csv
https://raw.githubusercontent.com/mrc-ide/global-lmic-reports/master/AFG/projections.csv
https://raw.githubusercontent.com/mrc-ide/global-lmic-reports/master/AFG/projections.csv
https://raw.githubusercontent.com/mrc-ide/global-lmic-reports/master/AFG/projections.csv
https://raw.githubusercontent.com/mrc-ide/global-lmic-reports/master/AFG/projections.csv
https://raw.githubusercontent.com/mrc-ide/global-lmic-reports/master/AFG/projections.csv
https://raw.githubusercontent.com/mrc-ide/global-lmic-reports/master/AFG/projections.csv
https://raw.githubusercontent.com/mrc-ide/global-lmic-reports/master/AFG/projections.csv
https://raw.githubusercontent.com/mrc-ide/global-lmic-reports/master/AFG/projections.csv
https://raw.githubusercontent.com/mrc-ide/global-lmic-reports/master/AFG/projections.csv
https://raw.githubusercontent.com/mrc-ide/global-lmic-reports/master/AFG/projections.csv
https://raw.githubusercontent.com/mrc-ide/global-lmic-reports/master/AFG/projections.csv
https://raw.githubusercontent.com/mrc-ide/global-lmic-reports/master/AFG/projections.csv
https://raw.githubusercontent.com/mrc-ide/global-lmic-reports/master/AFG/projections.csv
https://raw.githubusercontent.com/mrc-ide/global-lmic-reports/master/AFG/projections.csv
https://raw.githubusercontent.com/mrc-ide/global-lmic-reports/master/AFG/projections.csv
https://raw.githubusercontent.com/mrc-ide/global-lmic-reports/master/AFG/projections.csv
https://raw.githubusercontent.com/mrc-ide/global-lmic-reports/master/AFG/projections.csv
https://raw.githubusercontent.com/mrc-ide/global-lmic-reports/master/AFG/projections.csv
https://raw.githubusercontent.com/mrc-ide/global-lmic-reports/master/AFG/projections.csv
https://raw.githubusercontent.com/mrc-ide/global-lmic-reports/master/AFG/projections.csv
https://raw.githubusercontent.com/mrc-ide/global-lmic-reports/master/AFG/projections.csv
https://raw.githubusercontent.com/mrc-ide/global-lmic-reports/master/AFG/projections.csv
https://raw.githubusercontent.com/mrc-ide/global-lmic-reports/master/AFG/projections.csv
https://raw.githubusercontent.com/mrc-ide/global-lmic-reports/master/AFG/projections.csv
https://raw.githubusercontent.com/mrc-ide/global-lmic-reports/master/AFG/projections.csv
https://raw.githubusercontent.com/mrc-ide/global-lmic-reports/master/AFG/projections.csv
https://raw.githubusercontent.com/mrc-ide/global-lmic-reports/master/AFG/projections.csv
https://raw.githubusercontent.com/mrc-ide/global-lmic-reports/master/AFG/projections.csv
https://raw.githubusercontent.com/mrc-ide/global-lmic-reports/master/AFG/projections.csv
https://raw.githubusercontent.com/mrc-ide/global-lmic-reports/master/AFG/projections.csv
https://raw.githubusercontent.com/mrc-ide/global-lmic-reports/master/AFG/projections.csv
https://raw.githubusercontent.com/mrc-ide/global-lmic-reports/master/AFG/projections.csv
https://raw.githubusercontent.com/mrc-ide/global-lmic-reports/master/AFG/projections.csv
https://raw.githubusercontent.com/mrc-ide/global-lmic-reports/master/AFG/projections.csv
https://raw.githubusercontent.com/mrc-ide/global-lmic-reports/master/AFG/projections.csv
https://raw.githubusercontent.com/mrc-ide/global-lmic-reports/master/AFG/projections.csv
https://raw.githubusercontent.com/mrc-ide/global-lmic-reports/master/AFG/projections.csv
https://raw.githubusercontent.com/mrc-ide/global-lmic-reports/master/AFG/projections.csv
https://raw.githubusercontent.com/mrc-ide/global-lmic-reports/master/AFG/projections.csv
https://raw.githubusercontent.com/mrc-ide/global-lmic-reports/master/AFG/projections.csv
https://raw.githubusercontent.com/mrc-ide/global-lmic-reports/master/AFG/projections.csv
https://raw.githubusercontent.com/mrc-ide/global-lmic-reports/master/AFG/projections.csv
https://raw.githubusercontent.com/mrc-ide/global-lmic-reports/master/AFG/projections.csv
https://raw.githubusercontent.com/mrc-ide/global-lmic-reports/master/AFG/projections.csv
https://raw.githubusercontent.com/mrc-ide/global-lmic-reports/master/AFG/projections.csv
https://raw.githubusercontent.com/mrc-ide/global-lmic-reports/master/AFG/projections.csv
https://raw.githubusercontent.com/mrc-ide/global-lmic-reports/master/AFG/projections.csv
https://raw.githubusercontent.com/mrc-ide/global-lmic-reports/master/AFG/projections.csv
https://raw.githubusercontent.com/mrc-ide/global-lmic-reports/master/AFG/projections.csv
https://raw.githubusercontent.com/mrc-ide/global-lmic-reports/master/AFG/projections.csv
https://raw.githubusercontent.com/mrc-ide/global-lmic-reports/master/AFG/projections.csv
https://raw.githubusercontent.com/mrc-ide/global-lmic-reports/master/AFG/projections.csv
https://raw.githubusercontent.com/mrc-ide/global-lmic-reports/master/AFG/projections.csv
https://raw.githubusercontent.com/mrc-ide/global-lmic-reports/master/AFG/projections.csv
https://raw.githubusercontent.com/mrc-ide/global-lmic-reports/master/AFG/projections.csv
https://raw.githubusercontent.com/mrc-ide/global-lmic-reports/master/AFG/projections.csv
https://raw.githubusercontent.com/mrc-ide/global-lmic-reports/master/AFG/projections.csv
https://raw.githubusercontent.com/mrc-ide/global-lmic-reports/master/AFG/projections.csv
https://raw.githubusercontent.com/mrc-ide/global-lmic-reports/master/AFG/projections.csv
https://raw.githubusercontent.com/mrc-ide/global-lmic-reports/master/AFG/projections.csv
https://raw.githubusercontent.com/mrc-ide/global-lmic-reports/master/AFG/projections.csv
https://raw.githubusercontent.com/mrc-ide/global-lmic-reports/master/AFG/projections.csv
https://raw.githubusercontent.com/mrc-ide/global-lmic-reports/master/AFG/projections.csv
https://raw.githubusercontent.com/mrc-ide/global-lmic-reports/master/AFG/projections.csv
https://raw.githubusercontent.com/mrc-ide/global-lmic-reports/master/AFG/projections.csv
https://raw.githubusercontent.com/mrc-ide/global-lmic-reports/master/AFG/projections.csv
https://raw.githubusercontent.com/mrc-ide/global-lmic-reports/master/AFG/projections.csv
https://raw.githubusercontent.com/mrc-ide/global-lmic-reports/master/AFG/projections.csv
https://raw.githubusercontent.com/mrc-ide/global-lmic-reports/master/AFG/projections.csv
https://raw.githubusercontent.com/mrc-ide/global-lmic-reports/master/AFG/projections.csv
https://raw.githubusercontent.com/mrc-ide/global-lmic-reports/master/AFG/projections.csv
https://raw.githubusercontent.com/mrc-ide/global-lmic-reports/master/AFG/projections.csv
https://raw.githubusercontent.com/mrc-ide/global-lmic-reports/master/AFG/projections.csv
https://raw.githubusercontent.com/mrc-ide/global-lmic-reports/master/AFG/projections.csv
https://raw.githubusercontent.com/mrc-ide/global-lmic-reports/master/AFG/projections.csv
https://raw.githubusercontent.com/mrc-ide/global-lmic-reports/master/AFG/projections.csv
https://raw.githubusercontent.com/mrc-ide/global-lmic-reports/master/AFG/projections.csv
https://raw.githubusercontent.com/mrc-ide/global-lmic-reports/master/AFG/projections.csv
https://raw.githubusercontent.com/mrc-ide/global-lmic-reports/master/AFG/projections.csv
https://raw.githubusercontent.com/mrc-ide/global-lmic-reports/master/AFG/projections.csv
https://raw.githubusercontent.com/mrc-ide/global-lmic-reports/master/AFG/projections.csv
https://raw.githubusercontent.com/mrc-ide/global-lmic-reports/master/AFG/projections.csv
https://raw.githubusercontent.com/mrc-ide/global-lmic-reports/master/AFG/projections.csv
https://raw.githubusercontent.com/mrc-ide/global-lmic-reports/master/AFG/projections.csv
https://raw.githubusercontent.com/mrc-ide/global-lmic-reports/master/AFG/projections.csv
https://raw.githubusercontent.com/mrc-ide/global-lmic-reports/master/AFG/projections.csv
https://raw.githubusercontent.com/mrc-ide/global-lmic-reports/master/AFG/projections.csv
https://raw.githubusercontent.com/mrc-ide/global-lmic-reports/master/AFG/projections.csv
https://raw.githubusercontent.com/mrc-ide/global-lmic-reports/master/AFG/projections.csv
https://raw.githubusercontent.com/mrc-ide/global-lmic-reports/master/AFG/projections.csv
https://raw.githubusercontent.com/mrc-ide/global-lmic-reports/master/AFG/projections.csv
https://raw.githubusercontent.com/mrc-ide/global-lmic-reports/master/AFG/projections.csv
https://raw.githubusercontent.com/mrc-ide/global-lmic-reports/master/AFG/projections.csv
https://raw.githubusercontent.com/mrc-ide/global-lmic-reports/master/AFG/projections.csv
https://raw.githubusercontent.com/mrc-ide/global-lmic-reports/master/AFG/projections.csv
https://raw.githubusercontent.com/mrc-ide/global-lmic-reports/master/AFG/projections.csv
https://raw.githubusercontent.com/mrc-ide/global-lmic-reports/master/AFG/projections.csv
https://raw.githubusercontent.com/mrc-ide/global-lmic-reports/master/AFG/projections.csv
https://raw.githubusercontent.com/mrc-ide/global-lmic-reports/master/AFG/projections.csv
https://raw.githubusercontent.com/mrc-ide/global-lmic-reports/master/AFG/projections.csv
https://raw.githubusercontent.com/mrc-ide/global-lmic-reports/master/AFG/projections.csv
https://raw.githubusercontent.com/mrc-ide/global-lmic-reports/master/AFG/projections.csv
https://raw.githubusercontent.com/mrc-ide/global-lmic-reports/master/AFG/projections.csv
https://raw.githubusercontent.com/mrc-ide/global-lmic-reports/master/AFG/projections.csv
https://raw.githubusercontent.com/mrc-ide/global-lmic-reports/master/AFG/projections.csv
https://raw.githubusercontent.com/mrc-ide/global-lmic-reports/master/AFG/projections.csv
https://raw.githubusercontent.com/mrc-ide/global-lmic-reports/master/AFG/projections.csv
https://raw.githubusercontent.com/mrc-ide/global-lmic-reports/master/AFG/projections.csv
https://raw.githubusercontent.com/mrc-ide/global-lmic-reports/master/AFG/projections.csv
https://raw.githubusercontent.com/mrc-ide/global-lmic-reports/master/AFG/projections.csv
https://raw.githubusercontent.com/mrc-ide/global-lmic-reports/master/AFG/projections.csv
https://raw.githubusercontent.com/mrc-ide/global-lmic-reports/master/AFG/projections.csv
https://raw.githubusercontent.com/mrc-ide/global-lmic-reports/master/AFG/projections.csv
https://raw.githubusercontent.com/mrc-ide/global-lmic-reports/master/AFG/projections.csv
https://raw.githubusercontent.com/mrc-ide/global-lmic-reports/master/AFG/projections.csv
https://raw.githubusercontent.com/mrc-ide/global-lmic-reports/master/AFG/projections.csv
https://raw.githubusercontent.com/mrc-ide/global-lmic-reports/master/AFG/projections.csv
https://raw.githubusercontent.com/mrc-ide/global-lmic-reports/master/AFG/projections.csv
https://raw.githubusercontent.com/mrc-ide/global-lmic-reports/master/AFG/projections.csv
https://raw.githubusercontent.com/mrc-ide/global-lmic-reports/master/AFG/projections.csv
https://raw.githubusercontent.com/mrc-ide/global-lmic-reports/master/AFG/projections.csv
https://raw.githubusercontent.com/mrc-ide/global-lmic-reports/master/AFG/projections.csv
https://raw.githubusercontent.com/mrc-ide/global-lmic-reports/master/AFG/projections.csv
https://raw.githubusercontent.com/mrc-ide/global-lmic-reports/master/AFG/projections.csv
https://raw.githubusercontent.com/mrc-ide/global-lmic-reports/master/AFG/projections.csv
https://raw.githubusercontent.com/mrc-ide/global-lmic-reports/master/AFG/projections.csv
https://raw.githubusercontent.com/mrc-ide/global-lmic-reports/master/AFG/projections.csv
https://raw.githubusercontent.com/mrc-ide/global-lmic-reports/master/AFG/projections.csv
https://raw.githubusercontent.com/mrc-ide/global-lmic-reports/master/AFG/projections.csv
https://raw.githubusercontent.com/mrc-ide/global-lmic-reports/master/AFG/projections.csv
https://raw.githubusercontent.com/mrc-ide/global-lmic-reports/master/AFG/projections.csv
https://raw.githubusercontent.com/mrc-ide/global-lmic-reports/master/AFG/projections.csv
https://raw.githubusercontent.com/mrc-ide/global-lmic-reports/master/AFG/projections.csv
https://raw.githubusercontent.com/mrc-ide/global-lmic-reports/master/AFG/projections.csv
https://raw.githubusercontent.com/mrc-ide/global-lmic-reports/master/AFG/projections.csv
https://raw.githubusercontent.com/mrc-ide/global-lmic-reports/master/AFG/projections.csv
https://raw.githubusercontent.com/mrc-ide/global-lmic-reports/master/AFG/projections.csv
https://raw.githubusercontent.com/mrc-ide/global-lmic-reports/master/AFG/projections.csv
https://raw.githubusercontent.com/mrc-ide/global-lmic-reports/master/AFG/projections.csv
https://raw.githubusercontent.com/mrc-ide/global-lmic-reports/master/AFG/projections.csv
https://raw.githubusercontent.com/mrc-ide/global-lmic-reports/master/AFG/projections.csv
https://raw.githubusercontent.com/mrc-ide/global-lmic-reports/master/AFG/projections.csv
https://raw.githubusercontent.com/mrc-ide/global-lmic-reports/master/AFG/projections.csv
https://raw.githubusercontent.com/mrc-ide/global-lmic-reports/master/AFG/projections.csv
https://raw.githubusercontent.com/mrc-ide/global-lmic-reports/master/AFG/projections.csv
https://raw.githubusercontent.com/mrc-ide/global-lmic-reports/master/AFG/projections.csv
https://raw.githubusercontent.com/mrc-ide/global-lmic-reports/master/AFG/projections.csv
https://raw.githubusercontent.com/mrc-ide/global-lmic-reports/master/AFG/projections.csv
https://raw.githubusercontent.com/mrc-ide/global-lmic-reports/master/AFG/projections.csv
https://raw.githubusercontent.com/mrc-ide/global-lmic-reports/master/AFG/projections.csv
https://raw.githubusercontent.com/mrc-ide/global-lmic-reports/master/AFG/projections.csv
https://raw.githubusercontent.com/mrc-ide/global-lmic-reports/master/AFG/projections.csv
https://raw.githubusercontent.com/mrc-ide/global-lmic-reports/master/AFG/projections.csv
https://raw.githubusercontent.com/mrc-ide/global-lmic-reports/master/AFG/projections.csv
https://raw.githubusercontent.com/mrc-ide/global-lmic-reports/master/AFG/projections.csv
https://raw.githubusercontent.com/mrc-ide/global-lmic-reports/master/AFG/projections.csv
https://raw.githubusercontent.com/mrc-ide/global-lmic-reports/master/AFG/projections.csv
https://raw.githubusercontent.com/mrc-ide/global-lmic-reports/master/AFG/projections.csv
https://raw.githubusercontent.com/mrc-ide/global-lmic-reports/master/AFG/projections.csv
https://raw.githubusercontent.com/mrc-ide/global-lmic-reports/master/AFG/projections.csv
https://raw.githubusercontent.com/mrc-ide/global-lmic-reports/master/AFG/projections.csv
https://raw.githubusercontent.com/mrc-ide/global-lmic-reports/master/AFG/projections.csv
https://raw.githubusercontent.com/mrc-ide/global-lmic-reports/master/AFG/projections.csv
https://raw.githubusercontent.com/mrc-ide/global-lmic-reports/master/AFG/projections.csv
https://raw.githubusercontent.com/mrc-ide/global-lmic-reports/master/AFG/projections.csv
https://raw.githubusercontent.com/mrc-ide/global-lmic-reports/master/AFG/projections.csv
https://raw.githubusercontent.com/mrc-ide/global-lmic-reports/master/AFG/projections.csv
https://raw.githubusercontent.com/mrc-ide/global-lmic-reports/master/AFG/projections.csv
https://raw.githubusercontent.com/mrc-ide/global-lmic-reports/master/AFG/projections.csv
https://raw.githubusercontent.com/mrc-ide/global-lmic-reports/master/AFG/projections.csv
https://raw.githubusercontent.com/mrc-ide/global-lmic-reports/master/AFG/projections.csv
https://raw.githubusercontent.com/mrc-ide/global-lmic-reports/master/AFG/projections.csv
https://raw.githubusercontent.com/mrc-ide/global-lmic-reports/master/AFG/projections.csv
https://raw.githubusercontent.com/mrc-ide/global-lmic-reports/master/AFG/projections.csv
https://raw.githubusercontent.com/mrc-ide/global-lmic-reports/master/AFG/projections.csv
https://raw.githubusercontent.com/mrc-ide/global-lmic-reports/master/AFG/projections.csv
https://raw.githubusercontent.com/mrc-ide/global-lmic-reports/master/AFG/projections.csv
https://raw.githubusercontent.com/mrc-ide/global-lmic-reports/master/AFG/projections.csv
https://raw.githubusercontent.com/mrc-ide/global-lmic-reports/master/AFG/projections.csv
https://raw.githubusercontent.com/mrc-ide/global-lmic-reports/master/AFG/projections.csv
https://raw.githubusercontent.com/mrc-ide/global-lmic-reports/master/AFG/projections.csv
https://raw.githubusercontent.com/mrc-ide/global-lmic-reports/master/AFG/projections.csv
https://raw.githubusercontent.com/mrc-ide/global-lmic-reports/master/AFG/projections.csv
https://raw.githubusercontent.com/mrc-ide/global-lmic-reports/master/AFG/projections.csv
https://raw.githubusercontent.com/mrc-ide/global-lmic-reports/master/AFG/projections.csv
https://raw.githubusercontent.com/mrc-ide/global-lmic-reports/master/AFG/projections.csv
https://raw.githubusercontent.com/mrc-ide/global-lmic-reports/master/AFG/projections.csv
https://raw.githubusercontent.com/mrc-ide/global-lmic-reports/master/AFG/projections.csv
https://raw.githubusercontent.com/mrc-ide/global-lmic-reports/master/AFG/projections.csv
https://raw.githubusercontent.com/mrc-ide/global-lmic-reports/master/AFG/projections.csv
https://raw.githubusercontent.com/mrc-ide/global-lmic-reports/master/AFG/projections.csv
https://raw.githubusercontent.com/mrc-ide/global-lmic-reports/master/AFG/projections.csv
https://raw.githubusercontent.com/mrc-ide/global-lmic-reports/master/AFG/projections.csv
https://raw.githubusercontent.com/mrc-ide/global-lmic-reports/master/AFG/projections.csv
https://raw.githubusercontent.com/mrc-ide/global-lmic-reports/master/AFG/projections.csv
https://raw.githubusercontent.com/mrc-ide/global-lmic-reports/master/AFG/projections.csv
https://raw.githubusercontent.com/mrc-ide/global-lmic-reports/master/AFG/projections.csv
https://raw.githubusercontent.com/mrc-ide/global-lmic-reports/master/AFG/projections.csv
https://raw.githubusercontent.com/mrc-ide/global-lmic-reports/master/AFG/projections.csv
https://raw.githubusercontent.com/mrc-ide/global-lmic-reports/master/AFG/projections.csv
https://raw.githubusercontent.com/mrc-ide/global-lmic-reports/master/AFG/projections.csv
https://raw.githubusercontent.com/mrc-ide/global-lmic-reports/master/AFG/projections.csv
https://raw.githubusercontent.com/mrc-ide/global-lmic-reports/master/AFG/projections.csv
https://raw.githubusercontent.com/mrc-ide/global-lmic-reports/master/AFG/projections.csv
https://raw.githubusercontent.com/mrc-ide/global-lmic-reports/master/AFG/projections.csv
https://raw.githubusercontent.com/mrc-ide/global-lmic-reports/master/AFG/projections.csv
https://raw.githubusercontent.com/mrc-ide/global-lmic-reports/master/AFG/projections.csv
https://raw.githubusercontent.com/mrc-ide/global-lmic-reports/master/AFG/projections.csv
https://raw.githubusercontent.com/mrc-ide/global-lmic-reports/master/AFG/projections.csv
https://raw.githubusercontent.com/mrc-ide/global-lmic-reports/master/AFG/projections.csv
https://raw.githubusercontent.com/mrc-ide/global-lmic-reports/master/AFG/projections.csv
https://raw.githubusercontent.com/mrc-ide/global-lmic-reports/master/AFG/projections.csv
https://raw.githubusercontent.com/mrc-ide/global-lmic-reports/master/AFG/projections.csv
https://raw.githubusercontent.com/mrc-ide/global-lmic-reports/master/AFG/projections.csv
https://raw.githubusercontent.com/mrc-ide/global-lmic-reports/master/AFG/projections.csv
https://raw.githubusercontent.com/mrc-ide/global-lmic-reports/master/AFG/projections.csv
https://raw.githubusercontent.com/mrc-ide/global-lmic-reports/master/AFG/projections.csv
https://raw.githubusercontent.com/mrc-ide/global-lmic-reports/master/AFG/projections.csv
https://raw.githubusercontent.com/mrc-ide/global-lmic-reports/master/AFG/projections.csv
https://raw.githubusercontent.com/mrc-ide/global-lmic-reports/master/AFG/projections.csv
https://raw.githubusercontent.com/mrc-ide/global-lmic-reports/master/AFG/projections.csv
https://raw.githubusercontent.com/mrc-ide/global-lmic-reports/master/AFG/projections.csv
https://raw.githubusercontent.com/mrc-ide/global-lmic-reports/master/AFG/projections.csv
https://raw.githubusercontent.com/mrc-ide/global-lmic-reports/master/AFG/projections.csv
https://raw.githubusercontent.com/mrc-ide/global-lmic-reports/master/AFG/projections.csv
https://raw.githubusercontent.com/mrc-ide/global-lmic-reports/master/AFG/projections.csv
https://raw.githubusercontent.com/mrc-ide/global-lmic-reports/master/AFG/projections.csv
https://raw.githubusercontent.com/mrc-ide/global-lmic-reports/master/AFG/projections.csv
https://raw.githubusercontent.com/mrc-ide/global-lmic-reports/master/AFG/projections.csv
https://raw.githubusercontent.com/mrc-ide/global-lmic-reports/master/AFG/projections.csv
https://raw.githubusercontent.com/mrc-ide/global-lmic-reports/master/AFG/projections.csv
https://raw.githubusercontent.com/mrc-ide/global-lmic-reports/master/AFG/projections.csv
https://raw.githubusercontent.com/mrc-ide/global-lmic-reports/master/AFG/projections.csv
https://raw.githubusercontent.com/mrc-ide/global-lmic-reports/master/AFG/projections.csv
https://raw.githubusercontent.com/mrc-ide/global-lmic-reports/master/AFG/projections.csv
https://raw.githubusercontent.com/mrc-ide/global-lmic-reports/master/AFG/projections.csv
https://raw.githubusercontent.com/mrc-ide/global-lmic-reports/master/AFG/projections.csv
https://raw.githubusercontent.com/mrc-ide/global-lmic-reports/master/AFG/projections.csv
https://raw.githubusercontent.com/mrc-ide/global-lmic-reports/master/AFG/projections.csv
https://raw.githubusercontent.com/mrc-ide/global-lmic-reports/master/AFG/projections.csv
https://raw.githubusercontent.com/mrc-ide/global-lmic-reports/master/AFG/projections.csv
https://raw.githubusercontent.com/mrc-ide/global-lmic-reports/master/AFG/projections.csv
https://raw.githubusercontent.com/mrc-ide/global-lmic-reports/master/AFG/projections.csv
https://raw.githubusercontent.com/mrc-ide/global-lmic-reports/master/AFG/projections.csv
https://raw.githubusercontent.com/mrc-ide/global-lmic-reports/master/AFG/projections.csv
https://raw.githubusercontent.com/mrc-ide/global-lmic-reports/master/AFG/projections.csv
https://raw.githubusercontent.com/mrc-ide/global-lmic-reports/master/AFG/projections.csv
https://raw.githubusercontent.com/mrc-ide/global-lmic-reports/master/AFG/projections.csv
https://raw.githubusercontent.com/mrc-ide/global-lmic-reports/master/AFG/projections.csv
https://raw.githubusercontent.com/mrc-ide/global-lmic-reports/master/AFG/projections.csv
https://raw.githubusercontent.com/mrc-ide/global-lmic-reports/master/AFG/projections.csv
https://raw.githubusercontent.com/mrc-ide/global-lmic-reports/master/AFG/projections.csv
https://raw.githubusercontent.com/mrc-ide/global-lmic-reports/master/AFG/projections.csv
https://raw.githubusercontent.com/mrc-ide/global-lmic-reports/master/AFG/projections.csv
https://raw.githubusercontent.com/mrc-ide/global-lmic-reports/master/AFG/projections.csv
https://raw.githubusercontent.com/mrc-ide/global-lmic-reports/master/AFG/projections.csv
https://raw.githubusercontent.com/mrc-ide/global-lmic-reports/master/AFG/projections.csv
https://raw.githubusercontent.com/mrc-ide/global-lmic-reports/master/AFG/projections.csv
https://raw.githubusercontent.com/mrc-ide/global-lmic-reports/master/AFG/projections.csv
https://raw.githubusercontent.com/mrc-ide/global-lmic-reports/master/AFG/projections.csv
https://raw.githubusercontent.com/mrc-ide/global-lmic-reports/master/AFG/projections.csv
https://raw.githubusercontent.com/mrc-ide/global-lmic-reports/master/AFG/projections.csv
https://raw.githubusercontent.com/mrc-ide/global-lmic-reports/master/AFG/projections.csv
https://raw.githubusercontent.com/mrc-ide/global-lmic-reports/master/AFG/projections.csv
https://raw.githubusercontent.com/mrc-ide/global-lmic-reports/master/AFG/projections.csv
https://raw.githubusercontent.com/mrc-ide/global-lmic-reports/master/AFG/projections.csv
https://raw.githubusercontent.com/mrc-ide/global-lmic-reports/master/AFG/projections.csv
https://raw.githubusercontent.com/mrc-ide/global-lmic-reports/master/AFG/projections.csv
https://raw.githubusercontent.com/mrc-ide/global-lmic-reports/master/AFG/projections.csv
https://raw.githubusercontent.com/mrc-ide/global-lmic-reports/master/AFG/projections.csv
https://raw.githubusercontent.com/mrc-ide/global-lmic-reports/master/AFG/projections.csv
https://raw.githubusercontent.com/mrc-ide/global-lmic-reports/master/AFG/projections.csv
https://raw.githubusercontent.com/mrc-ide/global-lmic-reports/master/AFG/projections.csv
https://raw.githubusercontent.com/mrc-ide/global-lmic-reports/master/AFG/projections.csv
https://raw.githubusercontent.com/mrc-ide/global-lmic-reports/master/AFG/projections.csv
https://raw.githubusercontent.com/mrc-ide/global-lmic-reports/master/AFG/projections.csv
https://raw.githubusercontent.com/mrc-ide/global-lmic-reports/master/AFG/projections.csv
https://raw.githubusercontent.com/mrc-ide/global-lmic-reports/master/AFG/projections.csv
https://raw.githubusercontent.com/mrc-ide/global-lmic-reports/master/AFG/projections.csv
https://raw.githubusercontent.com/mrc-ide/global-lmic-reports/master/AFG/projections.csv
https://raw.githubusercontent.com/mrc-ide/global-lmic-reports/master/AFG/projections.csv
https://raw.githubusercontent.com/mrc-ide/global-lmic-reports/master/AFG/projections.csv
https://raw.githubusercontent.com/mrc-ide/global-lmic-reports/master/AFG/projections.csv
https://raw.githubusercontent.com/mrc-ide/global-lmic-reports/master/AFG/projections.csv
https://raw.githubusercontent.com/mrc-ide/global-lmic-reports/master/AFG/projections.csv
https://raw.githubusercontent.com/mrc-ide/global-lmic-reports/master/AFG/projections.csv
https://raw.githubusercontent.com/mrc-ide/global-lmic-reports/master/AFG/projections.csv
https://raw.githubusercontent.com/mrc-ide/global-lmic-reports/master/AFG/projections.csv
https://raw.githubusercontent.com/mrc-ide/global-lmic-reports/master/AFG/projections.csv
https://raw.githubusercontent.com/mrc-ide/global-lmic-reports/master/AFG/projections.csv
https://raw.githubusercontent.com/mrc-ide/global-lmic-reports/master/AFG/projections.csv
https://raw.githubusercontent.com/mrc-ide/global-lmic-reports/master/AFG/projections.csv
https://raw.githubusercontent.com/mrc-ide/global-lmic-reports/master/AFG/projections.csv
https://raw.githubusercontent.com/mrc-ide/global-lmic-reports/master/AFG/projections.csv
https://raw.githubusercontent.com/mrc-ide/global-lmic-reports/master/AFG/projections.csv
https://raw.githubusercontent.com/mrc-ide/global-lmic-reports/master/AFG/projections.csv
https://raw.githubusercontent.com/mrc-ide/global-lmic-reports/master/AFG/projections.csv
https://raw.githubusercontent.com/mrc-ide/global-lmic-reports/master/AFG/projections.csv
https://raw.githubusercontent.com/mrc-ide/global-lmic-reports/master/AFG/projections.csv
https://raw.githubusercontent.com/mrc-ide/global-lmic-reports/master/AFG/projections.csv
https://raw.githubusercontent.com/mrc-ide/global-lmic-reports/master/AFG/projections.csv
https://raw.githubusercontent.com/mrc-ide/global-lmic-reports/master/AFG/projections.csv
https://raw.githubusercontent.com/mrc-ide/global-lmic-reports/master/AFG/projections.csv
https://raw.githubusercontent.com/mrc-ide/global-lmic-reports/master/AFG/projections.csv
https://raw.githubusercontent.com/mrc-ide/global-lmic-reports/master/AFG/projections.csv
https://raw.githubusercontent.com/mrc-ide/global-lmic-reports/master/AFG/projections.csv
https://raw.githubusercontent.com/mrc-ide/global-lmic-reports/master/AFG/projections.csv
https://raw.githubusercontent.com/mrc-ide/global-lmic-reports/master/AFG/projections.csv
https://raw.githubusercontent.com/mrc-ide/global-lmic-reports/master/AFG/projections.csv
https://raw.githubusercontent.com/mrc-ide/global-lmic-reports/master/AFG/projections.csv
https://raw.githubusercontent.com/mrc-ide/global-lmic-reports/master/AFG/projections.csv
https://raw.githubusercontent.com/mrc-ide/global-lmic-reports/master/AFG/projections.csv
https://raw.githubusercontent.com/mrc-ide/global-lmic-reports/master/AFG/projections.csv
https://raw.githubusercontent.com/mrc-ide/global-lmic-reports/master/AFG/projections.csv
https://raw.githubusercontent.com/mrc-ide/global-lmic-reports/master/AFG/projections.csv
https://raw.githubusercontent.com/mrc-ide/global-lmic-reports/master/AFG/projections.csv
https://raw.githubusercontent.com/mrc-ide/global-lmic-reports/master/AFG/projections.csv
https://raw.githubusercontent.com/mrc-ide/global-lmic-reports/master/AFG/projections.csv
https://raw.githubusercontent.com/mrc-ide/global-lmic-reports/master/AFG/projections.csv
https://raw.githubusercontent.com/mrc-ide/global-lmic-reports/master/AFG/projections.csv
https://raw.githubusercontent.com/mrc-ide/global-lmic-reports/master/AFG/projections.csv
https://raw.githubusercontent.com/mrc-ide/global-lmic-reports/master/AFG/projections.csv
https://raw.githubusercontent.com/mrc-ide/global-lmic-reports/master/AFG/projections.csv
https://raw.githubusercontent.com/mrc-ide/global-lmic-reports/master/AFG/projections.csv
https://raw.githubusercontent.com/mrc-ide/global-lmic-reports/master/AFG/projections.csv
https://raw.githubusercontent.com/mrc-ide/global-lmic-reports/master/AFG/projections.csv
https://raw.githubusercontent.com/mrc-ide/global-lmic-reports/master/AFG/projections.csv
https://raw.githubusercontent.com/mrc-ide/global-lmic-reports/master/AFG/projections.csv
https://raw.githubusercontent.com/mrc-ide/global-lmic-reports/master/AFG/projections.csv
https://raw.githubusercontent.com/mrc-ide/global-lmic-reports/master/AFG/projections.csv
https://raw.githubusercontent.com/mrc-ide/global-lmic-reports/master/AFG/projections.csv
https://raw.githubusercontent.com/mrc-ide/global-lmic-reports/master/AFG/projections.csv
https://raw.githubusercontent.com/mrc-ide/global-lmic-reports/master/AFG/projections.csv
https://raw.githubusercontent.com/mrc-ide/global-lmic-reports/master/AFG/projections.csv
https://raw.githubusercontent.com/mrc-ide/global-lmic-reports/master/AFG/projections.csv
https://raw.githubusercontent.com/mrc-ide/global-lmic-reports/master/AFG/projections.csv
https://raw.githubusercontent.com/mrc-ide/global-lmic-reports/master/AFG/projections.csv
https://raw.githubusercontent.com/mrc-ide/global-lmic-reports/master/AFG/projections.csv
https://raw.githubusercontent.com/mrc-ide/global-lmic-reports/master/AFG/projections.csv
https://raw.githubusercontent.com/mrc-ide/global-lmic-reports/master/AFG/projections.csv
https://raw.githubusercontent.com/mrc-ide/global-lmic-reports/master/AFG/projections.csv
https://raw.githubusercontent.com/mrc-ide/global-lmic-reports/master/AFG/projections.csv
https://raw.githubusercontent.com/mrc-ide/global-lmic-reports/master/AFG/projections.csv
https://raw.githubusercontent.com/mrc-ide/global-lmic-reports/master/AFG/projections.csv
https://raw.githubusercontent.com/mrc-ide/global-lmic-reports/master/AFG/projections.csv
https://raw.githubusercontent.com/mrc-ide/global-lmic-reports/master/AFG/projections.csv
https://raw.githubusercontent.com/mrc-ide/global-lmic-reports/master/AFG/projections.csv
https://raw.githubusercontent.com/mrc-ide/global-lmic-reports/master/AFG/projections.csv
https://raw.githubusercontent.com/mrc-ide/global-lmic-reports/master/AFG/projections.csv
https://raw.githubusercontent.com/mrc-ide/global-lmic-reports/master/AFG/projections.csv
https://raw.githubusercontent.com/mrc-ide/global-lmic-reports/master/AFG/projections.csv
https://raw.githubusercontent.com/mrc-ide/global-lmic-reports/master/AFG/projections.csv
https://raw.githubusercontent.com/mrc-ide/global-lmic-reports/master/AFG/projections.csv
https://raw.githubusercontent.com/mrc-ide/global-lmic-reports/master/AFG/projections.csv
https://raw.githubusercontent.com/mrc-ide/global-lmic-reports/master/AFG/projections.csv
https://raw.githubusercontent.com/mrc-ide/global-lmic-reports/master/AFG/projections.csv
https://raw.githubusercontent.com/mrc-ide/global-lmic-reports/master/AFG/projections.csv
https://raw.githubusercontent.com/mrc-ide/global-lmic-reports/master/AFG/projections.csv
https://raw.githubusercontent.com/mrc-ide/global-lmic-reports/master/AFG/projections.csv
https://raw.githubusercontent.com/mrc-ide/global-lmic-reports/master/AFG/projections.csv
https://raw.githubusercontent.com/mrc-ide/global-lmic-reports/master/AFG/projections.csv
https://raw.githubusercontent.com/mrc-ide/global-lmic-reports/master/AFG/projections.csv
https://raw.githubusercontent.com/mrc-ide/global-lmic-reports/master/AFG/projections.csv
https://raw.githubusercontent.com/mrc-ide/global-lmic-reports/master/AFG/projections.csv
https://raw.githubusercontent.com/mrc-ide/global-lmic-reports/master/AFG/projections.csv
https://raw.githubusercontent.com/mrc-ide/global-lmic-reports/master/AFG/projections.csv
https://raw.githubusercontent.com/mrc-ide/global-lmic-reports/master/AFG/projections.csv
https://raw.githubusercontent.com/mrc-ide/global-lmic-reports/master/AFG/projections.csv
https://raw.githubusercontent.com/mrc-ide/global-lmic-reports/master/AFG/projections.csv
https://raw.githubusercontent.com/mrc-ide/global-lmic-reports/master/AFG/projections.csv
https://raw.githubusercontent.com/mrc-ide/global-lmic-reports/master/AFG/projections.csv
https://raw.githubusercontent.com/mrc-ide/global-lmic-reports/master/AFG/projections.csv
https://raw.githubusercontent.com/mrc-ide/global-lmic-reports/master/AFG/projections.csv
https://raw.githubusercontent.com/mrc-ide/global-lmic-reports/master/AFG/projections.csv
https://raw.githubusercontent.com/mrc-ide/global-lmic-reports/master/AFG/projections.csv
https://raw.githubusercontent.com/mrc-ide/global-lmic-reports/master/AFG/projections.csv
https://raw.githubusercontent.com/mrc-ide/global-lmic-reports/master/AFG/projections.csv
https://raw.githubusercontent.com/mrc-ide/global-lmic-reports/master/AFG/projections.csv
https://raw.githubusercontent.com/mrc-ide/global-lmic-reports/master/AFG/projections.csv
https://raw.githubusercontent.com/mrc-ide/global-lmic-reports/master/AFG/projections.csv
https://raw.githubusercontent.com/mrc-ide/global-lmic-reports/master/AFG/projections.csv
https://raw.githubusercontent.com/mrc-ide/global-lmic-reports/master/AFG/projections.csv
https://raw.githubusercontent.com/mrc-ide/global-lmic-reports/master/AFG/projections.csv
https://raw.githubusercontent.com/mrc-ide/global-lmic-reports/master/AFG/projections.csv
https://raw.githubusercontent.com/mrc-ide/global-lmic-reports/master/AFG/projections.csv
https://raw.githubusercontent.com/mrc-ide/global-lmic-reports/master/AFG/projections.csv
https://raw.githubusercontent.com/mrc-ide/global-lmic-reports/master/AFG/projections.csv
https://raw.githubusercontent.com/mrc-ide/global-lmic-reports/master/AFG/projections.csv
https://raw.githubusercontent.com/mrc-ide/global-lmic-reports/master/AFG/projections.csv
https://raw.githubusercontent.com/mrc-ide/global-lmic-reports/master/AFG/projections.csv
https://raw.githubusercontent.com/mrc-ide/global-lmic-reports/master/AFG/projections.csv
https://raw.githubusercontent.com/mrc-ide/global-lmic-reports/master/AFG/projections.csv
https://raw.githubusercontent.com/mrc-ide/global-lmic-reports/master/AFG/projections.csv
https://raw.githubusercontent.com/mrc-ide/global-lmic-reports/master/AFG/projections.csv
https://raw.githubusercontent.com/mrc-ide/global-lmic-reports/master/AFG/projections.csv
https://raw.githubusercontent.com/mrc-ide/global-lmic-reports/master/AFG/projections.csv
https://raw.githubusercontent.com/mrc-ide/global-lmic-reports/master/AFG/projections.csv
https://raw.githubusercontent.com/mrc-ide/global-lmic-reports/master/AFG/projections.csv
https://raw.githubusercontent.com/mrc-ide/global-lmic-reports/master/AFG/projections.csv
https://raw.githubusercontent.com/mrc-ide/global-lmic-reports/master/AFG/projections.csv
https://raw.githubusercontent.com/mrc-ide/global-lmic-reports/master/AFG/projections.csv
https://raw.githubusercontent.com/mrc-ide/global-lmic-reports/master/AFG/projections.csv
https://raw.githubusercontent.com/mrc-ide/global-lmic-reports/master/AFG/projections.csv
https://raw.githubusercontent.com/mrc-ide/global-lmic-reports/master/AFG/projections.csv
https://raw.githubusercontent.com/mrc-ide/global-lmic-reports/master/AFG/projections.csv
https://raw.githubusercontent.com/mrc-ide/global-lmic-reports/master/AFG/projections.csv
https://raw.githubusercontent.com/mrc-ide/global-lmic-reports/master/AFG/projections.csv
https://raw.githubusercontent.com/mrc-ide/global-lmic-reports/master/AFG/projections.csv
https://raw.githubusercontent.com/mrc-ide/global-lmic-reports/master/AFG/projections.csv
https://raw.githubusercontent.com/mrc-ide/global-lmic-reports/master/AFG/projections.csv
https://raw.githubusercontent.com/mrc-ide/global-lmic-reports/master/AFG/projections.csv
https://raw.githubusercontent.com/mrc-ide/global-lmic-reports/master/AFG/projections.csv
https://raw.githubusercontent.com/mrc-ide/global-lmic-reports/master/AFG/projections.csv
https://raw.githubusercontent.com/mrc-ide/global-lmic-reports/master/AFG/projections.csv
https://raw.githubusercontent.com/mrc-ide/global-lmic-reports/master/AFG/projections.csv
https://raw.githubusercontent.com/mrc-ide/global-lmic-reports/master/AFG/projections.csv
https://raw.githubusercontent.com/mrc-ide/global-lmic-reports/master/AFG/projections.csv
https://raw.githubusercontent.com/mrc-ide/global-lmic-reports/master/AFG/projections.csv
https://raw.githubusercontent.com/mrc-ide/global-lmic-reports/master/AFG/projections.csv
https://raw.githubusercontent.com/mrc-ide/global-lmic-reports/master/AFG/projections.csv
https://raw.githubusercontent.com/mrc-ide/global-lmic-reports/master/AFG/projections.csv
https://raw.githubusercontent.com/mrc-ide/global-lmic-reports/master/AFG/projections.csv
https://raw.githubusercontent.com/mrc-ide/global-lmic-reports/master/AFG/projections.csv
https://raw.githubusercontent.com/mrc-ide/global-lmic-reports/master/AFG/projections.csv
https://raw.githubusercontent.com/mrc-ide/global-lmic-reports/master/AFG/projections.csv
https://raw.githubusercontent.com/mrc-ide/global-lmic-reports/master/AFG/projections.csv
https://raw.githubusercontent.com/mrc-ide/global-lmic-reports/master/AFG/projections.csv
https://raw.githubusercontent.com/mrc-ide/global-lmic-reports/master/AFG/projections.csv
https://raw.githubusercontent.com/mrc-ide/global-lmic-reports/master/AFG/projections.csv
https://raw.githubusercontent.com/mrc-ide/global-lmic-reports/master/AFG/projections.csv
https://raw.githubusercontent.com/mrc-ide/global-lmic-reports/master/AFG/projections.csv
https://raw.githubusercontent.com/mrc-ide/global-lmic-reports/master/AFG/projections.csv
https://raw.githubusercontent.com/mrc-ide/global-lmic-reports/master/AFG/projections.csv
https://raw.githubusercontent.com/mrc-ide/global-lmic-reports/master/AFG/projections.csv
https://raw.githubusercontent.com/mrc-ide/global-lmic-reports/master/AFG/projections.csv
https://raw.githubusercontent.com/mrc-ide/global-lmic-reports/master/AFG/projections.csv
https://raw.githubusercontent.com/mrc-ide/global-lmic-reports/master/AFG/projections.csv
https://raw.githubusercontent.com/mrc-ide/global-lmic-reports/master/AFG/projections.csv
https://raw.githubusercontent.com/mrc-ide/global-lmic-reports/master/AFG/projections.csv
https://raw.githubusercontent.com/mrc-ide/global-lmic-reports/master/AFG/projections.csv
https://raw.githubusercontent.com/mrc-ide/global-lmic-reports/master/AFG/projections.csv
https://raw.githubusercontent.com/mrc-ide/global-lmic-reports/master/AFG/projections.csv
https://raw.githubusercontent.com/mrc-ide/global-lmic-reports/master/AFG/projections.csv
https://raw.githubusercontent.com/mrc-ide/global-lmic-reports/master/AFG/projections.csv
https://raw.githubusercontent.com/mrc-ide/global-lmic-reports/master/AFG/projections.csv
https://raw.githubusercontent.com/mrc-ide/global-lmic-reports/master/AFG/projections.csv
https://raw.githubusercontent.com/mrc-ide/global-lmic-reports/master/AFG/projections.csv
https://raw.githubusercontent.com/mrc-ide/global-lmic-reports/master/AFG/projections.csv
https://raw.githubusercontent.com/mrc-ide/global-lmic-reports/master/AFG/projections.csv
https://raw.githubusercontent.com/mrc-ide/global-lmic-reports/master/AFG/projections.csv
https://raw.githubusercontent.com/mrc-ide/global-lmic-reports/master/AFG/projections.csv
https://raw.githubusercontent.com/mrc-ide/global-lmic-reports/master/AFG/projections.csv
https://raw.githubusercontent.com/mrc-ide/global-lmic-reports/master/AFG/projections.csv
https://raw.githubusercontent.com/mrc-ide/global-lmic-reports/master/AFG/projections.csv
https://raw.githubusercontent.com/mrc-ide/global-lmic-reports/master/AFG/projections.csv
https://raw.githubusercontent.com/mrc-ide/global-lmic-reports/master/AFG/projections.csv
https://raw.githubusercontent.com/mrc-ide/global-lmic-reports/master/AFG/projections.csv
https://raw.githubusercontent.com/mrc-ide/global-lmic-reports/master/AFG/projections.csv
https://raw.githubusercontent.com/mrc-ide/global-lmic-reports/master/AFG/projections.csv
https://raw.githubusercontent.com/mrc-ide/global-lmic-reports/master/AFG/projections.csv
https://raw.githubusercontent.com/mrc-ide/global-lmic-reports/master/AFG/projections.csv
https://raw.githubusercontent.com/mrc-ide/global-lmic-reports/master/AFG/projections.csv
https://raw.githubusercontent.com/mrc-ide/global-lmic-reports/master/AFG/projections.csv
https://raw.githubusercontent.com/mrc-ide/global-lmic-reports/master/AFG/projections.csv
https://raw.githubusercontent.com/mrc-ide/global-lmic-reports/master/AFG/projections.csv
https://raw.githubusercontent.com/mrc-ide/global-lmic-reports/master/AFG/projections.csv
https://raw.githubusercontent.com/mrc-ide/global-lmic-reports/master/AFG/projections.csv
https://raw.githubusercontent.com/mrc-ide/global-lmic-reports/master/AFG/projections.csv
https://raw.githubusercontent.com/mrc-ide/global-lmic-reports/master/AFG/projections.csv
https://raw.githubusercontent.com/mrc-ide/global-lmic-reports/master/AFG/projections.csv
https://raw.githubusercontent.com/mrc-ide/global-lmic-reports/master/AFG/projections.csv
https://raw.githubusercontent.com/mrc-ide/global-lmic-reports/master/AFG/projections.csv
https://raw.githubusercontent.com/mrc-ide/global-lmic-reports/master/AFG/projections.csv
https://raw.githubusercontent.com/mrc-ide/global-lmic-reports/master/AFG/projections.csv
https://raw.githubusercontent.com/mrc-ide/global-lmic-reports/master/AFG/projections.csv
https://raw.githubusercontent.com/mrc-ide/global-lmic-reports/master/AFG/projections.csv
https://raw.githubusercontent.com/mrc-ide/global-lmic-reports/master/AFG/projections.csv
https://raw.githubusercontent.com/mrc-ide/global-lmic-reports/master/AFG/projections.csv
https://raw.githubusercontent.com/mrc-ide/global-lmic-reports/master/AFG/projections.csv
https://raw.githubusercontent.com/mrc-ide/global-lmic-reports/master/AFG/projections.csv
https://raw.githubusercontent.com/mrc-ide/global-lmic-reports/master/AFG/projections.csv
https://raw.githubusercontent.com/mrc-ide/global-lmic-reports/master/AFG/projections.csv
https://raw.githubusercontent.com/mrc-ide/global-lmic-reports/master/AFG/projections.csv
https://raw.githubusercontent.com/mrc-ide/global-lmic-reports/master/AFG/projections.csv
https://raw.githubusercontent.com/mrc-ide/global-lmic-reports/master/AFG/projections.csv
https://raw.githubusercontent.com/mrc-ide/global-lmic-reports/master/AFG/projections.csv
https://raw.githubusercontent.com/mrc-ide/global-lmic-reports/master/AFG/projections.csv
https://raw.githubusercontent.com/mrc-ide/global-lmic-reports/master/AFG/projections.csv
https://raw.githubusercontent.com/mrc-ide/global-lmic-reports/master/AFG/projections.csv
https://raw.githubusercontent.com/mrc-ide/global-lmic-reports/master/AFG/projections.csv
https://raw.githubusercontent.com/mrc-ide/global-lmic-reports/master/AFG/projections.csv
https://raw.githubusercontent.com/mrc-ide/global-lmic-reports/master/AFG/projections.csv
https://raw.githubusercontent.com/mrc-ide/global-lmic-reports/master/AFG/projections.csv
https://raw.githubusercontent.com/mrc-ide/global-lmic-reports/master/AFG/projections.csv
https://raw.githubusercontent.com/mrc-ide/global-lmic-reports/master/AFG/projections.csv
https://raw.githubusercontent.com/mrc-ide/global-lmic-reports/master/AFG/projections.csv
https://raw.githubusercontent.com/mrc-ide/global-lmic-reports/master/AFG/projections.csv
https://raw.githubusercontent.com/mrc-ide/global-lmic-reports/master/AFG/projections.csv
https://raw.githubusercontent.com/mrc-ide/global-lmic-reports/master/AFG/projections.csv
https://raw.githubusercontent.com/mrc-ide/global-lmic-reports/master/AFG/projections.csv
https://raw.githubusercontent.com/mrc-ide/global-lmic-reports/master/AFG/projections.csv
https://raw.githubusercontent.com/mrc-ide/global-lmic-reports/master/AFG/projections.csv
https://raw.githubusercontent.com/mrc-ide/global-lmic-reports/master/AFG/projections.csv
https://raw.githubusercontent.com/mrc-ide/global-lmic-reports/master/AFG/projections.csv
https://raw.githubusercontent.com/mrc-ide/global-lmic-reports/master/AFG/projections.csv
https://raw.githubusercontent.com/mrc-ide/global-lmic-reports/master/AFG/projections.csv
https://raw.githubusercontent.com/mrc-ide/global-lmic-reports/master/AFG/projections.csv
https://raw.githubusercontent.com/mrc-ide/global-lmic-reports/master/AFG/projections.csv
https://raw.githubusercontent.com/mrc-ide/global-lmic-reports/master/AFG/projections.csv
https://raw.githubusercontent.com/mrc-ide/global-lmic-reports/master/AFG/projections.csv
https://raw.githubusercontent.com/mrc-ide/global-lmic-reports/master/AFG/projections.csv
https://raw.githubusercontent.com/mrc-ide/global-lmic-reports/master/AFG/projections.csv
https://raw.githubusercontent.com/mrc-ide/global-lmic-reports/master/AFG/projections.csv
https://raw.githubusercontent.com/mrc-ide/global-lmic-reports/master/AFG/projections.csv
https://raw.githubusercontent.com/mrc-ide/global-lmic-reports/master/AFG/projections.csv
https://raw.githubusercontent.com/mrc-ide/global-lmic-reports/master/AFG/projections.csv
https://raw.githubusercontent.com/mrc-ide/global-lmic-reports/master/AFG/projections.csv
https://raw.githubusercontent.com/mrc-ide/global-lmic-reports/master/AFG/projections.csv
https://raw.githubusercontent.com/mrc-ide/global-lmic-reports/master/AFG/projections.csv
https://raw.githubusercontent.com/mrc-ide/global-lmic-reports/master/AFG/projections.csv
https://raw.githubusercontent.com/mrc-ide/global-lmic-reports/master/AFG/projections.csv
https://raw.githubusercontent.com/mrc-ide/global-lmic-reports/master/AFG/projections.csv
https://raw.githubusercontent.com/mrc-ide/global-lmic-reports/master/AFG/projections.csv
https://raw.githubusercontent.com/mrc-ide/global-lmic-reports/master/AFG/projections.csv
https://raw.githubusercontent.com/mrc-ide/global-lmic-reports/master/AFG/projections.csv
https://raw.githubusercontent.com/mrc-ide/global-lmic-reports/master/AFG/projections.csv
https://raw.githubusercontent.com/mrc-ide/global-lmic-reports/master/AFG/projections.csv
https://raw.githubusercontent.com/mrc-ide/global-lmic-reports/master/AFG/projections.csv
https://raw.githubusercontent.com/mrc-ide/global-lmic-reports/master/AFG/projections.csv
https://raw.githubusercontent.com/mrc-ide/global-lmic-reports/master/AFG/projections.csv
https://raw.githubusercontent.com/mrc-ide/global-lmic-reports/master/AFG/projections.csv
https://raw.githubusercontent.com/mrc-ide/global-lmic-reports/master/AFG/projections.csv
https://raw.githubusercontent.com/mrc-ide/global-lmic-reports/master/AFG/projections.csv
https://raw.githubusercontent.com/mrc-ide/global-lmic-reports/master/AFG/projections.csv
https://raw.githubusercontent.com/mrc-ide/global-lmic-reports/master/AFG/projections.csv
https://raw.githubusercontent.com/mrc-ide/global-lmic-reports/master/AFG/projections.csv
https://raw.githubusercontent.com/mrc-ide/global-lmic-reports/master/AFG/projections.csv
https://raw.githubusercontent.com/mrc-ide/global-lmic-reports/master/AFG/projections.csv
https://raw.githubusercontent.com/mrc-ide/global-lmic-reports/master/AFG/projections.csv
https://raw.githubusercontent.com/mrc-ide/global-lmic-reports/master/AFG/projections.csv
https://raw.githubusercontent.com/mrc-ide/global-lmic-reports/master/AFG/projections.csv
https://raw.githubusercontent.com/mrc-ide/global-lmic-reports/master/AFG/projections.csv
https://raw.githubusercontent.com/mrc-ide/global-lmic-reports/master/AFG/projections.csv
https://raw.githubusercontent.com/mrc-ide/global-lmic-reports/master/AFG/projections.csv
https://raw.githubusercontent.com/mrc-ide/global-lmic-reports/master/AFG/projections.csv
https://raw.githubusercontent.com/mrc-ide/global-lmic-reports/master/AFG/projections.csv
https://raw.githubusercontent.com/mrc-ide/global-lmic-reports/master/AFG/projections.csv
https://raw.githubusercontent.com/mrc-ide/global-lmic-reports/master/AFG/projections.csv
https://raw.githubusercontent.com/mrc-ide/global-lmic-reports/master/AFG/projections.csv
https://raw.githubusercontent.com/mrc-ide/global-lmic-reports/master/AFG/projections.csv
https://raw.githubusercontent.com/mrc-ide/global-lmic-reports/master/AFG/projections.csv
https://raw.githubusercontent.com/mrc-ide/global-lmic-reports/master/AFG/projections.csv
https://raw.githubusercontent.com/mrc-ide/global-lmic-reports/master/AFG/projections.csv
https://raw.githubusercontent.com/mrc-ide/global-lmic-reports/master/AFG/projections.csv
https://raw.githubusercontent.com/mrc-ide/global-lmic-reports/master/AFG/projections.csv
https://raw.githubusercontent.com/mrc-ide/global-lmic-reports/master/AFG/projections.csv
https://raw.githubusercontent.com/mrc-ide/global-lmic-reports/master/AFG/projections.csv
https://raw.githubusercontent.com/mrc-ide/global-lmic-reports/master/AFG/projections.csv
https://raw.githubusercontent.com/mrc-ide/global-lmic-reports/master/AFG/projections.csv
https://raw.githubusercontent.com/mrc-ide/global-lmic-reports/master/AFG/projections.csv
https://raw.githubusercontent.com/mrc-ide/global-lmic-reports/master/AFG/projections.csv
https://raw.githubusercontent.com/mrc-ide/global-lmic-reports/master/AFG/projections.csv
https://raw.githubusercontent.com/mrc-ide/global-lmic-reports/master/AFG/projections.csv
https://raw.githubusercontent.com/mrc-ide/global-lmic-reports/master/AFG/projections.csv
https://raw.githubusercontent.com/mrc-ide/global-lmic-reports/master/AFG/projections.csv
https://raw.githubusercontent.com/mrc-ide/global-lmic-reports/master/AFG/projections.csv
https://raw.githubusercontent.com/mrc-ide/global-lmic-reports/master/AFG/projections.csv
https://raw.githubusercontent.com/mrc-ide/global-lmic-reports/master/AFG/projections.csv
https://raw.githubusercontent.com/mrc-ide/global-lmic-reports/master/AFG/projections.csv
https://raw.githubusercontent.com/mrc-ide/global-lmic-reports/master/AFG/projections.csv
https://raw.githubusercontent.com/mrc-ide/global-lmic-reports/master/AFG/projections.csv
https://raw.githubusercontent.com/mrc-ide/global-lmic-reports/master/AFG/projections.csv
https://raw.githubusercontent.com/mrc-ide/global-lmic-reports/master/AFG/projections.csv
https://raw.githubusercontent.com/mrc-ide/global-lmic-reports/master/AFG/projections.csv
https://raw.githubusercontent.com/mrc-ide/global-lmic-reports/master/AFG/projections.csv
https://raw.githubusercontent.com/mrc-ide/global-lmic-reports/master/AFG/projections.csv
https://raw.githubusercontent.com/mrc-ide/global-lmic-reports/master/AFG/projections.csv
https://raw.githubusercontent.com/mrc-ide/global-lmic-reports/master/AFG/projections.csv
https://raw.githubusercontent.com/mrc-ide/global-lmic-reports/master/AFG/projections.csv
https://raw.githubusercontent.com/mrc-ide/global-lmic-reports/master/AFG/projections.csv
https://raw.githubusercontent.com/mrc-ide/global-lmic-reports/master/AFG/projections.csv
https://raw.githubusercontent.com/mrc-ide/global-lmic-reports/master/AFG/projections.csv
https://raw.githubusercontent.com/mrc-ide/global-lmic-reports/master/AFG/projections.csv
https://raw.githubusercontent.com/mrc-ide/global-lmic-reports/master/AFG/projections.csv
https://raw.githubusercontent.com/mrc-ide/global-lmic-reports/master/AFG/projections.csv
https://raw.githubusercontent.com/mrc-ide/global-lmic-reports/master/AFG/projections.csv
https://raw.githubusercontent.com/mrc-ide/global-lmic-reports/master/AFG/projections.csv
https://raw.githubusercontent.com/mrc-ide/global-lmic-reports/master/AFG/projections.csv
https://raw.githubusercontent.com/mrc-ide/global-lmic-reports/master/AFG/projections.csv
https://raw.githubusercontent.com/mrc-ide/global-lmic-reports/master/AFG/projections.csv
https://raw.githubusercontent.com/mrc-ide/global-lmic-reports/master/AFG/projections.csv
https://raw.githubusercontent.com/mrc-ide/global-lmic-reports/master/AFG/projections.csv
https://raw.githubusercontent.com/mrc-ide/global-lmic-reports/master/AFG/projections.csv
https://raw.githubusercontent.com/mrc-ide/global-lmic-reports/master/AFG/projections.csv
https://raw.githubusercontent.com/mrc-ide/global-lmic-reports/master/AFG/projections.csv
https://raw.githubusercontent.com/mrc-ide/global-lmic-reports/master/AFG/projections.csv
https://raw.githubusercontent.com/mrc-ide/global-lmic-reports/master/AFG/projections.csv
https://raw.githubusercontent.com/mrc-ide/global-lmic-reports/master/AFG/projections.csv
https://raw.githubusercontent.com/mrc-ide/global-lmic-reports/master/AFG/projections.csv
https://raw.githubusercontent.com/mrc-ide/global-lmic-reports/master/AFG/projections.csv
https://raw.githubusercontent.com/mrc-ide/global-lmic-reports/master/AFG/projections.csv
https://raw.githubusercontent.com/mrc-ide/global-lmic-reports/master/AFG/projections.csv
https://raw.githubusercontent.com/mrc-ide/global-lmic-reports/master/AFG/projections.csv
https://raw.githubusercontent.com/mrc-ide/global-lmic-reports/master/AFG/projections.csv
https://raw.githubusercontent.com/mrc-ide/global-lmic-reports/master/AFG/projections.csv
https://raw.githubusercontent.com/mrc-ide/global-lmic-reports/master/AFG/projections.csv
https://raw.githubusercontent.com/mrc-ide/global-lmic-reports/master/AFG/projections.csv
https://raw.githubusercontent.com/mrc-ide/global-lmic-reports/master/AFG/projections.csv
https://raw.githubusercontent.com/mrc-ide/global-lmic-reports/master/AFG/projections.csv
https://raw.githubusercontent.com/mrc-ide/global-lmic-reports/master/AFG/projections.csv
https://raw.githubusercontent.com/mrc-ide/global-lmic-reports/master/AFG/projections.csv
https://raw.githubusercontent.com/mrc-ide/global-lmic-reports/master/AFG/projections.csv
https://raw.githubusercontent.com/mrc-ide/global-lmic-reports/master/AFG/projections.csv
https://raw.githubusercontent.com/mrc-ide/global-lmic-reports/master/AFG/projections.csv
https://raw.githubusercontent.com/mrc-ide/global-lmic-reports/master/AFG/projections.csv
https://raw.githubusercontent.com/mrc-ide/global-lmic-reports/master/AFG/projections.csv
https://raw.githubusercontent.com/mrc-ide/global-lmic-reports/master/AFG/projections.csv
https://raw.githubusercontent.com/mrc-ide/global-lmic-reports/master/AFG/projections.csv
https://raw.githubusercontent.com/mrc-ide/global-lmic-reports/master/AFG/projections.csv
https://raw.githubusercontent.com/mrc-ide/global-lmic-reports/master/AFG/projections.csv
https://raw.githubusercontent.com/mrc-ide/global-lmic-reports/master/AFG/projections.csv
https://raw.githubusercontent.com/mrc-ide/global-lmic-reports/master/AFG/projections.csv
https://raw.githubusercontent.com/mrc-ide/global-lmic-reports/master/AFG/projections.csv
https://raw.githubusercontent.com/mrc-ide/global-lmic-reports/master/AFG/projections.csv
https://raw.githubusercontent.com/mrc-ide/global-lmic-reports/master/AFG/projections.csv
https://raw.githubusercontent.com/mrc-ide/global-lmic-reports/master/AFG/projections.csv
https://raw.githubusercontent.com/mrc-ide/global-lmic-reports/master/AFG/projections.csv
https://raw.githubusercontent.com/mrc-ide/global-lmic-reports/master/AFG/projections.csv
https://raw.githubusercontent.com/mrc-ide/global-lmic-reports/master/AFG/projections.csv
https://raw.githubusercontent.com/mrc-ide/global-lmic-reports/master/AFG/projections.csv
https://raw.githubusercontent.com/mrc-ide/global-lmic-reports/master/AFG/projections.csv
https://raw.githubusercontent.com/mrc-ide/global-lmic-reports/master/AFG/projections.csv
https://raw.githubusercontent.com/mrc-ide/global-lmic-reports/master/AFG/projections.csv
https://raw.githubusercontent.com/mrc-ide/global-lmic-reports/master/AFG/projections.csv
https://raw.githubusercontent.com/mrc-ide/global-lmic-reports/master/AFG/projections.csv
https://raw.githubusercontent.com/mrc-ide/global-lmic-reports/master/AFG/projections.csv
https://raw.githubusercontent.com/mrc-ide/global-lmic-reports/master/AFG/projections.csv
https://raw.githubusercontent.com/mrc-ide/global-lmic-reports/master/AFG/projections.csv
https://raw.githubusercontent.com/mrc-ide/global-lmic-reports/master/AFG/projections.csv
https://raw.githubusercontent.com/mrc-ide/global-lmic-reports/master/AFG/projections.csv
https://raw.githubusercontent.com/mrc-ide/global-lmic-reports/master/AFG/projections.csv
https://raw.githubusercontent.com/mrc-ide/global-lmic-reports/master/AFG/projections.csv
https://raw.githubusercontent.com/mrc-ide/global-lmic-reports/master/AFG/projections.csv
https://raw.githubusercontent.com/mrc-ide/global-lmic-reports/master/AFG/projections.csv
https://raw.githubusercontent.com/mrc-ide/global-lmic-reports/master/AFG/projections.csv
https://raw.githubusercontent.com/mrc-ide/global-lmic-reports/master/AFG/projections.csv
https://raw.githubusercontent.com/mrc-ide/global-lmic-reports/master/AFG/projections.csv
https://raw.githubusercontent.com/mrc-ide/global-lmic-reports/master/AFG/projections.csv
https://raw.githubusercontent.com/mrc-ide/global-lmic-reports/master/AFG/projections.csv
https://raw.githubusercontent.com/mrc-ide/global-lmic-reports/master/AFG/projections.csv
https://raw.githubusercontent.com/mrc-ide/global-lmic-reports/master/AFG/projections.csv
https://raw.githubusercontent.com/mrc-ide/global-lmic-reports/master/AFG/projections.csv
https://raw.githubusercontent.com/mrc-ide/global-lmic-reports/master/AFG/projections.csv
https://raw.githubusercontent.com/mrc-ide/global-lmic-reports/master/AFG/projections.csv
https://raw.githubusercontent.com/mrc-ide/global-lmic-reports/master/AFG/projections.csv
https://raw.githubusercontent.com/mrc-ide/global-lmic-reports/master/AFG/projections.csv
https://raw.githubusercontent.com/mrc-ide/global-lmic-reports/master/AFG/projections.csv
https://raw.githubusercontent.com/mrc-ide/global-lmic-reports/master/AFG/projections.csv
https://raw.githubusercontent.com/mrc-ide/global-lmic-reports/master/AFG/projections.csv
https://raw.githubusercontent.com/mrc-ide/global-lmic-reports/master/AFG/projections.csv
https://raw.githubusercontent.com/mrc-ide/global-lmic-reports/master/AFG/projections.csv
https://raw.githubusercontent.com/mrc-ide/global-lmic-reports/master/AFG/projections.csv
https://raw.githubusercontent.com/mrc-ide/global-lmic-reports/master/AFG/projections.csv
https://raw.githubusercontent.com/mrc-ide/global-lmic-reports/master/AFG/projections.csv
https://raw.githubusercontent.com/mrc-ide/global-lmic-reports/master/AFG/projections.csv
https://raw.githubusercontent.com/mrc-ide/global-lmic-reports/master/AFG/projections.csv
https://raw.githubusercontent.com/mrc-ide/global-lmic-reports/master/AFG/projections.csv
https://raw.githubusercontent.com/mrc-ide/global-lmic-reports/master/AFG/projections.csv
https://raw.githubusercontent.com/mrc-ide/global-lmic-reports/master/AFG/projections.csv
https://raw.githubusercontent.com/mrc-ide/global-lmic-reports/master/AFG/projections.csv
https://raw.githubusercontent.com/mrc-ide/global-lmic-reports/master/AFG/projections.csv
https://raw.githubusercontent.com/mrc-ide/global-lmic-reports/master/AFG/projections.csv
https://raw.githubusercontent.com/mrc-ide/global-lmic-reports/master/AFG/projections.csv
https://raw.githubusercontent.com/mrc-ide/global-lmic-reports/master/AFG/projections.csv
https://raw.githubusercontent.com/mrc-ide/global-lmic-reports/master/AFG/projections.csv
https://raw.githubusercontent.com/mrc-ide/global-lmic-reports/master/AFG/projections.csv
https://raw.githubusercontent.com/mrc-ide/global-lmic-reports/master/AFG/projections.csv
https://raw.githubusercontent.com/mrc-ide/global-lmic-reports/master/AFG/projections.csv
https://raw.githubusercontent.com/mrc-ide/global-lmic-reports/master/AFG/projections.csv
https://raw.githubusercontent.com/mrc-ide/global-lmic-reports/master/AFG/projections.csv
https://raw.githubusercontent.com/mrc-ide/global-lmic-reports/master/AFG/projections.csv
https://raw.githubusercontent.com/mrc-ide/global-lmic-reports/master/AFG/projections.csv
https://raw.githubusercontent.com/mrc-ide/global-lmic-reports/master/AFG/projections.csv
https://raw.githubusercontent.com/mrc-ide/global-lmic-reports/master/AFG/projections.csv
https://raw.githubusercontent.com/mrc-ide/global-lmic-reports/master/AFG/projections.csv
https://raw.githubusercontent.com/mrc-ide/global-lmic-reports/master/AFG/projections.csv
https://raw.githubusercontent.com/mrc-ide/global-lmic-reports/master/AFG/projections.csv
https://raw.githubusercontent.com/mrc-ide/global-lmic-reports/master/AFG/projections.csv
https://raw.githubusercontent.com/mrc-ide/global-lmic-reports/master/AFG/projections.csv
https://raw.githubusercontent.com/mrc-ide/global-lmic-reports/master/AFG/projections.csv
https://raw.githubusercontent.com/mrc-ide/global-lmic-reports/master/AFG/projections.csv
https://raw.githubusercontent.com/mrc-ide/global-lmic-reports/master/AFG/projections.csv
https://raw.githubusercontent.com/mrc-ide/global-lmic-reports/master/AFG/projections.csv
https://raw.githubusercontent.com/mrc-ide/global-lmic-reports/master/AFG/projections.csv
https://raw.githubusercontent.com/mrc-ide/global-lmic-reports/master/AFG/projections.csv
https://raw.githubusercontent.com/mrc-ide/global-lmic-reports/master/AFG/projections.csv
https://raw.githubusercontent.com/mrc-ide/global-lmic-reports/master/AFG/projections.csv
https://raw.githubusercontent.com/mrc-ide/global-lmic-reports/master/AFG/projections.csv
https://raw.githubusercontent.com/mrc-ide/global-lmic-reports/master/AFG/projections.csv
https://raw.githubusercontent.com/mrc-ide/global-lmic-reports/master/AFG/projections.csv
https://raw.githubusercontent.com/mrc-ide/global-lmic-reports/master/AFG/projections.csv
https://raw.githubusercontent.com/mrc-ide/global-lmic-reports/master/AFG/projections.csv
https://raw.githubusercontent.com/mrc-ide/global-lmic-reports/master/AFG/projections.csv
https://raw.githubusercontent.com/mrc-ide/global-lmic-reports/master/AFG/projections.csv
https://raw.githubusercontent.com/mrc-ide/global-lmic-reports/master/AFG/projections.csv
https://raw.githubusercontent.com/mrc-ide/global-lmic-reports/master/AFG/projections.csv
https://raw.githubusercontent.com/mrc-ide/global-lmic-reports/master/AFG/projections.csv
https://raw.githubusercontent.com/mrc-ide/global-lmic-reports/master/AFG/projections.csv
https://raw.githubusercontent.com/mrc-ide/global-lmic-reports/master/AFG/projections.csv
https://raw.githubusercontent.com/mrc-ide/global-lmic-reports/master/AFG/projections.csv
https://raw.githubusercontent.com/mrc-ide/global-lmic-reports/master/AFG/projections.csv
https://raw.githubusercontent.com/mrc-ide/global-lmic-reports/master/AFG/projections.csv
https://raw.githubusercontent.com/mrc-ide/global-lmic-reports/master/AFG/projections.csv
https://raw.githubusercontent.com/mrc-ide/global-lmic-reports/master/AFG/projections.csv
https://raw.githubusercontent.com/mrc-ide/global-lmic-reports/master/AFG/projections.csv
https://raw.githubusercontent.com/mrc-ide/global-lmic-reports/master/AFG/projections.csv
https://raw.githubusercontent.com/mrc-ide/global-lmic-reports/master/AFG/projections.csv
https://raw.githubusercontent.com/mrc-ide/global-lmic-reports/master/AFG/projections.csv
https://raw.githubusercontent.com/mrc-ide/global-lmic-reports/master/AFG/projections.csv
https://raw.githubusercontent.com/mrc-ide/global-lmic-reports/master/AFG/projections.csv
https://raw.githubusercontent.com/mrc-ide/global-lmic-reports/master/AFG/projections.csv
https://raw.githubusercontent.com/mrc-ide/global-lmic-reports/master/AFG/projections.csv
https://raw.githubusercontent.com/mrc-ide/global-lmic-reports/master/AFG/projections.csv
https://raw.githubusercontent.com/mrc-ide/global-lmic-reports/master/AFG/projections.csv
https://raw.githubusercontent.com/mrc-ide/global-lmic-reports/master/AFG/projections.csv
https://raw.githubusercontent.com/mrc-ide/global-lmic-reports/master/AFG/projections.csv
https://raw.githubusercontent.com/mrc-ide/global-lmic-reports/master/AFG/projections.csv
https://raw.githubusercontent.com/mrc-ide/global-lmic-reports/master/AFG/projections.csv
https://raw.githubusercontent.com/mrc-ide/global-lmic-reports/master/AFG/projections.csv
https://raw.githubusercontent.com/mrc-ide/global-lmic-reports/master/AFG/projections.csv
https://raw.githubusercontent.com/mrc-ide/global-lmic-reports/master/AFG/projections.csv
https://raw.githubusercontent.com/mrc-ide/global-lmic-reports/master/AFG/projections.csv
https://raw.githubusercontent.com/mrc-ide/global-lmic-reports/master/AFG/projections.csv
https://raw.githubusercontent.com/mrc-ide/global-lmic-reports/master/AFG/projections.csv
https://raw.githubusercontent.com/mrc-ide/global-lmic-reports/master/AFG/projections.csv
https://raw.githubusercontent.com/mrc-ide/global-lmic-reports/master/AFG/projections.csv
https://raw.githubusercontent.com/mrc-ide/global-lmic-reports/master/AFG/projections.csv
https://raw.githubusercontent.com/mrc-ide/global-lmic-reports/master/AFG/projections.csv
https://raw.githubusercontent.com/mrc-ide/global-lmic-reports/master/AFG/projections.csv
https://raw.githubusercontent.com/mrc-ide/global-lmic-reports/master/AFG/projections.csv
https://raw.githubusercontent.com/mrc-ide/global-lmic-reports/master/AFG/projections.csv
https://raw.githubusercontent.com/mrc-ide/global-lmic-reports/master/AFG/projections.csv
https://raw.githubusercontent.com/mrc-ide/global-lmic-reports/master/AFG/projections.csv
https://raw.githubusercontent.com/mrc-ide/global-lmic-reports/master/AFG/projections.csv
https://raw.githubusercontent.com/mrc-ide/global-lmic-reports/master/AFG/projections.csv
https://raw.githubusercontent.com/mrc-ide/global-lmic-reports/master/AFG/projections.csv
https://raw.githubusercontent.com/mrc-ide/global-lmic-reports/master/AFG/projections.csv
https://raw.githubusercontent.com/mrc-ide/global-lmic-reports/master/AFG/projections.csv
https://raw.githubusercontent.com/mrc-ide/global-lmic-reports/master/AFG/projections.csv
https://raw.githubusercontent.com/mrc-ide/global-lmic-reports/master/AFG/projections.csv
https://raw.githubusercontent.com/mrc-ide/global-lmic-reports/master/AFG/projections.csv
https://raw.githubusercontent.com/mrc-ide/global-lmic-reports/master/AFG/projections.csv
https://raw.githubusercontent.com/mrc-ide/global-lmic-reports/master/AFG/projections.csv
https://raw.githubusercontent.com/mrc-ide/global-lmic-reports/master/AFG/projections.csv
https://raw.githubusercontent.com/mrc-ide/global-lmic-reports/master/AFG/projections.csv
https://raw.githubusercontent.com/mrc-ide/global-lmic-reports/master/AFG/projections.csv
https://raw.githubusercontent.com/mrc-ide/global-lmic-reports/master/AFG/projections.csv
https://raw.githubusercontent.com/mrc-ide/global-lmic-reports/master/AFG/projections.csv
https://raw.githubusercontent.com/mrc-ide/global-lmic-reports/master/AFG/projections.csv
https://raw.githubusercontent.com/mrc-ide/global-lmic-reports/master/AFG/projections.csv
https://raw.githubusercontent.com/mrc-ide/global-lmic-reports/master/AFG/projections.csv
https://raw.githubusercontent.com/mrc-ide/global-lmic-reports/master/AFG/projections.csv
https://raw.githubusercontent.com/mrc-ide/global-lmic-reports/master/AFG/projections.csv
https://raw.githubusercontent.com/mrc-ide/global-lmic-reports/master/AFG/projections.csv
https://raw.githubusercontent.com/mrc-ide/global-lmic-reports/master/AFG/projections.csv
https://raw.githubusercontent.com/mrc-ide/global-lmic-reports/master/AFG/projections.csv
https://raw.githubusercontent.com/mrc-ide/global-lmic-reports/master/AFG/projections.csv
https://raw.githubusercontent.com/mrc-ide/global-lmic-reports/master/AFG/projections.csv
https://raw.githubusercontent.com/mrc-ide/global-lmic-reports/master/AFG/projections.csv
https://raw.githubusercontent.com/mrc-ide/global-lmic-reports/master/AFG/projections.csv
https://raw.githubusercontent.com/mrc-ide/global-lmic-reports/master/AFG/projections.csv
https://raw.githubusercontent.com/mrc-ide/global-lmic-reports/master/AFG/projections.csv
https://raw.githubusercontent.com/mrc-ide/global-lmic-reports/master/AFG/projections.csv
https://raw.githubusercontent.com/mrc-ide/global-lmic-reports/master/AFG/projections.csv
https://raw.githubusercontent.com/mrc-ide/global-lmic-reports/master/AFG/projections.csv
https://raw.githubusercontent.com/mrc-ide/global-lmic-reports/master/AFG/projections.csv
https://raw.githubusercontent.com/mrc-ide/global-lmic-reports/master/AFG/projections.csv
https://raw.githubusercontent.com/mrc-ide/global-lmic-reports/master/AFG/projections.csv
https://raw.githubusercontent.com/mrc-ide/global-lmic-reports/master/AFG/projections.csv
https://raw.githubusercontent.com/mrc-ide/global-lmic-reports/master/AFG/projections.csv
https://raw.githubusercontent.com/mrc-ide/global-lmic-reports/master/AFG/projections.csv
https://raw.githubusercontent.com/mrc-ide/global-lmic-reports/master/AFG/projections.csv
https://raw.githubusercontent.com/mrc-ide/global-lmic-reports/master/AFG/projections.csv
https://raw.githubusercontent.com/mrc-ide/global-lmic-reports/master/AFG/projections.csv
https://raw.githubusercontent.com/mrc-ide/global-lmic-reports/master/AFG/projections.csv
https://raw.githubusercontent.com/mrc-ide/global-lmic-reports/master/AFG/projections.csv
https://raw.githubusercontent.com/mrc-ide/global-lmic-reports/master/AFG/projections.csv
https://raw.githubusercontent.com/mrc-ide/global-lmic-reports/master/AFG/projections.csv
https://raw.githubusercontent.com/mrc-ide/global-lmic-reports/master/AFG/projections.csv
https://raw.githubusercontent.com/mrc-ide/global-lmic-reports/master/AFG/projections.csv
https://raw.githubusercontent.com/mrc-ide/global-lmic-reports/master/AFG/projections.csv
https://raw.githubusercontent.com/mrc-ide/global-lmic-reports/master/AFG/projections.csv
https://raw.githubusercontent.com/mrc-ide/global-lmic-reports/master/AFG/projections.csv
https://raw.githubusercontent.com/mrc-ide/global-lmic-reports/master/AFG/projections.csv
https://raw.githubusercontent.com/mrc-ide/global-lmic-reports/master/AFG/projections.csv
https://raw.githubusercontent.com/mrc-ide/global-lmic-reports/master/AFG/projections.csv
https://raw.githubusercontent.com/mrc-ide/global-lmic-reports/master/AFG/projections.csv
https://raw.githubusercontent.com/mrc-ide/global-lmic-reports/master/AFG/projections.csv
https://raw.githubusercontent.com/mrc-ide/global-lmic-reports/master/AFG/projections.csv
https://raw.githubusercontent.com/mrc-ide/global-lmic-reports/master/AFG/projections.csv
https://raw.githubusercontent.com/mrc-ide/global-lmic-reports/master/AFG/projections.csv
https://raw.githubusercontent.com/mrc-ide/global-lmic-reports/master/AFG/projections.csv
https://raw.githubusercontent.com/mrc-ide/global-lmic-reports/master/AFG/projections.csv
https://raw.githubusercontent.com/mrc-ide/global-lmic-reports/master/AFG/projections.csv
https://raw.githubusercontent.com/mrc-ide/global-lmic-reports/master/AFG/projections.csv
https://raw.githubusercontent.com/mrc-ide/global-lmic-reports/master/AFG/projections.csv
https://raw.githubusercontent.com/mrc-ide/global-lmic-reports/master/AFG/projections.csv
https://raw.githubusercontent.com/mrc-ide/global-lmic-reports/master/AFG/projections.csv
https://raw.githubusercontent.com/mrc-ide/global-lmic-reports/master/AFG/projections.csv
https://raw.githubusercontent.com/mrc-ide/global-lmic-reports/master/AFG/projections.csv
https://raw.githubusercontent.com/mrc-ide/global-lmic-reports/master/AFG/projections.csv
https://raw.githubusercontent.com/mrc-ide/global-lmic-reports/master/AFG/projections.csv
https://raw.githubusercontent.com/mrc-ide/global-lmic-reports/master/AFG/projections.csv
https://raw.githubusercontent.com/mrc-ide/global-lmic-reports/master/AFG/projections.csv
https://raw.githubusercontent.com/mrc-ide/global-lmic-reports/master/AFG/projections.csv
https://raw.githubusercontent.com/mrc-ide/global-lmic-reports/master/AFG/projections.csv
https://raw.githubusercontent.com/mrc-ide/global-lmic-reports/master/AFG/projections.csv
https://raw.githubusercontent.com/mrc-ide/global-lmic-reports/master/AFG/projections.csv
https://raw.githubusercontent.com/mrc-ide/global-lmic-reports/master/AFG/projections.csv
https://raw.githubusercontent.com/mrc-ide/global-lmic-reports/master/AFG/projections.csv
https://raw.githubusercontent.com/mrc-ide/global-lmic-reports/master/AFG/projections.csv
https://raw.githubusercontent.com/mrc-ide/global-lmic-reports/master/AFG/projections.csv
https://raw.githubusercontent.com/mrc-ide/global-lmic-reports/master/AFG/projections.csv
https://raw.githubusercontent.com/mrc-ide/global-lmic-reports/master/AFG/projections.csv
https://raw.githubusercontent.com/mrc-ide/global-lmic-reports/master/AFG/projections.csv
https://raw.githubusercontent.com/mrc-ide/global-lmic-reports/master/AFG/projections.csv
https://raw.githubusercontent.com/mrc-ide/global-lmic-reports/master/AFG/projections.csv
https://raw.githubusercontent.com/mrc-ide/global-lmic-reports/master/AFG/projections.csv
https://raw.githubusercontent.com/mrc-ide/global-lmic-reports/master/AFG/projections.csv
https://raw.githubusercontent.com/mrc-ide/global-lmic-reports/master/AFG/projections.csv
https://raw.githubusercontent.com/mrc-ide/global-lmic-reports/master/AFG/projections.csv
https://raw.githubusercontent.com/mrc-ide/global-lmic-reports/master/AFG/projections.csv
https://raw.githubusercontent.com/mrc-ide/global-lmic-reports/master/AFG/projections.csv
https://raw.githubusercontent.com/mrc-ide/global-lmic-reports/master/AFG/projections.csv
https://raw.githubusercontent.com/mrc-ide/global-lmic-reports/master/AFG/projections.csv
https://raw.githubusercontent.com/mrc-ide/global-lmic-reports/master/AFG/projections.csv
https://raw.githubusercontent.com/mrc-ide/global-lmic-reports/master/AFG/projections.csv
https://raw.githubusercontent.com/mrc-ide/global-lmic-reports/master/AFG/projections.csv
https://raw.githubusercontent.com/mrc-ide/global-lmic-reports/master/AFG/projections.csv
https://raw.githubusercontent.com/mrc-ide/global-lmic-reports/master/AFG/projections.csv
https://raw.githubusercontent.com/mrc-ide/global-lmic-reports/master/AFG/projections.csv
https://raw.githubusercontent.com/mrc-ide/global-lmic-reports/master/AFG/projections.csv
https://raw.githubusercontent.com/mrc-ide/global-lmic-reports/master/AFG/projections.csv
https://raw.githubusercontent.com/mrc-ide/global-lmic-reports/master/AFG/projections.csv
https://raw.githubusercontent.com/mrc-ide/global-lmic-reports/master/AFG/projections.csv
https://raw.githubusercontent.com/mrc-ide/global-lmic-reports/master/AFG/projections.csv
https://raw.githubusercontent.com/mrc-ide/global-lmic-reports/master/AFG/projections.csv
https://raw.githubusercontent.com/mrc-ide/global-lmic-reports/master/AFG/projections.csv
https://raw.githubusercontent.com/mrc-ide/global-lmic-reports/master/AFG/projections.csv
https://raw.githubusercontent.com/mrc-ide/global-lmic-reports/master/AFG/projections.csv
https://raw.githubusercontent.com/mrc-ide/global-lmic-reports/master/AFG/projections.csv
https://raw.githubusercontent.com/mrc-ide/global-lmic-reports/master/AFG/projections.csv
https://raw.githubusercontent.com/mrc-ide/global-lmic-reports/master/AFG/projections.csv
https://raw.githubusercontent.com/mrc-ide/global-lmic-reports/master/AFG/projections.csv
https://raw.githubusercontent.com/mrc-ide/global-lmic-reports/master/AFG/projections.csv
https://raw.githubusercontent.com/mrc-ide/global-lmic-reports/master/AFG/projections.csv
https://raw.githubusercontent.com/mrc-ide/global-lmic-reports/master/AFG/projections.csv
https://raw.githubusercontent.com/mrc-ide/global-lmic-reports/master/AFG/projections.csv
https://raw.githubusercontent.com/mrc-ide/global-lmic-reports/master/AFG/projections.csv
https://raw.githubusercontent.com/mrc-ide/global-lmic-reports/master/AFG/projections.csv
https://raw.githubusercontent.com/mrc-ide/global-lmic-reports/master/AFG/projections.csv
https://raw.githubusercontent.com/mrc-ide/global-lmic-reports/master/AFG/projections.csv
https://raw.githubusercontent.com/mrc-ide/global-lmic-reports/master/AFG/projections.csv
https://raw.githubusercontent.com/mrc-ide/global-lmic-reports/master/AFG/projections.csv
https://raw.githubusercontent.com/mrc-ide/global-lmic-reports/master/AFG/projections.csv
https://raw.githubusercontent.com/mrc-ide/global-lmic-reports/master/AFG/projections.csv
https://raw.githubusercontent.com/mrc-ide/global-lmic-reports/master/AFG/projections.csv
https://raw.githubusercontent.com/mrc-ide/global-lmic-reports/master/AFG/projections.csv
https://raw.githubusercontent.com/mrc-ide/global-lmic-reports/master/AFG/projections.csv
https://raw.githubusercontent.com/mrc-ide/global-lmic-reports/master/AFG/projections.csv
https://raw.githubusercontent.com/mrc-ide/global-lmic-reports/master/AFG/projections.csv
https://raw.githubusercontent.com/mrc-ide/global-lmic-reports/master/AFG/projections.csv
https://raw.githubusercontent.com/mrc-ide/global-lmic-reports/master/AFG/projections.csv
https://raw.githubusercontent.com/mrc-ide/global-lmic-reports/master/AFG/projections.csv
https://raw.githubusercontent.com/mrc-ide/global-lmic-reports/master/AFG/projections.csv
https://raw.githubusercontent.com/mrc-ide/global-lmic-reports/master/AFG/projections.csv
https://raw.githubusercontent.com/mrc-ide/global-lmic-reports/master/AFG/projections.csv
https://raw.githubusercontent.com/mrc-ide/global-lmic-reports/master/AFG/projections.csv
https://raw.githubusercontent.com/mrc-ide/global-lmic-reports/master/AFG/projections.csv
https://raw.githubusercontent.com/mrc-ide/global-lmic-reports/master/AFG/projections.csv
https://raw.githubusercontent.com/mrc-ide/global-lmic-reports/master/AFG/projections.csv
https://raw.githubusercontent.com/mrc-ide/global-lmic-reports/master/AFG/projections.csv
https://raw.githubusercontent.com/mrc-ide/global-lmic-reports/master/AFG/projections.csv
https://raw.githubusercontent.com/mrc-ide/global-lmic-reports/master/AFG/projections.csv
https://raw.githubusercontent.com/mrc-ide/global-lmic-reports/master/AFG/projections.csv
https://raw.githubusercontent.com/mrc-ide/global-lmic-reports/master/AFG/projections.csv
https://raw.githubusercontent.com/mrc-ide/global-lmic-reports/master/AFG/projections.csv
https://raw.githubusercontent.com/mrc-ide/global-lmic-reports/master/AFG/projections.csv
https://raw.githubusercontent.com/mrc-ide/global-lmic-reports/master/AFG/projections.csv
https://raw.githubusercontent.com/mrc-ide/global-lmic-reports/master/AFG/projections.csv
https://raw.githubusercontent.com/mrc-ide/global-lmic-reports/master/AFG/projections.csv
https://raw.githubusercontent.com/mrc-ide/global-lmic-reports/master/AFG/projections.csv
https://raw.githubusercontent.com/mrc-ide/global-lmic-reports/master/AFG/projections.csv
https://raw.githubusercontent.com/mrc-ide/global-lmic-reports/master/AFG/projections.csv
https://raw.githubusercontent.com/mrc-ide/global-lmic-reports/master/AFG/projections.csv
https://raw.githubusercontent.com/mrc-ide/global-lmic-reports/master/AFG/projections.csv
https://raw.githubusercontent.com/mrc-ide/global-lmic-reports/master/AFG/projections.csv
https://raw.githubusercontent.com/mrc-ide/global-lmic-reports/master/AFG/projections.csv
https://raw.githubusercontent.com/mrc-ide/global-lmic-reports/master/AFG/projections.csv
https://raw.githubusercontent.com/mrc-ide/global-lmic-reports/master/AFG/projections.csv
https://raw.githubusercontent.com/mrc-ide/global-lmic-reports/master/AFG/projections.csv
https://raw.githubusercontent.com/mrc-ide/global-lmic-reports/master/AFG/projections.csv
https://raw.githubusercontent.com/mrc-ide/global-lmic-reports/master/AFG/projections.csv
https://raw.githubusercontent.com/mrc-ide/global-lmic-reports/master/AFG/projections.csv
https://raw.githubusercontent.com/mrc-ide/global-lmic-reports/master/AFG/projections.csv
https://raw.githubusercontent.com/mrc-ide/global-lmic-reports/master/AFG/projections.csv
https://raw.githubusercontent.com/mrc-ide/global-lmic-reports/master/AFG/projections.csv
https://raw.githubusercontent.com/mrc-ide/global-lmic-reports/master/AFG/projections.csv
https://raw.githubusercontent.com/mrc-ide/global-lmic-reports/master/AFG/projections.csv
https://raw.githubusercontent.com/mrc-ide/global-lmic-reports/master/AFG/projections.csv
https://raw.githubusercontent.com/mrc-ide/global-lmic-reports/master/AFG/projections.csv
https://raw.githubusercontent.com/mrc-ide/global-lmic-reports/master/AFG/projections.csv
https://raw.githubusercontent.com/mrc-ide/global-lmic-reports/master/AFG/projections.csv
https://raw.githubusercontent.com/mrc-ide/global-lmic-reports/master/AFG/projections.csv
https://raw.githubusercontent.com/mrc-ide/global-lmic-reports/master/AFG/projections.csv
https://raw.githubusercontent.com/mrc-ide/global-lmic-reports/master/AFG/projections.csv
https://raw.githubusercontent.com/mrc-ide/global-lmic-reports/master/AFG/projections.csv
https://raw.githubusercontent.com/mrc-ide/global-lmic-reports/master/AFG/projections.csv
https://raw.githubusercontent.com/mrc-ide/global-lmic-reports/master/AFG/projections.csv
https://raw.githubusercontent.com/mrc-ide/global-lmic-reports/master/AFG/projections.csv
https://raw.githubusercontent.com/mrc-ide/global-lmic-reports/master/AFG/projections.csv
https://raw.githubusercontent.com/mrc-ide/global-lmic-reports/master/AFG/projections.csv
https://raw.githubusercontent.com/mrc-ide/global-lmic-reports/master/AFG/projections.csv
https://raw.githubusercontent.com/mrc-ide/global-lmic-reports/master/AFG/projections.csv
https://raw.githubusercontent.com/mrc-ide/global-lmic-reports/master/AFG/projections.csv
https://raw.githubusercontent.com/mrc-ide/global-lmic-reports/master/AFG/projections.csv
https://raw.githubusercontent.com/mrc-ide/global-lmic-reports/master/AFG/projections.csv
https://raw.githubusercontent.com/mrc-ide/global-lmic-reports/master/AFG/projections.csv
https://raw.githubusercontent.com/mrc-ide/global-lmic-reports/master/AFG/projections.csv
https://raw.githubusercontent.com/mrc-ide/global-lmic-reports/master/AFG/projections.csv
https://raw.githubusercontent.com/mrc-ide/global-lmic-reports/master/AFG/projections.csv
https://raw.githubusercontent.com/mrc-ide/global-lmic-reports/master/AFG/projections.csv
https://raw.githubusercontent.com/mrc-ide/global-lmic-reports/master/AFG/projections.csv
https://raw.githubusercontent.com/mrc-ide/global-lmic-reports/master/AFG/projections.csv
https://raw.githubusercontent.com/mrc-ide/global-lmic-reports/master/AFG/projections.csv
https://raw.githubusercontent.com/mrc-ide/global-lmic-reports/master/AFG/projections.csv
https://raw.githubusercontent.com/mrc-ide/global-lmic-reports/master/AFG/projections.csv
https://raw.githubusercontent.com/mrc-ide/global-lmic-reports/master/AFG/projections.csv
https://raw.githubusercontent.com/mrc-ide/global-lmic-reports/master/AFG/projections.csv
https://raw.githubusercontent.com/mrc-ide/global-lmic-reports/master/AFG/projections.csv
https://raw.githubusercontent.com/mrc-ide/global-lmic-reports/master/AFG/projections.csv
https://raw.githubusercontent.com/mrc-ide/global-lmic-reports/master/AFG/projections.csv
https://raw.githubusercontent.com/mrc-ide/global-lmic-reports/master/AFG/projections.csv
https://raw.githubusercontent.com/mrc-ide/global-lmic-reports/master/AFG/projections.csv
https://raw.githubusercontent.com/mrc-ide/global-lmic-reports/master/AFG/projections.csv
https://raw.githubusercontent.com/mrc-ide/global-lmic-reports/master/AFG/projections.csv
https://raw.githubusercontent.com/mrc-ide/global-lmic-reports/master/AFG/projections.csv
https://raw.githubusercontent.com/mrc-ide/global-lmic-reports/master/AFG/projections.csv
https://raw.githubusercontent.com/mrc-ide/global-lmic-reports/master/AFG/projections.csv
https://raw.githubusercontent.com/mrc-ide/global-lmic-reports/master/AFG/projections.csv
https://raw.githubusercontent.com/mrc-ide/global-lmic-reports/master/AFG/projections.csv
https://raw.githubusercontent.com/mrc-ide/global-lmic-reports/master/AFG/projections.csv
https://raw.githubusercontent.com/mrc-ide/global-lmic-reports/master/AFG/projections.csv
https://raw.githubusercontent.com/mrc-ide/global-lmic-reports/master/AFG/projections.csv
https://raw.githubusercontent.com/mrc-ide/global-lmic-reports/master/AFG/projections.csv
https://raw.githubusercontent.com/mrc-ide/global-lmic-reports/master/AFG/projections.csv
https://raw.githubusercontent.com/mrc-ide/global-lmic-reports/master/AFG/projections.csv
https://raw.githubusercontent.com/mrc-ide/global-lmic-reports/master/AFG/projections.csv
https://raw.githubusercontent.com/mrc-ide/global-lmic-reports/master/AFG/projections.csv
https://raw.githubusercontent.com/mrc-ide/global-lmic-reports/master/AFG/projections.csv
https://raw.githubusercontent.com/mrc-ide/global-lmic-reports/master/AFG/projections.csv
https://raw.githubusercontent.com/mrc-ide/global-lmic-reports/master/AFG/projections.csv
https://raw.githubusercontent.com/mrc-ide/global-lmic-reports/master/AFG/projections.csv
https://raw.githubusercontent.com/mrc-ide/global-lmic-reports/master/AFG/projections.csv
https://raw.githubusercontent.com/mrc-ide/global-lmic-reports/master/AFG/projections.csv
https://raw.githubusercontent.com/mrc-ide/global-lmic-reports/master/AFG/projections.csv
https://raw.githubusercontent.com/mrc-ide/global-lmic-reports/master/AFG/projections.csv
https://raw.githubusercontent.com/mrc-ide/global-lmic-reports/master/AFG/projections.csv
https://raw.githubusercontent.com/mrc-ide/global-lmic-reports/master/AFG/projections.csv
https://raw.githubusercontent.com/mrc-ide/global-lmic-reports/master/AFG/projections.csv
https://raw.githubusercontent.com/mrc-ide/global-lmic-reports/master/AFG/projections.csv
https://raw.githubusercontent.com/mrc-ide/global-lmic-reports/master/AFG/projections.csv
https://raw.githubusercontent.com/mrc-ide/global-lmic-reports/master/AFG/projections.csv
https://raw.githubusercontent.com/mrc-ide/global-lmic-reports/master/AFG/projections.csv
https://raw.githubusercontent.com/mrc-ide/global-lmic-reports/master/AFG/projections.csv
https://raw.githubusercontent.com/mrc-ide/global-lmic-reports/master/AFG/projections.csv
https://raw.githubusercontent.com/mrc-ide/global-lmic-reports/master/AFG/projections.csv
https://raw.githubusercontent.com/mrc-ide/global-lmic-reports/master/AFG/projections.csv
https://raw.githubusercontent.com/mrc-ide/global-lmic-reports/master/AFG/projections.csv
https://raw.githubusercontent.com/mrc-ide/global-lmic-reports/master/AFG/projections.csv
https://raw.githubusercontent.com/mrc-ide/global-lmic-reports/master/AFG/projections.csv
https://raw.githubusercontent.com/mrc-ide/global-lmic-reports/master/AFG/projections.csv
https://raw.githubusercontent.com/mrc-ide/global-lmic-reports/master/AFG/projections.csv
https://raw.githubusercontent.com/mrc-ide/global-lmic-reports/master/AFG/projections.csv
https://raw.githubusercontent.com/mrc-ide/global-lmic-reports/master/AFG/projections.csv
https://raw.githubusercontent.com/mrc-ide/global-lmic-reports/master/AFG/projections.csv
https://raw.githubusercontent.com/mrc-ide/global-lmic-reports/master/AFG/projections.csv
https://raw.githubusercontent.com/mrc-ide/global-lmic-reports/master/AFG/projections.csv
https://raw.githubusercontent.com/mrc-ide/global-lmic-reports/master/AFG/projections.csv
https://raw.githubusercontent.com/mrc-ide/global-lmic-reports/master/AFG/projections.csv
https://raw.githubusercontent.com/mrc-ide/global-lmic-reports/master/AFG/projections.csv
https://raw.githubusercontent.com/mrc-ide/global-lmic-reports/master/AFG/projections.csv
https://raw.githubusercontent.com/mrc-ide/global-lmic-reports/master/AFG/projections.csv
https://raw.githubusercontent.com/mrc-ide/global-lmic-reports/master/AFG/projections.csv
https://raw.githubusercontent.com/mrc-ide/global-lmic-reports/master/AFG/projections.csv
https://raw.githubusercontent.com/mrc-ide/global-lmic-reports/master/AFG/projections.csv
https://raw.githubusercontent.com/mrc-ide/global-lmic-reports/master/AFG/projections.csv
https://raw.githubusercontent.com/mrc-ide/global-lmic-reports/master/AFG/projections.csv
https://raw.githubusercontent.com/mrc-ide/global-lmic-reports/master/AFG/projections.csv
https://raw.githubusercontent.com/mrc-ide/global-lmic-reports/master/AFG/projections.csv
https://raw.githubusercontent.com/mrc-ide/global-lmic-reports/master/AFG/projections.csv
https://raw.githubusercontent.com/mrc-ide/global-lmic-reports/master/AFG/projections.csv
https://raw.githubusercontent.com/mrc-ide/global-lmic-reports/master/AFG/projections.csv
https://raw.githubusercontent.com/mrc-ide/global-lmic-reports/master/AFG/projections.csv
https://raw.githubusercontent.com/mrc-ide/global-lmic-reports/master/AFG/projections.csv
https://raw.githubusercontent.com/mrc-ide/global-lmic-reports/master/AFG/projections.csv
https://raw.githubusercontent.com/mrc-ide/global-lmic-reports/master/AFG/projections.csv
https://raw.githubusercontent.com/mrc-ide/global-lmic-reports/master/AFG/projections.csv
https://raw.githubusercontent.com/mrc-ide/global-lmic-reports/master/AFG/projections.csv
https://raw.githubusercontent.com/mrc-ide/global-lmic-reports/master/AFG/projections.csv
https://raw.githubusercontent.com/mrc-ide/global-lmic-reports/master/AFG/projections.csv
https://raw.githubusercontent.com/mrc-ide/global-lmic-reports/master/AFG/projections.csv
https://raw.githubusercontent.com/mrc-ide/global-lmic-reports/master/AFG/projections.csv
https://raw.githubusercontent.com/mrc-ide/global-lmic-reports/master/AFG/projections.csv
https://raw.githubusercontent.com/mrc-ide/global-lmic-reports/master/AFG/projections.csv
https://raw.githubusercontent.com/mrc-ide/global-lmic-reports/master/AFG/projections.csv
https://raw.githubusercontent.com/mrc-ide/global-lmic-reports/master/AFG/projections.csv
https://raw.githubusercontent.com/mrc-ide/global-lmic-reports/master/AFG/projections.csv
https://raw.githubusercontent.com/mrc-ide/global-lmic-reports/master/AFG/projections.csv
https://raw.githubusercontent.com/mrc-ide/global-lmic-reports/master/AFG/projections.csv
https://raw.githubusercontent.com/mrc-ide/global-lmic-reports/master/AFG/projections.csv
https://raw.githubusercontent.com/mrc-ide/global-lmic-reports/master/AFG/projections.csv
https://raw.githubusercontent.com/mrc-ide/global-lmic-reports/master/AFG/projections.csv
https://raw.githubusercontent.com/mrc-ide/global-lmic-reports/master/AFG/projections.csv
https://raw.githubusercontent.com/mrc-ide/global-lmic-reports/master/AFG/projections.csv
https://raw.githubusercontent.com/mrc-ide/global-lmic-reports/master/AFG/projections.csv
https://raw.githubusercontent.com/mrc-ide/global-lmic-reports/master/AFG/projections.csv
https://raw.githubusercontent.com/mrc-ide/global-lmic-reports/master/AFG/projections.csv
https://raw.githubusercontent.com/mrc-ide/global-lmic-reports/master/AFG/projections.csv
https://raw.githubusercontent.com/mrc-ide/global-lmic-reports/master/AFG/projections.csv
https://raw.githubusercontent.com/mrc-ide/global-lmic-reports/master/AFG/projections.csv
https://raw.githubusercontent.com/mrc-ide/global-lmic-reports/master/AFG/projections.csv
https://raw.githubusercontent.com/mrc-ide/global-lmic-reports/master/AFG/projections.csv
https://raw.githubusercontent.com/mrc-ide/global-lmic-reports/master/AFG/projections.csv
https://raw.githubusercontent.com/mrc-ide/global-lmic-reports/master/AFG/projections.csv
https://raw.githubusercontent.com/mrc-ide/global-lmic-reports/master/AFG/projections.csv
https://raw.githubusercontent.com/mrc-ide/global-lmic-reports/master/AFG/projections.csv
https://raw.githubusercontent.com/mrc-ide/global-lmic-reports/master/AFG/projections.csv
https://raw.githubusercontent.com/mrc-ide/global-lmic-reports/master/AFG/projections.csv
https://raw.githubusercontent.com/mrc-ide/global-lmic-reports/master/AFG/projections.csv
https://raw.githubusercontent.com/mrc-ide/global-lmic-reports/master/AFG/projections.csv
https://raw.githubusercontent.com/mrc-ide/global-lmic-reports/master/AFG/projections.csv
https://raw.githubusercontent.com/mrc-ide/global-lmic-reports/master/AFG/projections.csv
https://raw.githubusercontent.com/mrc-ide/global-lmic-reports/master/AFG/projections.csv
https://raw.githubusercontent.com/mrc-ide/global-lmic-reports/master/AFG/projections.csv
https://raw.githubusercontent.com/mrc-ide/global-lmic-reports/master/AFG/projections.csv
https://raw.githubusercontent.com/mrc-ide/global-lmic-reports/master/AFG/projections.csv
https://raw.githubusercontent.com/mrc-ide/global-lmic-reports/master/AFG/projections.csv
https://raw.githubusercontent.com/mrc-ide/global-lmic-reports/master/AFG/projections.csv
https://raw.githubusercontent.com/mrc-ide/global-lmic-reports/master/AFG/projections.csv
https://raw.githubusercontent.com/mrc-ide/global-lmic-reports/master/AFG/projections.csv
https://raw.githubusercontent.com/mrc-ide/global-lmic-reports/master/AFG/projections.csv
https://raw.githubusercontent.com/mrc-ide/global-lmic-reports/master/AFG/projections.csv
https://raw.githubusercontent.com/mrc-ide/global-lmic-reports/master/AFG/projections.csv
https://raw.githubusercontent.com/mrc-ide/global-lmic-reports/master/AFG/projections.csv
https://raw.githubusercontent.com/mrc-ide/global-lmic-reports/master/AFG/projections.csv
https://raw.githubusercontent.com/mrc-ide/global-lmic-reports/master/AFG/projections.csv
https://raw.githubusercontent.com/mrc-ide/global-lmic-reports/master/AFG/projections.csv
https://raw.githubusercontent.com/mrc-ide/global-lmic-reports/master/AFG/projections.csv
https://raw.githubusercontent.com/mrc-ide/global-lmic-reports/master/AFG/projections.csv
https://raw.githubusercontent.com/mrc-ide/global-lmic-reports/master/AFG/projections.csv
https://raw.githubusercontent.com/mrc-ide/global-lmic-reports/master/AFG/projections.csv
https://raw.githubusercontent.com/mrc-ide/global-lmic-reports/master/AFG/projections.csv
https://raw.githubusercontent.com/mrc-ide/global-lmic-reports/master/AFG/projections.csv
https://raw.githubusercontent.com/mrc-ide/global-lmic-reports/master/AFG/projections.csv
https://raw.githubusercontent.com/mrc-ide/global-lmic-reports/master/AFG/projections.csv
https://raw.githubusercontent.com/mrc-ide/global-lmic-reports/master/AFG/projections.csv
https://raw.githubusercontent.com/mrc-ide/global-lmic-reports/master/AFG/projections.csv
https://raw.githubusercontent.com/mrc-ide/global-lmic-reports/master/AFG/projections.csv
https://raw.githubusercontent.com/mrc-ide/global-lmic-reports/master/AFG/projections.csv
https://raw.githubusercontent.com/mrc-ide/global-lmic-reports/master/AFG/projections.csv
https://raw.githubusercontent.com/mrc-ide/global-lmic-reports/master/AFG/projections.csv
https://raw.githubusercontent.com/mrc-ide/global-lmic-reports/master/AFG/projections.csv
https://raw.githubusercontent.com/mrc-ide/global-lmic-reports/master/AFG/projections.csv
https://raw.githubusercontent.com/mrc-ide/global-lmic-reports/master/AFG/projections.csv
https://raw.githubusercontent.com/mrc-ide/global-lmic-reports/master/AFG/projections.csv
https://raw.githubusercontent.com/mrc-ide/global-lmic-reports/master/AFG/projections.csv
https://raw.githubusercontent.com/mrc-ide/global-lmic-reports/master/AFG/projections.csv
https://raw.githubusercontent.com/mrc-ide/global-lmic-reports/master/AFG/projections.csv
https://raw.githubusercontent.com/mrc-ide/global-lmic-reports/master/AFG/projections.csv
https://raw.githubusercontent.com/mrc-ide/global-lmic-reports/master/AFG/projections.csv
https://raw.githubusercontent.com/mrc-ide/global-lmic-reports/master/AFG/projections.csv
https://raw.githubusercontent.com/mrc-ide/global-lmic-reports/master/AFG/projections.csv
https://raw.githubusercontent.com/mrc-ide/global-lmic-reports/master/AFG/projections.csv
https://raw.githubusercontent.com/mrc-ide/global-lmic-reports/master/AFG/projections.csv
https://raw.githubusercontent.com/mrc-ide/global-lmic-reports/master/AFG/projections.csv
https://raw.githubusercontent.com/mrc-ide/global-lmic-reports/master/AFG/projections.csv
https://raw.githubusercontent.com/mrc-ide/global-lmic-reports/master/AFG/projections.csv
https://raw.githubusercontent.com/mrc-ide/global-lmic-reports/master/AFG/projections.csv
https://raw.githubusercontent.com/mrc-ide/global-lmic-reports/master/AFG/projections.csv
https://raw.githubusercontent.com/mrc-ide/global-lmic-reports/master/AFG/projections.csv
https://raw.githubusercontent.com/mrc-ide/global-lmic-reports/master/AFG/projections.csv
https://raw.githubusercontent.com/mrc-ide/global-lmic-reports/master/AFG/projections.csv
https://raw.githubusercontent.com/mrc-ide/global-lmic-reports/master/AFG/projections.csv
https://raw.githubusercontent.com/mrc-ide/global-lmic-reports/master/AFG/projections.csv
https://raw.githubusercontent.com/mrc-ide/global-lmic-reports/master/AFG/projections.csv
https://raw.githubusercontent.com/mrc-ide/global-lmic-reports/master/AFG/projections.csv
https://raw.githubusercontent.com/mrc-ide/global-lmic-reports/master/AFG/projections.csv
https://raw.githubusercontent.com/mrc-ide/global-lmic-reports/master/AFG/projections.csv
https://raw.githubusercontent.com/mrc-ide/global-lmic-reports/master/AFG/projections.csv
https://raw.githubusercontent.com/mrc-ide/global-lmic-reports/master/AFG/projections.csv
https://raw.githubusercontent.com/mrc-ide/global-lmic-reports/master/AFG/projections.csv
https://raw.githubusercontent.com/mrc-ide/global-lmic-reports/master/AFG/projections.csv
https://raw.githubusercontent.com/mrc-ide/global-lmic-reports/master/AFG/projections.csv
https://raw.githubusercontent.com/mrc-ide/global-lmic-reports/master/AFG/projections.csv
https://raw.githubusercontent.com/mrc-ide/global-lmic-reports/master/AFG/projections.csv
https://raw.githubusercontent.com/mrc-ide/global-lmic-reports/master/AFG/projections.csv
https://raw.githubusercontent.com/mrc-ide/global-lmic-reports/master/AFG/projections.csv
https://raw.githubusercontent.com/mrc-ide/global-lmic-reports/master/AFG/projections.csv
https://raw.githubusercontent.com/mrc-ide/global-lmic-reports/master/AFG/projections.csv
https://raw.githubusercontent.com/mrc-ide/global-lmic-reports/master/AFG/projections.csv
https://raw.githubusercontent.com/mrc-ide/global-lmic-reports/master/AFG/projections.csv
https://raw.githubusercontent.com/mrc-ide/global-lmic-reports/master/AFG/projections.csv
https://raw.githubusercontent.com/mrc-ide/global-lmic-reports/master/AFG/projections.csv
https://raw.githubusercontent.com/mrc-ide/global-lmic-reports/master/AFG/projections.csv
https://raw.githubusercontent.com/mrc-ide/global-lmic-reports/master/AFG/projections.csv
https://raw.githubusercontent.com/mrc-ide/global-lmic-reports/master/AFG/projections.csv
https://raw.githubusercontent.com/mrc-ide/global-lmic-reports/master/AFG/projections.csv
https://raw.githubusercontent.com/mrc-ide/global-lmic-reports/master/AFG/projections.csv
https://raw.githubusercontent.com/mrc-ide/global-lmic-reports/master/AFG/projections.csv
https://raw.githubusercontent.com/mrc-ide/global-lmic-reports/master/AFG/projections.csv
https://raw.githubusercontent.com/mrc-ide/global-lmic-reports/master/AFG/projections.csv
https://raw.githubusercontent.com/mrc-ide/global-lmic-reports/master/AFG/projections.csv
https://raw.githubusercontent.com/mrc-ide/global-lmic-reports/master/AFG/projections.csv
https://raw.githubusercontent.com/mrc-ide/global-lmic-reports/master/AFG/projections.csv
https://raw.githubusercontent.com/mrc-ide/global-lmic-reports/master/AFG/projections.csv
https://raw.githubusercontent.com/mrc-ide/global-lmic-reports/master/AFG/projections.csv
https://raw.githubusercontent.com/mrc-ide/global-lmic-reports/master/AFG/projections.csv
https://raw.githubusercontent.com/mrc-ide/global-lmic-reports/master/AFG/projections.csv
https://raw.githubusercontent.com/mrc-ide/global-lmic-reports/master/AFG/projections.csv
https://raw.githubusercontent.com/mrc-ide/global-lmic-reports/master/AFG/projections.csv
https://raw.githubusercontent.com/mrc-ide/global-lmic-reports/master/AFG/projections.csv
https://raw.githubusercontent.com/mrc-ide/global-lmic-reports/master/AFG/projections.csv
https://raw.githubusercontent.com/mrc-ide/global-lmic-reports/master/AFG/projections.csv
https://raw.githubusercontent.com/mrc-ide/global-lmic-reports/master/AFG/projections.csv
https://raw.githubusercontent.com/mrc-ide/global-lmic-reports/master/AFG/projections.csv
https://raw.githubusercontent.com/mrc-ide/global-lmic-reports/master/AFG/projections.csv
https://raw.githubusercontent.com/mrc-ide/global-lmic-reports/master/AFG/projections.csv
https://raw.githubusercontent.com/mrc-ide/global-lmic-reports/master/AFG/projections.csv
https://raw.githubusercontent.com/mrc-ide/global-lmic-reports/master/AFG/projections.csv
https://raw.githubusercontent.com/mrc-ide/global-lmic-reports/master/AFG/projections.csv
https://raw.githubusercontent.com/mrc-ide/global-lmic-reports/master/AFG/projections.csv
https://raw.githubusercontent.com/mrc-ide/global-lmic-reports/master/AFG/projections.csv
https://raw.githubusercontent.com/mrc-ide/global-lmic-reports/master/AFG/projections.csv
https://raw.githubusercontent.com/mrc-ide/global-lmic-reports/master/AFG/projections.csv
https://raw.githubusercontent.com/mrc-ide/global-lmic-reports/master/AFG/projections.csv
https://raw.githubusercontent.com/mrc-ide/global-lmic-reports/master/AFG/projections.csv
https://raw.githubusercontent.com/mrc-ide/global-lmic-reports/master/AFG/projections.csv
https://raw.githubusercontent.com/mrc-ide/global-lmic-reports/master/AFG/projections.csv
https://raw.githubusercontent.com/mrc-ide/global-lmic-reports/master/AFG/projections.csv
https://raw.githubusercontent.com/mrc-ide/global-lmic-reports/master/AFG/projections.csv
https://raw.githubusercontent.com/mrc-ide/global-lmic-reports/master/AFG/projections.csv
https://raw.githubusercontent.com/mrc-ide/global-lmic-reports/master/AFG/projections.csv
https://raw.githubusercontent.com/mrc-ide/global-lmic-reports/master/AFG/projections.csv
https://raw.githubusercontent.com/mrc-ide/global-lmic-reports/master/AFG/projections.csv
https://raw.githubusercontent.com/mrc-ide/global-lmic-reports/master/AFG/projections.csv
https://raw.githubusercontent.com/mrc-ide/global-lmic-reports/master/AFG/projections.csv
https://raw.githubusercontent.com/mrc-ide/global-lmic-reports/master/AFG/projections.csv
https://raw.githubusercontent.com/mrc-ide/global-lmic-reports/master/AFG/projections.csv
https://raw.githubusercontent.com/mrc-ide/global-lmic-reports/master/AFG/projections.csv
https://raw.githubusercontent.com/mrc-ide/global-lmic-reports/master/AFG/projections.csv
https://raw.githubusercontent.com/mrc-ide/global-lmic-reports/master/AFG/projections.csv
https://raw.githubusercontent.com/mrc-ide/global-lmic-reports/master/AFG/projections.csv
https://raw.githubusercontent.com/mrc-ide/global-lmic-reports/master/AFG/projections.csv
https://raw.githubusercontent.com/mrc-ide/global-lmic-reports/master/AFG/projections.csv
https://raw.githubusercontent.com/mrc-ide/global-lmic-reports/master/AFG/projections.csv
https://raw.githubusercontent.com/mrc-ide/global-lmic-reports/master/AFG/projections.csv
https://raw.githubusercontent.com/mrc-ide/global-lmic-reports/master/AFG/projections.csv
https://raw.githubusercontent.com/mrc-ide/global-lmic-reports/master/AFG/projections.csv
https://raw.githubusercontent.com/mrc-ide/global-lmic-reports/master/AFG/projections.csv
https://raw.githubusercontent.com/mrc-ide/global-lmic-reports/master/AFG/projections.csv
https://raw.githubusercontent.com/mrc-ide/global-lmic-reports/master/AFG/projections.csv
https://raw.githubusercontent.com/mrc-ide/global-lmic-reports/master/AFG/projections.csv
https://raw.githubusercontent.com/mrc-ide/global-lmic-reports/master/AFG/projections.csv
https://raw.githubusercontent.com/mrc-ide/global-lmic-reports/master/AFG/projections.csv
https://raw.githubusercontent.com/mrc-ide/global-lmic-reports/master/AFG/projections.csv
https://raw.githubusercontent.com/mrc-ide/global-lmic-reports/master/AFG/projections.csv
https://raw.githubusercontent.com/mrc-ide/global-lmic-reports/master/AFG/projections.csv
https://raw.githubusercontent.com/mrc-ide/global-lmic-reports/master/AFG/projections.csv
https://raw.githubusercontent.com/mrc-ide/global-lmic-reports/master/AFG/projections.csv
https://raw.githubusercontent.com/mrc-ide/global-lmic-reports/master/AFG/projections.csv
https://raw.githubusercontent.com/mrc-ide/global-lmic-reports/master/AFG/projections.csv
https://raw.githubusercontent.com/mrc-ide/global-lmic-reports/master/AFG/projections.csv
https://raw.githubusercontent.com/mrc-ide/global-lmic-reports/master/AFG/projections.csv
https://raw.githubusercontent.com/mrc-ide/global-lmic-reports/master/AFG/projections.csv
https://raw.githubusercontent.com/mrc-ide/global-lmic-reports/master/AFG/projections.csv
https://raw.githubusercontent.com/mrc-ide/global-lmic-reports/master/AFG/projections.csv
https://raw.githubusercontent.com/mrc-ide/global-lmic-reports/master/AFG/projections.csv
https://raw.githubusercontent.com/mrc-ide/global-lmic-reports/master/AFG/projections.csv
https://raw.githubusercontent.com/mrc-ide/global-lmic-reports/master/AFG/projections.csv
https://raw.githubusercontent.com/mrc-ide/global-lmic-reports/master/AFG/projections.csv
https://raw.githubusercontent.com/mrc-ide/global-lmic-reports/master/AFG/projections.csv
https://raw.githubusercontent.com/mrc-ide/global-lmic-reports/master/AFG/projections.csv
https://raw.githubusercontent.com/mrc-ide/global-lmic-reports/master/AFG/projections.csv
https://raw.githubusercontent.com/mrc-ide/global-lmic-reports/master/AFG/projections.csv
https://raw.githubusercontent.com/mrc-ide/global-lmic-reports/master/AFG/projections.csv
https://raw.githubusercontent.com/mrc-ide/global-lmic-reports/master/AFG/projections.csv
https://raw.githubusercontent.com/mrc-ide/global-lmic-reports/master/AFG/projections.csv
https://raw.githubusercontent.com/mrc-ide/global-lmic-reports/master/AFG/projections.csv
https://raw.githubusercontent.com/mrc-ide/global-lmic-reports/master/AFG/projections.csv
https://raw.githubusercontent.com/mrc-ide/global-lmic-reports/master/AFG/projections.csv
https://raw.githubusercontent.com/mrc-ide/global-lmic-reports/master/AFG/projections.csv
https://raw.githubusercontent.com/mrc-ide/global-lmic-reports/master/AFG/projections.csv
https://raw.githubusercontent.com/mrc-ide/global-lmic-reports/master/AFG/projections.csv
https://raw.githubusercontent.com/mrc-ide/global-lmic-reports/master/AFG/projections.csv
https://raw.githubusercontent.com/mrc-ide/global-lmic-reports/master/AFG/projections.csv
https://raw.githubusercontent.com/mrc-ide/global-lmic-reports/master/AFG/projections.csv
https://raw.githubusercontent.com/mrc-ide/global-lmic-reports/master/AFG/projections.csv
https://raw.githubusercontent.com/mrc-ide/global-lmic-reports/master/AFG/projections.csv
https://raw.githubusercontent.com/mrc-ide/global-lmic-reports/master/AFG/projections.csv
https://raw.githubusercontent.com/mrc-ide/global-lmic-reports/master/AFG/projections.csv
https://raw.githubusercontent.com/mrc-ide/global-lmic-reports/master/AFG/projections.csv
https://raw.githubusercontent.com/mrc-ide/global-lmic-reports/master/AFG/projections.csv
https://raw.githubusercontent.com/mrc-ide/global-lmic-reports/master/AFG/projections.csv
https://raw.githubusercontent.com/mrc-ide/global-lmic-reports/master/AFG/projections.csv
https://raw.githubusercontent.com/mrc-ide/global-lmic-reports/master/AFG/projections.csv
https://raw.githubusercontent.com/mrc-ide/global-lmic-reports/master/AFG/projections.csv
https://raw.githubusercontent.com/mrc-ide/global-lmic-reports/master/AFG/projections.csv
https://raw.githubusercontent.com/mrc-ide/global-lmic-reports/master/AFG/projections.csv
https://raw.githubusercontent.com/mrc-ide/global-lmic-reports/master/AFG/projections.csv
https://raw.githubusercontent.com/mrc-ide/global-lmic-reports/master/AFG/projections.csv
https://raw.githubusercontent.com/mrc-ide/global-lmic-reports/master/AFG/projections.csv
https://raw.githubusercontent.com/mrc-ide/global-lmic-reports/master/AFG/projections.csv
https://raw.githubusercontent.com/mrc-ide/global-lmic-reports/master/AFG/projections.csv
https://raw.githubusercontent.com/mrc-ide/global-lmic-reports/master/AFG/projections.csv
https://raw.githubusercontent.com/mrc-ide/global-lmic-reports/master/AFG/projections.csv
https://raw.githubusercontent.com/mrc-ide/global-lmic-reports/master/AFG/projections.csv
https://raw.githubusercontent.com/mrc-ide/global-lmic-reports/master/AFG/projections.csv
https://raw.githubusercontent.com/mrc-ide/global-lmic-reports/master/AFG/projections.csv
https://raw.githubusercontent.com/mrc-ide/global-lmic-reports/master/AFG/projections.csv
https://raw.githubusercontent.com/mrc-ide/global-lmic-reports/master/AFG/projections.csv
https://raw.githubusercontent.com/mrc-ide/global-lmic-reports/master/AFG/projections.csv
https://raw.githubusercontent.com/mrc-ide/global-lmic-reports/master/AFG/projections.csv
https://raw.githubusercontent.com/mrc-ide/global-lmic-reports/master/AFG/projections.csv
https://raw.githubusercontent.com/mrc-ide/global-lmic-reports/master/AFG/projections.csv
https://raw.githubusercontent.com/mrc-ide/global-lmic-reports/master/AFG/projections.csv
https://raw.githubusercontent.com/mrc-ide/global-lmic-reports/master/AFG/projections.csv
https://raw.githubusercontent.com/mrc-ide/global-lmic-reports/master/AFG/projections.csv
https://raw.githubusercontent.com/mrc-ide/global-lmic-reports/master/AFG/projections.csv
https://raw.githubusercontent.com/mrc-ide/global-lmic-reports/master/AFG/projections.csv
https://raw.githubusercontent.com/mrc-ide/global-lmic-reports/master/AFG/projections.csv
https://raw.githubusercontent.com/mrc-ide/global-lmic-reports/master/AFG/projections.csv
https://raw.githubusercontent.com/mrc-ide/global-lmic-reports/master/AFG/projections.csv
https://raw.githubusercontent.com/mrc-ide/global-lmic-reports/master/AFG/projections.csv
https://raw.githubusercontent.com/mrc-ide/global-lmic-reports/master/AFG/projections.csv
https://raw.githubusercontent.com/mrc-ide/global-lmic-reports/master/AFG/projections.csv
https://raw.githubusercontent.com/mrc-ide/global-lmic-reports/master/AFG/projections.csv
https://raw.githubusercontent.com/mrc-ide/global-lmic-reports/master/AFG/projections.csv
https://raw.githubusercontent.com/mrc-ide/global-lmic-reports/master/AFG/projections.csv
https://raw.githubusercontent.com/mrc-ide/global-lmic-reports/master/AFG/projections.csv
https://raw.githubusercontent.com/mrc-ide/global-lmic-reports/master/AFG/projections.csv
https://raw.githubusercontent.com/mrc-ide/global-lmic-reports/master/AFG/projections.csv
https://raw.githubusercontent.com/mrc-ide/global-lmic-reports/master/AFG/projections.csv
https://raw.githubusercontent.com/mrc-ide/global-lmic-reports/master/AFG/projections.csv
https://raw.githubusercontent.com/mrc-ide/global-lmic-reports/master/AFG/projections.csv
https://raw.githubusercontent.com/mrc-ide/global-lmic-reports/master/AFG/projections.csv
https://raw.githubusercontent.com/mrc-ide/global-lmic-reports/master/AFG/projections.csv
https://raw.githubusercontent.com/mrc-ide/global-lmic-reports/master/AFG/projections.csv
https://raw.githubusercontent.com/mrc-ide/global-lmic-reports/master/AFG/projections.csv
https://raw.githubusercontent.com/mrc-ide/global-lmic-reports/master/AFG/projections.csv
https://raw.githubusercontent.com/mrc-ide/global-lmic-reports/master/AFG/projections.csv
https://raw.githubusercontent.com/mrc-ide/global-lmic-reports/master/AFG/projections.csv
https://raw.githubusercontent.com/mrc-ide/global-lmic-reports/master/AFG/projections.csv
https://raw.githubusercontent.com/mrc-ide/global-lmic-reports/master/AFG/projections.csv
https://raw.githubusercontent.com/mrc-ide/global-lmic-reports/master/AFG/projections.csv
https://raw.githubusercontent.com/mrc-ide/global-lmic-reports/master/AFG/projections.csv
https://raw.githubusercontent.com/mrc-ide/global-lmic-reports/master/AFG/projections.csv
https://raw.githubusercontent.com/mrc-ide/global-lmic-reports/master/AFG/projections.csv
https://raw.githubusercontent.com/mrc-ide/global-lmic-reports/master/AFG/projections.csv
https://raw.githubusercontent.com/mrc-ide/global-lmic-reports/master/AFG/projections.csv
https://raw.githubusercontent.com/mrc-ide/global-lmic-reports/master/AFG/projections.csv
https://raw.githubusercontent.com/mrc-ide/global-lmic-reports/master/AFG/projections.csv
https://raw.githubusercontent.com/mrc-ide/global-lmic-reports/master/AFG/projections.csv
https://raw.githubusercontent.com/mrc-ide/global-lmic-reports/master/AFG/projections.csv
https://raw.githubusercontent.com/mrc-ide/global-lmic-reports/master/AFG/projections.csv
https://raw.githubusercontent.com/mrc-ide/global-lmic-reports/master/AFG/projections.csv
https://raw.githubusercontent.com/mrc-ide/global-lmic-reports/master/AFG/projections.csv
https://raw.githubusercontent.com/mrc-ide/global-lmic-reports/master/AFG/projections.csv
https://raw.githubusercontent.com/mrc-ide/global-lmic-reports/master/AFG/projections.csv
https://raw.githubusercontent.com/mrc-ide/global-lmic-reports/master/AFG/projections.csv
https://raw.githubusercontent.com/mrc-ide/global-lmic-reports/master/AFG/projections.csv
https://raw.githubusercontent.com/mrc-ide/global-lmic-reports/master/AFG/projections.csv
https://raw.githubusercontent.com/mrc-ide/global-lmic-reports/master/AFG/projections.csv
https://raw.githubusercontent.com/mrc-ide/global-lmic-reports/master/AFG/projections.csv
https://raw.githubusercontent.com/mrc-ide/global-lmic-reports/master/AFG/projections.csv
https://raw.githubusercontent.com/mrc-ide/global-lmic-reports/master/AFG/projections.csv
https://raw.githubusercontent.com/mrc-ide/global-lmic-reports/master/AFG/projections.csv
https://raw.githubusercontent.com/mrc-ide/global-lmic-reports/master/AFG/projections.csv
https://raw.githubusercontent.com/mrc-ide/global-lmic-reports/master/AFG/projections.csv
https://raw.githubusercontent.com/mrc-ide/global-lmic-reports/master/AFG/projections.csv
https://raw.githubusercontent.com/mrc-ide/global-lmic-reports/master/AFG/projections.csv
https://raw.githubusercontent.com/mrc-ide/global-lmic-reports/master/AFG/projections.csv
https://raw.githubusercontent.com/mrc-ide/global-lmic-reports/master/AFG/projections.csv
https://raw.githubusercontent.com/mrc-ide/global-lmic-reports/master/AFG/projections.csv
https://raw.githubusercontent.com/mrc-ide/global-lmic-reports/master/AFG/projections.csv
https://raw.githubusercontent.com/mrc-ide/global-lmic-reports/master/AFG/projections.csv
https://raw.githubusercontent.com/mrc-ide/global-lmic-reports/master/AFG/projections.csv
https://raw.githubusercontent.com/mrc-ide/global-lmic-reports/master/AFG/projections.csv
https://raw.githubusercontent.com/mrc-ide/global-lmic-reports/master/AFG/projections.csv
https://raw.githubusercontent.com/mrc-ide/global-lmic-reports/master/AFG/projections.csv
https://raw.githubusercontent.com/mrc-ide/global-lmic-reports/master/AFG/projections.csv
https://raw.githubusercontent.com/mrc-ide/global-lmic-reports/master/AFG/projections.csv
https://raw.githubusercontent.com/mrc-ide/global-lmic-reports/master/AFG/projections.csv
https://raw.githubusercontent.com/mrc-ide/global-lmic-reports/master/AFG/projections.csv
https://raw.githubusercontent.com/mrc-ide/global-lmic-reports/master/AFG/projections.csv
https://raw.githubusercontent.com/mrc-ide/global-lmic-reports/master/AFG/projections.csv
https://raw.githubusercontent.com/mrc-ide/global-lmic-reports/master/AFG/projections.csv
https://raw.githubusercontent.com/mrc-ide/global-lmic-reports/master/AFG/projections.csv
https://raw.githubusercontent.com/mrc-ide/global-lmic-reports/master/AFG/projections.csv
https://raw.githubusercontent.com/mrc-ide/global-lmic-reports/master/AFG/projections.csv
https://raw.githubusercontent.com/mrc-ide/global-lmic-reports/master/AFG/projections.csv
https://raw.githubusercontent.com/mrc-ide/global-lmic-reports/master/AFG/projections.csv
https://raw.githubusercontent.com/mrc-ide/global-lmic-reports/master/AFG/projections.csv
https://raw.githubusercontent.com/mrc-ide/global-lmic-reports/master/AFG/projections.csv
https://raw.githubusercontent.com/mrc-ide/global-lmic-reports/master/AFG/projections.csv
https://raw.githubusercontent.com/mrc-ide/global-lmic-reports/master/AFG/projections.csv
https://raw.githubusercontent.com/mrc-ide/global-lmic-reports/master/AFG/projections.csv
https://raw.githubusercontent.com/mrc-ide/global-lmic-reports/master/AFG/projections.csv
https://raw.githubusercontent.com/mrc-ide/global-lmic-reports/master/AFG/projections.csv
https://raw.githubusercontent.com/mrc-ide/global-lmic-reports/master/AFG/projections.csv
https://raw.githubusercontent.com/mrc-ide/global-lmic-reports/master/AFG/projections.csv
https://raw.githubusercontent.com/mrc-ide/global-lmic-reports/master/AFG/projections.csv
https://raw.githubusercontent.com/mrc-ide/global-lmic-reports/master/AFG/projections.csv
https://raw.githubusercontent.com/mrc-ide/global-lmic-reports/master/AFG/projections.csv
https://raw.githubusercontent.com/mrc-ide/global-lmic-reports/master/AFG/projections.csv
https://raw.githubusercontent.com/mrc-ide/global-lmic-reports/master/AFG/projections.csv
https://raw.githubusercontent.com/mrc-ide/global-lmic-reports/master/AFG/projections.csv
https://raw.githubusercontent.com/mrc-ide/global-lmic-reports/master/AFG/projections.csv
https://raw.githubusercontent.com/mrc-ide/global-lmic-reports/master/AFG/projections.csv
https://raw.githubusercontent.com/mrc-ide/global-lmic-reports/master/AFG/projections.csv
https://raw.githubusercontent.com/mrc-ide/global-lmic-reports/master/AFG/projections.csv
https://raw.githubusercontent.com/mrc-ide/global-lmic-reports/master/AFG/projections.csv
https://raw.githubusercontent.com/mrc-ide/global-lmic-reports/master/AFG/projections.csv
https://raw.githubusercontent.com/mrc-ide/global-lmic-reports/master/AFG/projections.csv
https://raw.githubusercontent.com/mrc-ide/global-lmic-reports/master/AFG/projections.csv
https://raw.githubusercontent.com/mrc-ide/global-lmic-reports/master/AFG/projections.csv
https://raw.githubusercontent.com/mrc-ide/global-lmic-reports/master/AFG/projections.csv
https://raw.githubusercontent.com/mrc-ide/global-lmic-reports/master/AFG/projections.csv
https://raw.githubusercontent.com/mrc-ide/global-lmic-reports/master/AFG/projections.csv
https://raw.githubusercontent.com/mrc-ide/global-lmic-reports/master/AFG/projections.csv
https://raw.githubusercontent.com/mrc-ide/global-lmic-reports/master/AFG/projections.csv
https://raw.githubusercontent.com/mrc-ide/global-lmic-reports/master/AFG/projections.csv
https://raw.githubusercontent.com/mrc-ide/global-lmic-reports/master/AFG/projections.csv
https://raw.githubusercontent.com/mrc-ide/global-lmic-reports/master/AFG/projections.csv
https://raw.githubusercontent.com/mrc-ide/global-lmic-reports/master/AFG/projections.csv
https://raw.githubusercontent.com/mrc-ide/global-lmic-reports/master/AFG/projections.csv
https://raw.githubusercontent.com/mrc-ide/global-lmic-reports/master/AFG/projections.csv
https://raw.githubusercontent.com/mrc-ide/global-lmic-reports/master/AFG/projections.csv
https://raw.githubusercontent.com/mrc-ide/global-lmic-reports/master/AFG/projections.csv
https://raw.githubusercontent.com/mrc-ide/global-lmic-reports/master/AFG/projections.csv
https://raw.githubusercontent.com/mrc-ide/global-lmic-reports/master/AFG/projections.csv
https://raw.githubusercontent.com/mrc-ide/global-lmic-reports/master/AFG/projections.csv
https://raw.githubusercontent.com/mrc-ide/global-lmic-reports/master/AFG/projections.csv
https://raw.githubusercontent.com/mrc-ide/global-lmic-reports/master/AFG/projections.csv
https://raw.githubusercontent.com/mrc-ide/global-lmic-reports/master/AFG/projections.csv
https://raw.githubusercontent.com/mrc-ide/global-lmic-reports/master/AFG/projections.csv
https://raw.githubusercontent.com/mrc-ide/global-lmic-reports/master/AFG/projections.csv
https://raw.githubusercontent.com/mrc-ide/global-lmic-reports/master/AFG/projections.csv
https://raw.githubusercontent.com/mrc-ide/global-lmic-reports/master/AFG/projections.csv
https://raw.githubusercontent.com/mrc-ide/global-lmic-reports/master/AFG/projections.csv
https://raw.githubusercontent.com/mrc-ide/global-lmic-reports/master/AFG/projections.csv
https://raw.githubusercontent.com/mrc-ide/global-lmic-reports/master/AFG/projections.csv
https://raw.githubusercontent.com/mrc-ide/global-lmic-reports/master/AFG/projections.csv
https://raw.githubusercontent.com/mrc-ide/global-lmic-reports/master/AFG/projections.csv
https://raw.githubusercontent.com/mrc-ide/global-lmic-reports/master/AFG/projections.csv
https://raw.githubusercontent.com/mrc-ide/global-lmic-reports/master/AFG/projections.csv
https://raw.githubusercontent.com/mrc-ide/global-lmic-reports/master/AFG/projections.csv
https://raw.githubusercontent.com/mrc-ide/global-lmic-reports/master/AFG/projections.csv
https://raw.githubusercontent.com/mrc-ide/global-lmic-reports/master/AFG/projections.csv
https://raw.githubusercontent.com/mrc-ide/global-lmic-reports/master/AFG/projections.csv
https://raw.githubusercontent.com/mrc-ide/global-lmic-reports/master/AFG/projections.csv
https://raw.githubusercontent.com/mrc-ide/global-lmic-reports/master/AFG/projections.csv
https://raw.githubusercontent.com/mrc-ide/global-lmic-reports/master/AFG/projections.csv
https://raw.githubusercontent.com/mrc-ide/global-lmic-reports/master/AFG/projections.csv
https://raw.githubusercontent.com/mrc-ide/global-lmic-reports/master/AFG/projections.csv
https://raw.githubusercontent.com/mrc-ide/global-lmic-reports/master/AFG/projections.csv
https://raw.githubusercontent.com/mrc-ide/global-lmic-reports/master/AFG/projections.csv
https://raw.githubusercontent.com/mrc-ide/global-lmic-reports/master/AFG/projections.csv
https://raw.githubusercontent.com/mrc-ide/global-lmic-reports/master/AFG/projections.csv
https://raw.githubusercontent.com/mrc-ide/global-lmic-reports/master/AFG/projections.csv
https://raw.githubusercontent.com/mrc-ide/global-lmic-reports/master/AFG/projections.csv
https://raw.githubusercontent.com/mrc-ide/global-lmic-reports/master/AFG/projections.csv
https://raw.githubusercontent.com/mrc-ide/global-lmic-reports/master/AFG/projections.csv
https://raw.githubusercontent.com/mrc-ide/global-lmic-reports/master/AFG/projections.csv
https://raw.githubusercontent.com/mrc-ide/global-lmic-reports/master/AFG/projections.csv
https://raw.githubusercontent.com/mrc-ide/global-lmic-reports/master/AFG/projections.csv
https://raw.githubusercontent.com/mrc-ide/global-lmic-reports/master/AFG/projections.csv
https://raw.githubusercontent.com/mrc-ide/global-lmic-reports/master/AFG/projections.csv
https://raw.githubusercontent.com/mrc-ide/global-lmic-reports/master/AFG/projections.csv
https://raw.githubusercontent.com/mrc-ide/global-lmic-reports/master/AFG/projections.csv
https://raw.githubusercontent.com/mrc-ide/global-lmic-reports/master/AFG/projections.csv
https://raw.githubusercontent.com/mrc-ide/global-lmic-reports/master/AFG/projections.csv
https://raw.githubusercontent.com/mrc-ide/global-lmic-reports/master/AFG/projections.csv
https://raw.githubusercontent.com/mrc-ide/global-lmic-reports/master/AFG/projections.csv
https://raw.githubusercontent.com/mrc-ide/global-lmic-reports/master/AFG/projections.csv
https://raw.githubusercontent.com/mrc-ide/global-lmic-reports/master/AFG/projections.csv
https://raw.githubusercontent.com/mrc-ide/global-lmic-reports/master/AFG/projections.csv
https://raw.githubusercontent.com/mrc-ide/global-lmic-reports/master/AFG/projections.csv
https://raw.githubusercontent.com/mrc-ide/global-lmic-reports/master/AFG/projections.csv
https://raw.githubusercontent.com/mrc-ide/global-lmic-reports/master/AFG/projections.csv
https://raw.githubusercontent.com/mrc-ide/global-lmic-reports/master/AFG/projections.csv
https://raw.githubusercontent.com/mrc-ide/global-lmic-reports/master/AFG/projections.csv
https://raw.githubusercontent.com/mrc-ide/global-lmic-reports/master/AFG/projections.csv
https://raw.githubusercontent.com/mrc-ide/global-lmic-reports/master/AFG/projections.csv
https://raw.githubusercontent.com/mrc-ide/global-lmic-reports/master/AFG/projections.csv
https://raw.githubusercontent.com/mrc-ide/global-lmic-reports/master/AFG/projections.csv
https://raw.githubusercontent.com/mrc-ide/global-lmic-reports/master/AFG/projections.csv
https://raw.githubusercontent.com/mrc-ide/global-lmic-reports/master/AFG/projections.csv
https://raw.githubusercontent.com/mrc-ide/global-lmic-reports/master/AFG/projections.csv
https://raw.githubusercontent.com/mrc-ide/global-lmic-reports/master/AFG/projections.csv
https://raw.githubusercontent.com/mrc-ide/global-lmic-reports/master/AFG/projections.csv
https://raw.githubusercontent.com/mrc-ide/global-lmic-reports/master/AFG/projections.csv
https://raw.githubusercontent.com/mrc-ide/global-lmic-reports/master/AFG/projections.csv
https://raw.githubusercontent.com/mrc-ide/global-lmic-reports/master/AFG/projections.csv
https://raw.githubusercontent.com/mrc-ide/global-lmic-reports/master/AFG/projections.csv
https://raw.githubusercontent.com/mrc-ide/global-lmic-reports/master/AFG/projections.csv
https://raw.githubusercontent.com/mrc-ide/global-lmic-reports/master/AFG/projections.csv
https://raw.githubusercontent.com/mrc-ide/global-lmic-reports/master/AFG/projections.csv
https://raw.githubusercontent.com/mrc-ide/global-lmic-reports/master/AFG/projections.csv
https://raw.githubusercontent.com/mrc-ide/global-lmic-reports/master/AFG/projections.csv
https://raw.githubusercontent.com/mrc-ide/global-lmic-reports/master/AFG/projections.csv
https://raw.githubusercontent.com/mrc-ide/global-lmic-reports/master/AFG/projections.csv
https://raw.githubusercontent.com/mrc-ide/global-lmic-reports/master/AFG/projections.csv
https://raw.githubusercontent.com/mrc-ide/global-lmic-reports/master/AFG/projections.csv
https://raw.githubusercontent.com/mrc-ide/global-lmic-reports/master/AFG/projections.csv
https://raw.githubusercontent.com/mrc-ide/global-lmic-reports/master/AFG/projections.csv
https://raw.githubusercontent.com/mrc-ide/global-lmic-reports/master/AFG/projections.csv
https://raw.githubusercontent.com/mrc-ide/global-lmic-reports/master/AFG/projections.csv
https://raw.githubusercontent.com/mrc-ide/global-lmic-reports/master/AFG/projections.csv
https://raw.githubusercontent.com/mrc-ide/global-lmic-reports/master/AFG/projections.csv
https://raw.githubusercontent.com/mrc-ide/global-lmic-reports/master/AFG/projections.csv
https://raw.githubusercontent.com/mrc-ide/global-lmic-reports/master/AFG/projections.csv
https://raw.githubusercontent.com/mrc-ide/global-lmic-reports/master/AFG/projections.csv
https://raw.githubusercontent.com/mrc-ide/global-lmic-reports/master/AFG/projections.csv
https://raw.githubusercontent.com/mrc-ide/global-lmic-reports/master/AFG/projections.csv
https://raw.githubusercontent.com/mrc-ide/global-lmic-reports/master/AFG/projections.csv
https://raw.githubusercontent.com/mrc-ide/global-lmic-reports/master/AFG/projections.csv
https://raw.githubusercontent.com/mrc-ide/global-lmic-reports/master/AFG/projections.csv
https://raw.githubusercontent.com/mrc-ide/global-lmic-reports/master/AFG/projections.csv
https://raw.githubusercontent.com/mrc-ide/global-lmic-reports/master/AFG/projections.csv
https://raw.githubusercontent.com/mrc-ide/global-lmic-reports/master/AFG/projections.csv
https://raw.githubusercontent.com/mrc-ide/global-lmic-reports/master/AFG/projections.csv
https://raw.githubusercontent.com/mrc-ide/global-lmic-reports/master/AFG/projections.csv
https://raw.githubusercontent.com/mrc-ide/global-lmic-reports/master/AFG/projections.csv
https://raw.githubusercontent.com/mrc-ide/global-lmic-reports/master/AFG/projections.csv
https://raw.githubusercontent.com/mrc-ide/global-lmic-reports/master/AFG/projections.csv
https://raw.githubusercontent.com/mrc-ide/global-lmic-reports/master/AFG/projections.csv
https://raw.githubusercontent.com/mrc-ide/global-lmic-reports/master/AFG/projections.csv
https://raw.githubusercontent.com/mrc-ide/global-lmic-reports/master/AFG/projections.csv
https://raw.githubusercontent.com/mrc-ide/global-lmic-reports/master/AFG/projections.csv
https://raw.githubusercontent.com/mrc-ide/global-lmic-reports/master/AFG/projections.csv
https://raw.githubusercontent.com/mrc-ide/global-lmic-reports/master/AFG/projections.csv
https://raw.githubusercontent.com/mrc-ide/global-lmic-reports/master/AFG/projections.csv
https://raw.githubusercontent.com/mrc-ide/global-lmic-reports/master/AFG/projections.csv
https://raw.githubusercontent.com/mrc-ide/global-lmic-reports/master/AFG/projections.csv
https://raw.githubusercontent.com/mrc-ide/global-lmic-reports/master/AFG/projections.csv
https://raw.githubusercontent.com/mrc-ide/global-lmic-reports/master/AFG/projections.csv
https://raw.githubusercontent.com/mrc-ide/global-lmic-reports/master/AFG/projections.csv
https://raw.githubusercontent.com/mrc-ide/global-lmic-reports/master/AFG/projections.csv
https://raw.githubusercontent.com/mrc-ide/global-lmic-reports/master/AFG/projections.csv
https://raw.githubusercontent.com/mrc-ide/global-lmic-reports/master/AFG/projections.csv
https://raw.githubusercontent.com/mrc-ide/global-lmic-reports/master/AFG/projections.csv
https://raw.githubusercontent.com/mrc-ide/global-lmic-reports/master/AFG/projections.csv
https://raw.githubusercontent.com/mrc-ide/global-lmic-reports/master/AFG/projections.csv
https://raw.githubusercontent.com/mrc-ide/global-lmic-reports/master/AFG/projections.csv
https://raw.githubusercontent.com/mrc-ide/global-lmic-reports/master/AFG/projections.csv
https://raw.githubusercontent.com/mrc-ide/global-lmic-reports/master/AFG/projections.csv
https://raw.githubusercontent.com/mrc-ide/global-lmic-reports/master/AFG/projections.csv
https://raw.githubusercontent.com/mrc-ide/global-lmic-reports/master/AFG/projections.csv
https://raw.githubusercontent.com/mrc-ide/global-lmic-reports/master/AFG/projections.csv
https://raw.githubusercontent.com/mrc-ide/global-lmic-reports/master/AFG/projections.csv
https://raw.githubusercontent.com/mrc-ide/global-lmic-reports/master/AFG/projections.csv
https://raw.githubusercontent.com/mrc-ide/global-lmic-reports/master/AFG/projections.csv
https://raw.githubusercontent.com/mrc-ide/global-lmic-reports/master/AFG/projections.csv
https://raw.githubusercontent.com/mrc-ide/global-lmic-reports/master/AFG/projections.csv
https://raw.githubusercontent.com/mrc-ide/global-lmic-reports/master/AFG/projections.csv
https://raw.githubusercontent.com/mrc-ide/global-lmic-reports/master/AFG/projections.csv
https://raw.githubusercontent.com/mrc-ide/global-lmic-reports/master/AFG/projections.csv
https://raw.githubusercontent.com/mrc-ide/global-lmic-reports/master/AFG/projections.csv
https://raw.githubusercontent.com/mrc-ide/global-lmic-reports/master/AFG/projections.csv
https://raw.githubusercontent.com/mrc-ide/global-lmic-reports/master/AFG/projections.csv
https://raw.githubusercontent.com/mrc-ide/global-lmic-reports/master/AFG/projections.csv
https://raw.githubusercontent.com/mrc-ide/global-lmic-reports/master/AFG/projections.csv
https://raw.githubusercontent.com/mrc-ide/global-lmic-reports/master/AFG/projections.csv
https://raw.githubusercontent.com/mrc-ide/global-lmic-reports/master/AFG/projections.csv
https://raw.githubusercontent.com/mrc-ide/global-lmic-reports/master/AFG/projections.csv
https://raw.githubusercontent.com/mrc-ide/global-lmic-reports/master/AFG/projections.csv
https://raw.githubusercontent.com/mrc-ide/global-lmic-reports/master/AFG/projections.csv
https://raw.githubusercontent.com/mrc-ide/global-lmic-reports/master/AFG/projections.csv
https://raw.githubusercontent.com/mrc-ide/global-lmic-reports/master/AFG/projections.csv
https://raw.githubusercontent.com/mrc-ide/global-lmic-reports/master/AFG/projections.csv
https://raw.githubusercontent.com/mrc-ide/global-lmic-reports/master/AFG/projections.csv
https://raw.githubusercontent.com/mrc-ide/global-lmic-reports/master/AFG/projections.csv
https://raw.githubusercontent.com/mrc-ide/global-lmic-reports/master/AFG/projections.csv
https://raw.githubusercontent.com/mrc-ide/global-lmic-reports/master/AFG/projections.csv
https://raw.githubusercontent.com/mrc-ide/global-lmic-reports/master/AFG/projections.csv
https://raw.githubusercontent.com/mrc-ide/global-lmic-reports/master/AFG/projections.csv
https://raw.githubusercontent.com/mrc-ide/global-lmic-reports/master/AFG/projections.csv
https://raw.githubusercontent.com/mrc-ide/global-lmic-reports/master/AFG/projections.csv
https://raw.githubusercontent.com/mrc-ide/global-lmic-reports/master/AFG/projections.csv
https://raw.githubusercontent.com/mrc-ide/global-lmic-reports/master/AFG/projections.csv
https://raw.githubusercontent.com/mrc-ide/global-lmic-reports/master/AFG/projections.csv
https://raw.githubusercontent.com/mrc-ide/global-lmic-reports/master/AFG/projections.csv
https://raw.githubusercontent.com/mrc-ide/global-lmic-reports/master/AFG/projections.csv
https://raw.githubusercontent.com/mrc-ide/global-lmic-reports/master/AFG/projections.csv
https://raw.githubusercontent.com/mrc-ide/global-lmic-reports/master/AFG/projections.csv
https://raw.githubusercontent.com/mrc-ide/global-lmic-reports/master/AFG/projections.csv
https://raw.githubusercontent.com/mrc-ide/global-lmic-reports/master/AFG/projections.csv
https://raw.githubusercontent.com/mrc-ide/global-lmic-reports/master/AFG/projections.csv
https://raw.githubusercontent.com/mrc-ide/global-lmic-reports/master/AFG/projections.csv
https://raw.githubusercontent.com/mrc-ide/global-lmic-reports/master/AFG/projections.csv
https://raw.githubusercontent.com/mrc-ide/global-lmic-reports/master/AFG/projections.csv
https://raw.githubusercontent.com/mrc-ide/global-lmic-reports/master/AFG/projections.csv
https://raw.githubusercontent.com/mrc-ide/global-lmic-reports/master/AFG/projections.csv
https://raw.githubusercontent.com/mrc-ide/global-lmic-reports/master/AFG/projections.csv
https://raw.githubusercontent.com/mrc-ide/global-lmic-reports/master/AFG/projections.csv
https://raw.githubusercontent.com/mrc-ide/global-lmic-reports/master/AFG/projections.csv
https://raw.githubusercontent.com/mrc-ide/global-lmic-reports/master/AFG/projections.csv
https://raw.githubusercontent.com/mrc-ide/global-lmic-reports/master/AFG/projections.csv
https://raw.githubusercontent.com/mrc-ide/global-lmic-reports/master/AFG/projections.csv
https://raw.githubusercontent.com/mrc-ide/global-lmic-reports/master/AFG/projections.csv
https://raw.githubusercontent.com/mrc-ide/global-lmic-reports/master/AFG/projections.csv
https://raw.githubusercontent.com/mrc-ide/global-lmic-reports/master/AFG/projections.csv
https://raw.githubusercontent.com/mrc-ide/global-lmic-reports/master/AFG/projections.csv
https://raw.githubusercontent.com/mrc-ide/global-lmic-reports/master/AFG/projections.csv
https://raw.githubusercontent.com/mrc-ide/global-lmic-reports/master/AFG/projections.csv
https://raw.githubusercontent.com/mrc-ide/global-lmic-reports/master/AFG/projections.csv
https://raw.githubusercontent.com/mrc-ide/global-lmic-reports/master/AFG/projections.csv
https://raw.githubusercontent.com/mrc-ide/global-lmic-reports/master/AFG/projections.csv
https://raw.githubusercontent.com/mrc-ide/global-lmic-reports/master/AFG/projections.csv
https://raw.githubusercontent.com/mrc-ide/global-lmic-reports/master/AFG/projections.csv
https://raw.githubusercontent.com/mrc-ide/global-lmic-reports/master/AFG/projections.csv
https://raw.githubusercontent.com/mrc-ide/global-lmic-reports/master/AFG/projections.csv
https://raw.githubusercontent.com/mrc-ide/global-lmic-reports/master/AFG/projections.csv
https://raw.githubusercontent.com/mrc-ide/global-lmic-reports/master/AFG/projections.csv
https://raw.githubusercontent.com/mrc-ide/global-lmic-reports/master/AFG/projections.csv
https://raw.githubusercontent.com/mrc-ide/global-lmic-reports/master/AFG/projections.csv
https://raw.githubusercontent.com/mrc-ide/global-lmic-reports/master/AFG/projections.csv
https://raw.githubusercontent.com/mrc-ide/global-lmic-reports/master/AFG/projections.csv
https://raw.githubusercontent.com/mrc-ide/global-lmic-reports/master/AFG/projections.csv
https://raw.githubusercontent.com/mrc-ide/global-lmic-reports/master/AFG/projections.csv
https://raw.githubusercontent.com/mrc-ide/global-lmic-reports/master/AFG/projections.csv
https://raw.githubusercontent.com/mrc-ide/global-lmic-reports/master/AFG/projections.csv
https://raw.githubusercontent.com/mrc-ide/global-lmic-reports/master/AFG/projections.csv
https://raw.githubusercontent.com/mrc-ide/global-lmic-reports/master/AFG/projections.csv
https://raw.githubusercontent.com/mrc-ide/global-lmic-reports/master/AFG/projections.csv
https://raw.githubusercontent.com/mrc-ide/global-lmic-reports/master/AFG/projections.csv
https://raw.githubusercontent.com/mrc-ide/global-lmic-reports/master/AFG/projections.csv
https://raw.githubusercontent.com/mrc-ide/global-lmic-reports/master/AFG/projections.csv
https://raw.githubusercontent.com/mrc-ide/global-lmic-reports/master/AFG/projections.csv
https://raw.githubusercontent.com/mrc-ide/global-lmic-reports/master/AFG/projections.csv
https://raw.githubusercontent.com/mrc-ide/global-lmic-reports/master/AFG/projections.csv
https://raw.githubusercontent.com/mrc-ide/global-lmic-reports/master/AFG/projections.csv
https://raw.githubusercontent.com/mrc-ide/global-lmic-reports/master/AFG/projections.csv
https://raw.githubusercontent.com/mrc-ide/global-lmic-reports/master/AFG/projections.csv
https://raw.githubusercontent.com/mrc-ide/global-lmic-reports/master/AFG/projections.csv
https://raw.githubusercontent.com/mrc-ide/global-lmic-reports/master/AFG/projections.csv
https://raw.githubusercontent.com/mrc-ide/global-lmic-reports/master/AFG/projections.csv
https://raw.githubusercontent.com/mrc-ide/global-lmic-reports/master/AFG/projections.csv
https://raw.githubusercontent.com/mrc-ide/global-lmic-reports/master/AFG/projections.csv
https://raw.githubusercontent.com/mrc-ide/global-lmic-reports/master/AFG/projections.csv
https://raw.githubusercontent.com/mrc-ide/global-lmic-reports/master/AFG/projections.csv
https://raw.githubusercontent.com/mrc-ide/global-lmic-reports/master/AFG/projections.csv
https://raw.githubusercontent.com/mrc-ide/global-lmic-reports/master/AFG/projections.csv
https://raw.githubusercontent.com/mrc-ide/global-lmic-reports/master/AFG/projections.csv
https://raw.githubusercontent.com/mrc-ide/global-lmic-reports/master/AFG/projections.csv
https://raw.githubusercontent.com/mrc-ide/global-lmic-reports/master/AFG/projections.csv
https://raw.githubusercontent.com/mrc-ide/global-lmic-reports/master/AFG/projections.csv
https://raw.githubusercontent.com/mrc-ide/global-lmic-reports/master/AFG/projections.csv
https://raw.githubusercontent.com/mrc-ide/global-lmic-reports/master/AFG/projections.csv
https://raw.githubusercontent.com/mrc-ide/global-lmic-reports/master/AFG/projections.csv
https://raw.githubusercontent.com/mrc-ide/global-lmic-reports/master/AFG/projections.csv
https://raw.githubusercontent.com/mrc-ide/global-lmic-reports/master/AFG/projections.csv
https://raw.githubusercontent.com/mrc-ide/global-lmic-reports/master/AFG/projections.csv
https://raw.githubusercontent.com/mrc-ide/global-lmic-reports/master/AFG/projections.csv
https://raw.githubusercontent.com/mrc-ide/global-lmic-reports/master/AFG/projections.csv
https://raw.githubusercontent.com/mrc-ide/global-lmic-reports/master/AFG/projections.csv
https://raw.githubusercontent.com/mrc-ide/global-lmic-reports/master/AFG/projections.csv
https://raw.githubusercontent.com/mrc-ide/global-lmic-reports/master/AFG/projections.csv
https://raw.githubusercontent.com/mrc-ide/global-lmic-reports/master/AFG/projections.csv
https://raw.githubusercontent.com/mrc-ide/global-lmic-reports/master/AFG/projections.csv
https://raw.githubusercontent.com/mrc-ide/global-lmic-reports/master/AFG/projections.csv
https://raw.githubusercontent.com/mrc-ide/global-lmic-reports/master/AFG/projections.csv
https://raw.githubusercontent.com/mrc-ide/global-lmic-reports/master/AFG/projections.csv
https://raw.githubusercontent.com/mrc-ide/global-lmic-reports/master/AFG/projections.csv
https://raw.githubusercontent.com/mrc-ide/global-lmic-reports/master/AFG/projections.csv
https://raw.githubusercontent.com/mrc-ide/global-lmic-reports/master/AFG/projections.csv
https://raw.githubusercontent.com/mrc-ide/global-lmic-reports/master/AFG/projections.csv
https://raw.githubusercontent.com/mrc-ide/global-lmic-reports/master/AFG/projections.csv
https://raw.githubusercontent.com/mrc-ide/global-lmic-reports/master/AFG/projections.csv
https://raw.githubusercontent.com/mrc-ide/global-lmic-reports/master/AFG/projections.csv
https://raw.githubusercontent.com/mrc-ide/global-lmic-reports/master/AFG/projections.csv
https://raw.githubusercontent.com/mrc-ide/global-lmic-reports/master/AFG/projections.csv
https://raw.githubusercontent.com/mrc-ide/global-lmic-reports/master/AFG/projections.csv
https://raw.githubusercontent.com/mrc-ide/global-lmic-reports/master/AFG/projections.csv
https://raw.githubusercontent.com/mrc-ide/global-lmic-reports/master/AFG/projections.csv
https://raw.githubusercontent.com/mrc-ide/global-lmic-reports/master/AFG/projections.csv
https://raw.githubusercontent.com/mrc-ide/global-lmic-reports/master/AFG/projections.csv
https://raw.githubusercontent.com/mrc-ide/global-lmic-reports/master/AFG/projections.csv
https://raw.githubusercontent.com/mrc-ide/global-lmic-reports/master/AFG/projections.csv
https://raw.githubusercontent.com/mrc-ide/global-lmic-reports/master/AFG/projections.csv
https://raw.githubusercontent.com/mrc-ide/global-lmic-reports/master/AFG/projections.csv
https://raw.githubusercontent.com/mrc-ide/global-lmic-reports/master/AFG/projections.csv
https://raw.githubusercontent.com/mrc-ide/global-lmic-reports/master/AFG/projections.csv
https://raw.githubusercontent.com/mrc-ide/global-lmic-reports/master/AFG/projections.csv
https://raw.githubusercontent.com/mrc-ide/global-lmic-reports/master/AFG/projections.csv
https://raw.githubusercontent.com/mrc-ide/global-lmic-reports/master/AFG/projections.csv
https://raw.githubusercontent.com/mrc-ide/global-lmic-reports/master/AFG/projections.csv
https://raw.githubusercontent.com/mrc-ide/global-lmic-reports/master/AFG/projections.csv
https://raw.githubusercontent.com/mrc-ide/global-lmic-reports/master/AFG/projections.csv
https://raw.githubusercontent.com/mrc-ide/global-lmic-reports/master/AFG/projections.csv
https://raw.githubusercontent.com/mrc-ide/global-lmic-reports/master/AFG/projections.csv
https://raw.githubusercontent.com/mrc-ide/global-lmic-reports/master/AFG/projections.csv
https://raw.githubusercontent.com/mrc-ide/global-lmic-reports/master/AFG/projections.csv
https://raw.githubusercontent.com/mrc-ide/global-lmic-reports/master/AFG/projections.csv
https://raw.githubusercontent.com/mrc-ide/global-lmic-reports/master/AFG/projections.csv
https://raw.githubusercontent.com/mrc-ide/global-lmic-reports/master/AFG/projections.csv
https://raw.githubusercontent.com/mrc-ide/global-lmic-reports/master/AFG/projections.csv
https://raw.githubusercontent.com/mrc-ide/global-lmic-reports/master/AFG/projections.csv
https://raw.githubusercontent.com/mrc-ide/global-lmic-reports/master/AFG/projections.csv
https://raw.githubusercontent.com/mrc-ide/global-lmic-reports/master/AFG/projections.csv
https://raw.githubusercontent.com/mrc-ide/global-lmic-reports/master/AFG/projections.csv
https://raw.githubusercontent.com/mrc-ide/global-lmic-reports/master/AFG/projections.csv
https://raw.githubusercontent.com/mrc-ide/global-lmic-reports/master/AFG/projections.csv
https://raw.githubusercontent.com/mrc-ide/global-lmic-reports/master/AFG/projections.csv
https://raw.githubusercontent.com/mrc-ide/global-lmic-reports/master/AFG/projections.csv
https://raw.githubusercontent.com/mrc-ide/global-lmic-reports/master/AFG/projections.csv
https://raw.githubusercontent.com/mrc-ide/global-lmic-reports/master/AFG/projections.csv
https://raw.githubusercontent.com/mrc-ide/global-lmic-reports/master/AFG/projections.csv
https://raw.githubusercontent.com/mrc-ide/global-lmic-reports/master/AFG/projections.csv
https://raw.githubusercontent.com/mrc-ide/global-lmic-reports/master/AFG/projections.csv
https://raw.githubusercontent.com/mrc-ide/global-lmic-reports/master/AFG/projections.csv
https://raw.githubusercontent.com/mrc-ide/global-lmic-reports/master/AFG/projections.csv
https://raw.githubusercontent.com/mrc-ide/global-lmic-reports/master/AFG/projections.csv
https://raw.githubusercontent.com/mrc-ide/global-lmic-reports/master/AFG/projections.csv
https://raw.githubusercontent.com/mrc-ide/global-lmic-reports/master/AFG/projections.csv
https://raw.githubusercontent.com/mrc-ide/global-lmic-reports/master/AFG/projections.csv
https://raw.githubusercontent.com/mrc-ide/global-lmic-reports/master/AFG/projections.csv
https://raw.githubusercontent.com/mrc-ide/global-lmic-reports/master/AFG/projections.csv
https://raw.githubusercontent.com/mrc-ide/global-lmic-reports/master/AFG/projections.csv
https://raw.githubusercontent.com/mrc-ide/global-lmic-reports/master/AFG/projections.csv
https://raw.githubusercontent.com/mrc-ide/global-lmic-reports/master/AFG/projections.csv
https://raw.githubusercontent.com/mrc-ide/global-lmic-reports/master/AFG/projections.csv
https://raw.githubusercontent.com/mrc-ide/global-lmic-reports/master/AFG/projections.csv
https://raw.githubusercontent.com/mrc-ide/global-lmic-reports/master/AFG/projections.csv
https://raw.githubusercontent.com/mrc-ide/global-lmic-reports/master/AFG/projections.csv
https://raw.githubusercontent.com/mrc-ide/global-lmic-reports/master/AFG/projections.csv
https://raw.githubusercontent.com/mrc-ide/global-lmic-reports/master/AFG/projections.csv
https://raw.githubusercontent.com/mrc-ide/global-lmic-reports/master/AFG/projections.csv
https://raw.githubusercontent.com/mrc-ide/global-lmic-reports/master/AFG/projections.csv
https://raw.githubusercontent.com/mrc-ide/global-lmic-reports/master/AFG/projections.csv
https://raw.githubusercontent.com/mrc-ide/global-lmic-reports/master/AFG/projections.csv
https://raw.githubusercontent.com/mrc-ide/global-lmic-reports/master/AFG/projections.csv
https://raw.githubusercontent.com/mrc-ide/global-lmic-reports/master/AFG/projections.csv
https://raw.githubusercontent.com/mrc-ide/global-lmic-reports/master/AFG/projections.csv
https://raw.githubusercontent.com/mrc-ide/global-lmic-reports/master/AFG/projections.csv
https://raw.githubusercontent.com/mrc-ide/global-lmic-reports/master/AFG/projections.csv
https://raw.githubusercontent.com/mrc-ide/global-lmic-reports/master/AFG/projections.csv
https://raw.githubusercontent.com/mrc-ide/global-lmic-reports/master/AFG/projections.csv
https://raw.githubusercontent.com/mrc-ide/global-lmic-reports/master/AFG/projections.csv
https://raw.githubusercontent.com/mrc-ide/global-lmic-reports/master/AFG/projections.csv
https://raw.githubusercontent.com/mrc-ide/global-lmic-reports/master/AFG/projections.csv
https://raw.githubusercontent.com/mrc-ide/global-lmic-reports/master/AFG/projections.csv
https://raw.githubusercontent.com/mrc-ide/global-lmic-reports/master/AFG/projections.csv
https://raw.githubusercontent.com/mrc-ide/global-lmic-reports/master/AFG/projections.csv
https://raw.githubusercontent.com/mrc-ide/global-lmic-reports/master/AFG/projections.csv
https://raw.githubusercontent.com/mrc-ide/global-lmic-reports/master/AFG/projections.csv
https://raw.githubusercontent.com/mrc-ide/global-lmic-reports/master/AFG/projections.csv
https://raw.githubusercontent.com/mrc-ide/global-lmic-reports/master/AFG/projections.csv
https://raw.githubusercontent.com/mrc-ide/global-lmic-reports/master/AFG/projections.csv
https://raw.githubusercontent.com/mrc-ide/global-lmic-reports/master/AFG/projections.csv
https://raw.githubusercontent.com/mrc-ide/global-lmic-reports/master/AFG/projections.csv
https://raw.githubusercontent.com/mrc-ide/global-lmic-reports/master/AFG/projections.csv
https://raw.githubusercontent.com/mrc-ide/global-lmic-reports/master/AFG/projections.csv
https://raw.githubusercontent.com/mrc-ide/global-lmic-reports/master/AFG/projections.csv
https://raw.githubusercontent.com/mrc-ide/global-lmic-reports/master/AFG/projections.csv
https://raw.githubusercontent.com/mrc-ide/global-lmic-reports/master/AFG/projections.csv
https://raw.githubusercontent.com/mrc-ide/global-lmic-reports/master/AFG/projections.csv
https://raw.githubusercontent.com/mrc-ide/global-lmic-reports/master/AFG/projections.csv
https://raw.githubusercontent.com/mrc-ide/global-lmic-reports/master/AFG/projections.csv
https://raw.githubusercontent.com/mrc-ide/global-lmic-reports/master/AFG/projections.csv
https://raw.githubusercontent.com/mrc-ide/global-lmic-reports/master/AFG/projections.csv
https://raw.githubusercontent.com/mrc-ide/global-lmic-reports/master/AFG/projections.csv
https://raw.githubusercontent.com/mrc-ide/global-lmic-reports/master/AFG/projections.csv
https://raw.githubusercontent.com/mrc-ide/global-lmic-reports/master/AFG/projections.csv
https://raw.githubusercontent.com/mrc-ide/global-lmic-reports/master/AFG/projections.csv
https://raw.githubusercontent.com/mrc-ide/global-lmic-reports/master/AFG/projections.csv
https://raw.githubusercontent.com/mrc-ide/global-lmic-reports/master/AFG/projections.csv
https://raw.githubusercontent.com/mrc-ide/global-lmic-reports/master/AFG/projections.csv
https://raw.githubusercontent.com/mrc-ide/global-lmic-reports/master/AFG/projections.csv
https://raw.githubusercontent.com/mrc-ide/global-lmic-reports/master/AFG/projections.csv
https://raw.githubusercontent.com/mrc-ide/global-lmic-reports/master/AFG/projections.csv
https://raw.githubusercontent.com/mrc-ide/global-lmic-reports/master/AFG/projections.csv
https://raw.githubusercontent.com/mrc-ide/global-lmic-reports/master/AFG/projections.csv
https://raw.githubusercontent.com/mrc-ide/global-lmic-reports/master/AFG/projections.csv
https://raw.githubusercontent.com/mrc-ide/global-lmic-reports/master/AFG/projections.csv
https://raw.githubusercontent.com/mrc-ide/global-lmic-reports/master/AFG/projections.csv
https://raw.githubusercontent.com/mrc-ide/global-lmic-reports/master/AFG/projections.csv
https://raw.githubusercontent.com/mrc-ide/global-lmic-reports/master/AFG/projections.csv
https://raw.githubusercontent.com/mrc-ide/global-lmic-reports/master/AFG/projections.csv
https://raw.githubusercontent.com/mrc-ide/global-lmic-reports/master/AFG/projections.csv
https://raw.githubusercontent.com/mrc-ide/global-lmic-reports/master/AFG/projections.csv
https://raw.githubusercontent.com/mrc-ide/global-lmic-reports/master/AFG/projections.csv
https://raw.githubusercontent.com/mrc-ide/global-lmic-reports/master/AFG/projections.csv
https://raw.githubusercontent.com/mrc-ide/global-lmic-reports/master/AFG/projections.csv
https://raw.githubusercontent.com/mrc-ide/global-lmic-reports/master/AFG/projections.csv
https://raw.githubusercontent.com/mrc-ide/global-lmic-reports/master/AFG/projections.csv
https://raw.githubusercontent.com/mrc-ide/global-lmic-reports/master/AFG/projections.csv
https://raw.githubusercontent.com/mrc-ide/global-lmic-reports/master/AFG/projections.csv
https://raw.githubusercontent.com/mrc-ide/global-lmic-reports/master/AFG/projections.csv
https://raw.githubusercontent.com/mrc-ide/global-lmic-reports/master/AFG/projections.csv
https://raw.githubusercontent.com/mrc-ide/global-lmic-reports/master/AFG/projections.csv
https://raw.githubusercontent.com/mrc-ide/global-lmic-reports/master/AFG/projections.csv
https://raw.githubusercontent.com/mrc-ide/global-lmic-reports/master/AFG/projections.csv
https://raw.githubusercontent.com/mrc-ide/global-lmic-reports/master/AFG/projections.csv
https://raw.githubusercontent.com/mrc-ide/global-lmic-reports/master/AFG/projections.csv
https://raw.githubusercontent.com/mrc-ide/global-lmic-reports/master/AFG/projections.csv
https://raw.githubusercontent.com/mrc-ide/global-lmic-reports/master/AFG/projections.csv
https://raw.githubusercontent.com/mrc-ide/global-lmic-reports/master/AFG/projections.csv
https://raw.githubusercontent.com/mrc-ide/global-lmic-reports/master/AFG/projections.csv
https://raw.githubusercontent.com/mrc-ide/global-lmic-reports/master/AFG/projections.csv
https://raw.githubusercontent.com/mrc-ide/global-lmic-reports/master/AFG/projections.csv
https://raw.githubusercontent.com/mrc-ide/global-lmic-reports/master/AFG/projections.csv
https://raw.githubusercontent.com/mrc-ide/global-lmic-reports/master/AFG/projections.csv
https://raw.githubusercontent.com/mrc-ide/global-lmic-reports/master/AFG/projections.csv
https://raw.githubusercontent.com/mrc-ide/global-lmic-reports/master/AFG/projections.csv
https://raw.githubusercontent.com/mrc-ide/global-lmic-reports/master/AFG/projections.csv
https://raw.githubusercontent.com/mrc-ide/global-lmic-reports/master/AFG/projections.csv
https://raw.githubusercontent.com/mrc-ide/global-lmic-reports/master/AFG/projections.csv
https://raw.githubusercontent.com/mrc-ide/global-lmic-reports/master/AFG/projections.csv
https://raw.githubusercontent.com/mrc-ide/global-lmic-reports/master/AFG/projections.csv
https://raw.githubusercontent.com/mrc-ide/global-lmic-reports/master/AFG/projections.csv
https://raw.githubusercontent.com/mrc-ide/global-lmic-reports/master/AFG/projections.csv
https://raw.githubusercontent.com/mrc-ide/global-lmic-reports/master/AFG/projections.csv
https://raw.githubusercontent.com/mrc-ide/global-lmic-reports/master/AFG/projections.csv
https://raw.githubusercontent.com/mrc-ide/global-lmic-reports/master/AFG/projections.csv
https://raw.githubusercontent.com/mrc-ide/global-lmic-reports/master/AFG/projections.csv
https://raw.githubusercontent.com/mrc-ide/global-lmic-reports/master/AFG/projections.csv
https://raw.githubusercontent.com/mrc-ide/global-lmic-reports/master/AFG/projections.csv
https://raw.githubusercontent.com/mrc-ide/global-lmic-reports/master/AFG/projections.csv
https://raw.githubusercontent.com/mrc-ide/global-lmic-reports/master/AFG/projections.csv
https://raw.githubusercontent.com/mrc-ide/global-lmic-reports/master/AFG/projections.csv
https://raw.githubusercontent.com/mrc-ide/global-lmic-reports/master/AFG/projections.csv
https://raw.githubusercontent.com/mrc-ide/global-lmic-reports/master/AFG/projections.csv
https://raw.githubusercontent.com/mrc-ide/global-lmic-reports/master/AFG/projections.csv
https://raw.githubusercontent.com/mrc-ide/global-lmic-reports/master/AFG/projections.csv
https://raw.githubusercontent.com/mrc-ide/global-lmic-reports/master/AFG/projections.csv
https://raw.githubusercontent.com/mrc-ide/global-lmic-reports/master/AFG/projections.csv
https://raw.githubusercontent.com/mrc-ide/global-lmic-reports/master/AFG/projections.csv
https://raw.githubusercontent.com/mrc-ide/global-lmic-reports/master/AFG/projections.csv
https://raw.githubusercontent.com/mrc-ide/global-lmic-reports/master/AFG/projections.csv
https://raw.githubusercontent.com/mrc-ide/global-lmic-reports/master/AFG/projections.csv
https://raw.githubusercontent.com/mrc-ide/global-lmic-reports/master/AFG/projections.csv
https://raw.githubusercontent.com/mrc-ide/global-lmic-reports/master/AFG/projections.csv
https://raw.githubusercontent.com/mrc-ide/global-lmic-reports/master/AFG/projections.csv
https://raw.githubusercontent.com/mrc-ide/global-lmic-reports/master/AFG/projections.csv
https://raw.githubusercontent.com/mrc-ide/global-lmic-reports/master/AFG/projections.csv
https://raw.githubusercontent.com/mrc-ide/global-lmic-reports/master/AFG/projections.csv
https://raw.githubusercontent.com/mrc-ide/global-lmic-reports/master/AFG/projections.csv
https://raw.githubusercontent.com/mrc-ide/global-lmic-reports/master/AFG/projections.csv
https://raw.githubusercontent.com/mrc-ide/global-lmic-reports/master/AFG/projections.csv
https://raw.githubusercontent.com/mrc-ide/global-lmic-reports/master/AFG/projections.csv
https://raw.githubusercontent.com/mrc-ide/global-lmic-reports/master/AFG/projections.csv
https://raw.githubusercontent.com/mrc-ide/global-lmic-reports/master/AFG/projections.csv
https://raw.githubusercontent.com/mrc-ide/global-lmic-reports/master/AFG/projections.csv
https://raw.githubusercontent.com/mrc-ide/global-lmic-reports/master/AFG/projections.csv
https://raw.githubusercontent.com/mrc-ide/global-lmic-reports/master/AFG/projections.csv
https://raw.githubusercontent.com/mrc-ide/global-lmic-reports/master/AFG/projections.csv
https://raw.githubusercontent.com/mrc-ide/global-lmic-reports/master/AFG/projections.csv
https://raw.githubusercontent.com/mrc-ide/global-lmic-reports/master/AFG/projections.csv
https://raw.githubusercontent.com/mrc-ide/global-lmic-reports/master/AFG/projections.csv
https://raw.githubusercontent.com/mrc-ide/global-lmic-reports/master/AFG/projections.csv
https://raw.githubusercontent.com/mrc-ide/global-lmic-reports/master/AFG/projections.csv
https://raw.githubusercontent.com/mrc-ide/global-lmic-reports/master/AFG/projections.csv
https://raw.githubusercontent.com/mrc-ide/global-lmic-reports/master/AFG/projections.csv
https://raw.githubusercontent.com/mrc-ide/global-lmic-reports/master/AFG/projections.csv
https://raw.githubusercontent.com/mrc-ide/global-lmic-reports/master/AFG/projections.csv
https://raw.githubusercontent.com/mrc-ide/global-lmic-reports/master/AFG/projections.csv
https://raw.githubusercontent.com/mrc-ide/global-lmic-reports/master/AFG/projections.csv
https://raw.githubusercontent.com/mrc-ide/global-lmic-reports/master/AFG/projections.csv
https://raw.githubusercontent.com/mrc-ide/global-lmic-reports/master/AFG/projections.csv
https://raw.githubusercontent.com/mrc-ide/global-lmic-reports/master/AFG/projections.csv
https://raw.githubusercontent.com/mrc-ide/global-lmic-reports/master/AFG/projections.csv
https://raw.githubusercontent.com/mrc-ide/global-lmic-reports/master/AFG/projections.csv
https://raw.githubusercontent.com/mrc-ide/global-lmic-reports/master/AFG/projections.csv
https://raw.githubusercontent.com/mrc-ide/global-lmic-reports/master/AFG/projections.csv
https://raw.githubusercontent.com/mrc-ide/global-lmic-reports/master/AFG/projections.csv
https://raw.githubusercontent.com/mrc-ide/global-lmic-reports/master/AFG/projections.csv
https://raw.githubusercontent.com/mrc-ide/global-lmic-reports/master/AFG/projections.csv
https://raw.githubusercontent.com/mrc-ide/global-lmic-reports/master/AFG/projections.csv
https://raw.githubusercontent.com/mrc-ide/global-lmic-reports/master/AFG/projections.csv
https://raw.githubusercontent.com/mrc-ide/global-lmic-reports/master/AFG/projections.csv
https://raw.githubusercontent.com/mrc-ide/global-lmic-reports/master/AFG/projections.csv
https://raw.githubusercontent.com/mrc-ide/global-lmic-reports/master/AFG/projections.csv
https://raw.githubusercontent.com/mrc-ide/global-lmic-reports/master/AFG/projections.csv
https://raw.githubusercontent.com/mrc-ide/global-lmic-reports/master/AFG/projections.csv
https://raw.githubusercontent.com/mrc-ide/global-lmic-reports/master/AFG/projections.csv
https://raw.githubusercontent.com/mrc-ide/global-lmic-reports/master/AFG/projections.csv
https://raw.githubusercontent.com/mrc-ide/global-lmic-reports/master/AFG/projections.csv
https://raw.githubusercontent.com/mrc-ide/global-lmic-reports/master/AFG/projections.csv
https://raw.githubusercontent.com/mrc-ide/global-lmic-reports/master/AFG/projections.csv
https://raw.githubusercontent.com/mrc-ide/global-lmic-reports/master/AFG/projections.csv
https://raw.githubusercontent.com/mrc-ide/global-lmic-reports/master/AFG/projections.csv
https://raw.githubusercontent.com/mrc-ide/global-lmic-reports/master/AFG/projections.csv
https://raw.githubusercontent.com/mrc-ide/global-lmic-reports/master/AFG/projections.csv
https://raw.githubusercontent.com/mrc-ide/global-lmic-reports/master/AFG/projections.csv
https://raw.githubusercontent.com/mrc-ide/global-lmic-reports/master/AFG/projections.csv
https://raw.githubusercontent.com/mrc-ide/global-lmic-reports/master/AFG/projections.csv
https://raw.githubusercontent.com/mrc-ide/global-lmic-reports/master/AFG/projections.csv
https://raw.githubusercontent.com/mrc-ide/global-lmic-reports/master/AFG/projections.csv
https://raw.githubusercontent.com/mrc-ide/global-lmic-reports/master/AFG/projections.csv
https://raw.githubusercontent.com/mrc-ide/global-lmic-reports/master/AFG/projections.csv
https://raw.githubusercontent.com/mrc-ide/global-lmic-reports/master/AFG/projections.csv
https://raw.githubusercontent.com/mrc-ide/global-lmic-reports/master/AFG/projections.csv
https://raw.githubusercontent.com/mrc-ide/global-lmic-reports/master/AFG/projections.csv
https://raw.githubusercontent.com/mrc-ide/global-lmic-reports/master/AFG/projections.csv
https://raw.githubusercontent.com/mrc-ide/global-lmic-reports/master/AFG/projections.csv
https://raw.githubusercontent.com/mrc-ide/global-lmic-reports/master/AFG/projections.csv
https://raw.githubusercontent.com/mrc-ide/global-lmic-reports/master/AFG/projections.csv
https://raw.githubusercontent.com/mrc-ide/global-lmic-reports/master/AFG/projections.csv
https://raw.githubusercontent.com/mrc-ide/global-lmic-reports/master/AFG/projections.csv
https://raw.githubusercontent.com/mrc-ide/global-lmic-reports/master/AFG/projections.csv
https://raw.githubusercontent.com/mrc-ide/global-lmic-reports/master/AFG/projections.csv
https://raw.githubusercontent.com/mrc-ide/global-lmic-reports/master/AFG/projections.csv
https://raw.githubusercontent.com/mrc-ide/global-lmic-reports/master/AFG/projections.csv
https://raw.githubusercontent.com/mrc-ide/global-lmic-reports/master/AFG/projections.csv
https://raw.githubusercontent.com/mrc-ide/global-lmic-reports/master/AFG/projections.csv
https://raw.githubusercontent.com/mrc-ide/global-lmic-reports/master/AFG/projections.csv
https://raw.githubusercontent.com/mrc-ide/global-lmic-reports/master/AFG/projections.csv
https://raw.githubusercontent.com/mrc-ide/global-lmic-reports/master/AFG/projections.csv
https://raw.githubusercontent.com/mrc-ide/global-lmic-reports/master/AFG/projections.csv
https://raw.githubusercontent.com/mrc-ide/global-lmic-reports/master/AFG/projections.csv
https://raw.githubusercontent.com/mrc-ide/global-lmic-reports/master/AFG/projections.csv
https://raw.githubusercontent.com/mrc-ide/global-lmic-reports/master/AFG/projections.csv
https://raw.githubusercontent.com/mrc-ide/global-lmic-reports/master/AFG/projections.csv
https://raw.githubusercontent.com/mrc-ide/global-lmic-reports/master/AFG/projections.csv
https://raw.githubusercontent.com/mrc-ide/global-lmic-reports/master/AFG/projections.csv
https://raw.githubusercontent.com/mrc-ide/global-lmic-reports/master/AFG/projections.csv
https://raw.githubusercontent.com/mrc-ide/global-lmic-reports/master/AFG/projections.csv
https://raw.githubusercontent.com/mrc-ide/global-lmic-reports/master/AFG/projections.csv
https://raw.githubusercontent.com/mrc-ide/global-lmic-reports/master/AFG/projections.csv
https://raw.githubusercontent.com/mrc-ide/global-lmic-reports/master/AFG/projections.csv
https://raw.githubusercontent.com/mrc-ide/global-lmic-reports/master/AFG/projections.csv
https://raw.githubusercontent.com/mrc-ide/global-lmic-reports/master/AFG/projections.csv
https://raw.githubusercontent.com/mrc-ide/global-lmic-reports/master/AFG/projections.csv
https://raw.githubusercontent.com/mrc-ide/global-lmic-reports/master/AFG/projections.csv
https://raw.githubusercontent.com/mrc-ide/global-lmic-reports/master/AFG/projections.csv
https://raw.githubusercontent.com/mrc-ide/global-lmic-reports/master/AFG/projections.csv
https://raw.githubusercontent.com/mrc-ide/global-lmic-reports/master/AFG/projections.csv
https://raw.githubusercontent.com/mrc-ide/global-lmic-reports/master/AFG/projections.csv
https://raw.githubusercontent.com/mrc-ide/global-lmic-reports/master/AFG/projections.csv
https://raw.githubusercontent.com/mrc-ide/global-lmic-reports/master/AFG/projections.csv
https://raw.githubusercontent.com/mrc-ide/global-lmic-reports/master/AFG/projections.csv
https://raw.githubusercontent.com/mrc-ide/global-lmic-reports/master/AFG/projections.csv
https://raw.githubusercontent.com/mrc-ide/global-lmic-reports/master/AFG/projections.csv
https://raw.githubusercontent.com/mrc-ide/global-lmic-reports/master/AFG/projections.csv
https://raw.githubusercontent.com/mrc-ide/global-lmic-reports/master/AFG/projections.csv
https://raw.githubusercontent.com/mrc-ide/global-lmic-reports/master/AFG/projections.csv
https://raw.githubusercontent.com/mrc-ide/global-lmic-reports/master/AFG/projections.csv
https://raw.githubusercontent.com/mrc-ide/global-lmic-reports/master/AFG/projections.csv
https://raw.githubusercontent.com/mrc-ide/global-lmic-reports/master/AFG/projections.csv
https://raw.githubusercontent.com/mrc-ide/global-lmic-reports/master/AFG/projections.csv
https://raw.githubusercontent.com/mrc-ide/global-lmic-reports/master/AFG/projections.csv
https://raw.githubusercontent.com/mrc-ide/global-lmic-reports/master/AFG/projections.csv
https://raw.githubusercontent.com/mrc-ide/global-lmic-reports/master/AFG/projections.csv
https://raw.githubusercontent.com/mrc-ide/global-lmic-reports/master/AFG/projections.csv
https://raw.githubusercontent.com/mrc-ide/global-lmic-reports/master/AFG/projections.csv
https://raw.githubusercontent.com/mrc-ide/global-lmic-reports/master/AFG/projections.csv
https://raw.githubusercontent.com/mrc-ide/global-lmic-reports/master/AFG/projections.csv
https://raw.githubusercontent.com/mrc-ide/global-lmic-reports/master/AFG/projections.csv
https://raw.githubusercontent.com/mrc-ide/global-lmic-reports/master/AFG/projections.csv
https://raw.githubusercontent.com/mrc-ide/global-lmic-reports/master/AFG/projections.csv
https://raw.githubusercontent.com/mrc-ide/global-lmic-reports/master/AFG/projections.csv
https://raw.githubusercontent.com/mrc-ide/global-lmic-reports/master/AFG/projections.csv
https://raw.githubusercontent.com/mrc-ide/global-lmic-reports/master/AFG/projections.csv
https://raw.githubusercontent.com/mrc-ide/global-lmic-reports/master/AFG/projections.csv
https://raw.githubusercontent.com/mrc-ide/global-lmic-reports/master/AFG/projections.csv
https://raw.githubusercontent.com/mrc-ide/global-lmic-reports/master/AFG/projections.csv
https://raw.githubusercontent.com/mrc-ide/global-lmic-reports/master/AFG/projections.csv
https://raw.githubusercontent.com/mrc-ide/global-lmic-reports/master/AFG/projections.csv
https://raw.githubusercontent.com/mrc-ide/global-lmic-reports/master/AFG/projections.csv
https://raw.githubusercontent.com/mrc-ide/global-lmic-reports/master/AFG/projections.csv
https://raw.githubusercontent.com/mrc-ide/global-lmic-reports/master/AFG/projections.csv
https://raw.githubusercontent.com/mrc-ide/global-lmic-reports/master/AFG/projections.csv
https://raw.githubusercontent.com/mrc-ide/global-lmic-reports/master/AFG/projections.csv
https://raw.githubusercontent.com/mrc-ide/global-lmic-reports/master/AFG/projections.csv
https://raw.githubusercontent.com/mrc-ide/global-lmic-reports/master/AFG/projections.csv
https://raw.githubusercontent.com/mrc-ide/global-lmic-reports/master/AFG/projections.csv
https://raw.githubusercontent.com/mrc-ide/global-lmic-reports/master/AFG/projections.csv
https://raw.githubusercontent.com/mrc-ide/global-lmic-reports/master/AFG/projections.csv
https://raw.githubusercontent.com/mrc-ide/global-lmic-reports/master/AFG/projections.csv
https://raw.githubusercontent.com/mrc-ide/global-lmic-reports/master/AFG/projections.csv
https://raw.githubusercontent.com/mrc-ide/global-lmic-reports/master/AFG/projections.csv
https://raw.githubusercontent.com/mrc-ide/global-lmic-reports/master/AFG/projections.csv
https://raw.githubusercontent.com/mrc-ide/global-lmic-reports/master/AFG/projections.csv
https://raw.githubusercontent.com/mrc-ide/global-lmic-reports/master/AFG/projections.csv
https://raw.githubusercontent.com/mrc-ide/global-lmic-reports/master/AFG/projections.csv
https://raw.githubusercontent.com/mrc-ide/global-lmic-reports/master/AFG/projections.csv
https://raw.githubusercontent.com/mrc-ide/global-lmic-reports/master/AFG/projections.csv
https://raw.githubusercontent.com/mrc-ide/global-lmic-reports/master/AFG/projections.csv
https://raw.githubusercontent.com/mrc-ide/global-lmic-reports/master/AFG/projections.csv
https://raw.githubusercontent.com/mrc-ide/global-lmic-reports/master/AFG/projections.csv
https://raw.githubusercontent.com/mrc-ide/global-lmic-reports/master/AFG/projections.csv
https://raw.githubusercontent.com/mrc-ide/global-lmic-reports/master/AFG/projections.csv
https://raw.githubusercontent.com/mrc-ide/global-lmic-reports/master/AFG/projections.csv
https://raw.githubusercontent.com/mrc-ide/global-lmic-reports/master/AFG/projections.csv
https://raw.githubusercontent.com/mrc-ide/global-lmic-reports/master/AFG/projections.csv
https://raw.githubusercontent.com/mrc-ide/global-lmic-reports/master/AFG/projections.csv
https://raw.githubusercontent.com/mrc-ide/global-lmic-reports/master/AFG/projections.csv
https://raw.githubusercontent.com/mrc-ide/global-lmic-reports/master/AFG/projections.csv
https://raw.githubusercontent.com/mrc-ide/global-lmic-reports/master/AFG/projections.csv
https://raw.githubusercontent.com/mrc-ide/global-lmic-reports/master/AFG/projections.csv
https://raw.githubusercontent.com/mrc-ide/global-lmic-reports/master/AFG/projections.csv
https://raw.githubusercontent.com/mrc-ide/global-lmic-reports/master/AFG/projections.csv
https://raw.githubusercontent.com/mrc-ide/global-lmic-reports/master/AFG/projections.csv
https://raw.githubusercontent.com/mrc-ide/global-lmic-reports/master/AFG/projections.csv
https://raw.githubusercontent.com/mrc-ide/global-lmic-reports/master/AFG/projections.csv
https://raw.githubusercontent.com/mrc-ide/global-lmic-reports/master/AFG/projections.csv
https://raw.githubusercontent.com/mrc-ide/global-lmic-reports/master/AFG/projections.csv
https://raw.githubusercontent.com/mrc-ide/global-lmic-reports/master/AFG/projections.csv
https://raw.githubusercontent.com/mrc-ide/global-lmic-reports/master/AFG/projections.csv
https://raw.githubusercontent.com/mrc-ide/global-lmic-reports/master/AFG/projections.csv
https://raw.githubusercontent.com/mrc-ide/global-lmic-reports/master/AFG/projections.csv
https://raw.githubusercontent.com/mrc-ide/global-lmic-reports/master/AFG/projections.csv
https://raw.githubusercontent.com/mrc-ide/global-lmic-reports/master/AFG/projections.csv
https://raw.githubusercontent.com/mrc-ide/global-lmic-reports/master/AFG/projections.csv
https://raw.githubusercontent.com/mrc-ide/global-lmic-reports/master/AFG/projections.csv
https://raw.githubusercontent.com/mrc-ide/global-lmic-reports/master/AFG/projections.csv
https://raw.githubusercontent.com/mrc-ide/global-lmic-reports/master/AFG/projections.csv
https://raw.githubusercontent.com/mrc-ide/global-lmic-reports/master/AFG/projections.csv
https://raw.githubusercontent.com/mrc-ide/global-lmic-reports/master/AFG/projections.csv
https://raw.githubusercontent.com/mrc-ide/global-lmic-reports/master/AFG/projections.csv
https://raw.githubusercontent.com/mrc-ide/global-lmic-reports/master/AFG/projections.csv
https://raw.githubusercontent.com/mrc-ide/global-lmic-reports/master/AFG/projections.csv
https://raw.githubusercontent.com/mrc-ide/global-lmic-reports/master/AFG/projections.csv
https://raw.githubusercontent.com/mrc-ide/global-lmic-reports/master/AFG/projections.csv
https://raw.githubusercontent.com/mrc-ide/global-lmic-reports/master/AFG/projections.csv
https://raw.githubusercontent.com/mrc-ide/global-lmic-reports/master/AFG/projections.csv
https://raw.githubusercontent.com/mrc-ide/global-lmic-reports/master/AFG/projections.csv
https://raw.githubusercontent.com/mrc-ide/global-lmic-reports/master/AFG/projections.csv
https://raw.githubusercontent.com/mrc-ide/global-lmic-reports/master/AFG/projections.csv
https://raw.githubusercontent.com/mrc-ide/global-lmic-reports/master/AFG/projections.csv
https://raw.githubusercontent.com/mrc-ide/global-lmic-reports/master/AFG/projections.csv
https://raw.githubusercontent.com/mrc-ide/global-lmic-reports/master/AFG/projections.csv
https://raw.githubusercontent.com/mrc-ide/global-lmic-reports/master/AFG/projections.csv
https://raw.githubusercontent.com/mrc-ide/global-lmic-reports/master/AFG/projections.csv
https://raw.githubusercontent.com/mrc-ide/global-lmic-reports/master/AFG/projections.csv
https://raw.githubusercontent.com/mrc-ide/global-lmic-reports/master/AFG/projections.csv
https://raw.githubusercontent.com/mrc-ide/global-lmic-reports/master/AFG/projections.csv
https://raw.githubusercontent.com/mrc-ide/global-lmic-reports/master/AFG/projections.csv
https://raw.githubusercontent.com/mrc-ide/global-lmic-reports/master/AFG/projections.csv
https://raw.githubusercontent.com/mrc-ide/global-lmic-reports/master/AFG/projections.csv
https://raw.githubusercontent.com/mrc-ide/global-lmic-reports/master/AFG/projections.csv
https://raw.githubusercontent.com/mrc-ide/global-lmic-reports/master/AFG/projections.csv
https://raw.githubusercontent.com/mrc-ide/global-lmic-reports/master/AFG/projections.csv
https://raw.githubusercontent.com/mrc-ide/global-lmic-reports/master/AFG/projections.csv
https://raw.githubusercontent.com/mrc-ide/global-lmic-reports/master/AFG/projections.csv
https://raw.githubusercontent.com/mrc-ide/global-lmic-reports/master/AFG/projections.csv
https://raw.githubusercontent.com/mrc-ide/global-lmic-reports/master/AFG/projections.csv
https://raw.githubusercontent.com/mrc-ide/global-lmic-reports/master/AFG/projections.csv
https://raw.githubusercontent.com/mrc-ide/global-lmic-reports/master/AFG/projections.csv
https://raw.githubusercontent.com/mrc-ide/global-lmic-reports/master/AFG/projections.csv
https://raw.githubusercontent.com/mrc-ide/global-lmic-reports/master/AFG/projections.csv
https://raw.githubusercontent.com/mrc-ide/global-lmic-reports/master/AFG/projections.csv
https://raw.githubusercontent.com/mrc-ide/global-lmic-reports/master/AFG/projections.csv
https://raw.githubusercontent.com/mrc-ide/global-lmic-reports/master/AFG/projections.csv
https://raw.githubusercontent.com/mrc-ide/global-lmic-reports/master/AFG/projections.csv
https://raw.githubusercontent.com/mrc-ide/global-lmic-reports/master/AFG/projections.csv
https://raw.githubusercontent.com/mrc-ide/global-lmic-reports/master/AFG/projections.csv
https://raw.githubusercontent.com/mrc-ide/global-lmic-reports/master/AFG/projections.csv
https://raw.githubusercontent.com/mrc-ide/global-lmic-reports/master/AFG/projections.csv
https://raw.githubusercontent.com/mrc-ide/global-lmic-reports/master/AFG/projections.csv
https://raw.githubusercontent.com/mrc-ide/global-lmic-reports/master/AFG/projections.csv
https://raw.githubusercontent.com/mrc-ide/global-lmic-reports/master/AFG/projections.csv
https://raw.githubusercontent.com/mrc-ide/global-lmic-reports/master/AFG/projections.csv
https://raw.githubusercontent.com/mrc-ide/global-lmic-reports/master/AFG/projections.csv
https://raw.githubusercontent.com/mrc-ide/global-lmic-reports/master/AFG/projections.csv
https://raw.githubusercontent.com/mrc-ide/global-lmic-reports/master/AFG/projections.csv
https://raw.githubusercontent.com/mrc-ide/global-lmic-reports/master/AFG/projections.csv
https://raw.githubusercontent.com/mrc-ide/global-lmic-reports/master/AFG/projections.csv
https://raw.githubusercontent.com/mrc-ide/global-lmic-reports/master/AFG/projections.csv
https://raw.githubusercontent.com/mrc-ide/global-lmic-reports/master/AFG/projections.csv
https://raw.githubusercontent.com/mrc-ide/global-lmic-reports/master/AFG/projections.csv
https://raw.githubusercontent.com/mrc-ide/global-lmic-reports/master/AFG/projections.csv
https://raw.githubusercontent.com/mrc-ide/global-lmic-reports/master/AFG/projections.csv
https://raw.githubusercontent.com/mrc-ide/global-lmic-reports/master/AFG/projections.csv
https://raw.githubusercontent.com/mrc-ide/global-lmic-reports/master/AFG/projections.csv
https://raw.githubusercontent.com/mrc-ide/global-lmic-reports/master/AFG/projections.csv
https://raw.githubusercontent.com/mrc-ide/global-lmic-reports/master/AFG/projections.csv
https://raw.githubusercontent.com/mrc-ide/global-lmic-reports/master/AFG/projections.csv
https://raw.githubusercontent.com/mrc-ide/global-lmic-reports/master/AFG/projections.csv
https://raw.githubusercontent.com/mrc-ide/global-lmic-reports/master/AFG/projections.csv
https://raw.githubusercontent.com/mrc-ide/global-lmic-reports/master/AFG/projections.csv
https://raw.githubusercontent.com/mrc-ide/global-lmic-reports/master/AFG/projections.csv
https://raw.githubusercontent.com/mrc-ide/global-lmic-reports/master/AFG/projections.csv
https://raw.githubusercontent.com/mrc-ide/global-lmic-reports/master/AFG/projections.csv
https://raw.githubusercontent.com/mrc-ide/global-lmic-reports/master/AFG/projections.csv
https://raw.githubusercontent.com/mrc-ide/global-lmic-reports/master/AFG/projections.csv
https://raw.githubusercontent.com/mrc-ide/global-lmic-reports/master/AFG/projections.csv
https://raw.githubusercontent.com/mrc-ide/global-lmic-reports/master/AFG/projections.csv
https://raw.githubusercontent.com/mrc-ide/global-lmic-reports/master/AFG/projections.csv
https://raw.githubusercontent.com/mrc-ide/global-lmic-reports/master/AFG/projections.csv
https://raw.githubusercontent.com/mrc-ide/global-lmic-reports/master/AFG/projections.csv
https://raw.githubusercontent.com/mrc-ide/global-lmic-reports/master/AFG/projections.csv
https://raw.githubusercontent.com/mrc-ide/global-lmic-reports/master/AFG/projections.csv
https://raw.githubusercontent.com/mrc-ide/global-lmic-reports/master/AFG/projections.csv
https://raw.githubusercontent.com/mrc-ide/global-lmic-reports/master/AFG/projections.csv
https://raw.githubusercontent.com/mrc-ide/global-lmic-reports/master/AFG/projections.csv
https://raw.githubusercontent.com/mrc-ide/global-lmic-reports/master/AFG/projections.csv
https://raw.githubusercontent.com/mrc-ide/global-lmic-reports/master/AFG/projections.csv
https://raw.githubusercontent.com/mrc-ide/global-lmic-reports/master/AFG/projections.csv
https://raw.githubusercontent.com/mrc-ide/global-lmic-reports/master/AFG/projections.csv
https://raw.githubusercontent.com/mrc-ide/global-lmic-reports/master/AFG/projections.csv
https://raw.githubusercontent.com/mrc-ide/global-lmic-reports/master/AFG/projections.csv
https://raw.githubusercontent.com/mrc-ide/global-lmic-reports/master/AFG/projections.csv
https://raw.githubusercontent.com/mrc-ide/global-lmic-reports/master/AFG/projections.csv
https://raw.githubusercontent.com/mrc-ide/global-lmic-reports/master/AFG/projections.csv
https://raw.githubusercontent.com/mrc-ide/global-lmic-reports/master/AFG/projections.csv
https://raw.githubusercontent.com/mrc-ide/global-lmic-reports/master/AFG/projections.csv
https://raw.githubusercontent.com/mrc-ide/global-lmic-reports/master/AFG/projections.csv
https://raw.githubusercontent.com/mrc-ide/global-lmic-reports/master/AFG/projections.csv
https://raw.githubusercontent.com/mrc-ide/global-lmic-reports/master/AFG/projections.csv
https://raw.githubusercontent.com/mrc-ide/global-lmic-reports/master/AFG/projections.csv
https://raw.githubusercontent.com/mrc-ide/global-lmic-reports/master/AFG/projections.csv
https://raw.githubusercontent.com/mrc-ide/global-lmic-reports/master/AFG/projections.csv
https://raw.githubusercontent.com/mrc-ide/global-lmic-reports/master/AFG/projections.csv
https://raw.githubusercontent.com/mrc-ide/global-lmic-reports/master/AFG/projections.csv
https://raw.githubusercontent.com/mrc-ide/global-lmic-reports/master/AFG/projections.csv
https://raw.githubusercontent.com/mrc-ide/global-lmic-reports/master/AFG/projections.csv
https://raw.githubusercontent.com/mrc-ide/global-lmic-reports/master/AFG/projections.csv
https://raw.githubusercontent.com/mrc-ide/global-lmic-reports/master/AFG/projections.csv
https://raw.githubusercontent.com/mrc-ide/global-lmic-reports/master/AFG/projections.csv
https://raw.githubusercontent.com/mrc-ide/global-lmic-reports/master/AFG/projections.csv
https://raw.githubusercontent.com/mrc-ide/global-lmic-reports/master/AFG/projections.csv
https://raw.githubusercontent.com/mrc-ide/global-lmic-reports/master/AFG/projections.csv
https://raw.githubusercontent.com/mrc-ide/global-lmic-reports/master/AFG/projections.csv
https://raw.githubusercontent.com/mrc-ide/global-lmic-reports/master/AFG/projections.csv
https://raw.githubusercontent.com/mrc-ide/global-lmic-reports/master/AFG/projections.csv
https://raw.githubusercontent.com/mrc-ide/global-lmic-reports/master/AFG/projections.csv
https://raw.githubusercontent.com/mrc-ide/global-lmic-reports/master/AFG/projections.csv
https://raw.githubusercontent.com/mrc-ide/global-lmic-reports/master/AFG/projections.csv
https://raw.githubusercontent.com/mrc-ide/global-lmic-reports/master/AFG/projections.csv
https://raw.githubusercontent.com/mrc-ide/global-lmic-reports/master/AFG/projections.csv
https://raw.githubusercontent.com/mrc-ide/global-lmic-reports/master/AFG/projections.csv
https://raw.githubusercontent.com/mrc-ide/global-lmic-reports/master/AFG/projections.csv
https://raw.githubusercontent.com/mrc-ide/global-lmic-reports/master/AFG/projections.csv
https://raw.githubusercontent.com/mrc-ide/global-lmic-reports/master/AFG/projections.csv
https://raw.githubusercontent.com/mrc-ide/global-lmic-reports/master/AFG/projections.csv
https://raw.githubusercontent.com/mrc-ide/global-lmic-reports/master/AFG/projections.csv
https://raw.githubusercontent.com/mrc-ide/global-lmic-reports/master/AFG/projections.csv
https://raw.githubusercontent.com/mrc-ide/global-lmic-reports/master/AFG/projections.csv
https://raw.githubusercontent.com/mrc-ide/global-lmic-reports/master/AFG/projections.csv
https://raw.githubusercontent.com/mrc-ide/global-lmic-reports/master/AFG/projections.csv
https://raw.githubusercontent.com/mrc-ide/global-lmic-reports/master/AFG/projections.csv
https://raw.githubusercontent.com/mrc-ide/global-lmic-reports/master/AFG/projections.csv
https://raw.githubusercontent.com/mrc-ide/global-lmic-reports/master/AFG/projections.csv
https://raw.githubusercontent.com/mrc-ide/global-lmic-reports/master/AFG/projections.csv
https://raw.githubusercontent.com/mrc-ide/global-lmic-reports/master/AFG/projections.csv
https://raw.githubusercontent.com/mrc-ide/global-lmic-reports/master/AFG/projections.csv
https://raw.githubusercontent.com/mrc-ide/global-lmic-reports/master/AFG/projections.csv
https://raw.githubusercontent.com/mrc-ide/global-lmic-reports/master/AFG/projections.csv
https://raw.githubusercontent.com/mrc-ide/global-lmic-reports/master/AFG/projections.csv
https://raw.githubusercontent.com/mrc-ide/global-lmic-reports/master/AFG/projections.csv
https://raw.githubusercontent.com/mrc-ide/global-lmic-reports/master/AFG/projections.csv
https://raw.githubusercontent.com/mrc-ide/global-lmic-reports/master/AFG/projections.csv
https://raw.githubusercontent.com/mrc-ide/global-lmic-reports/master/AFG/projections.csv
https://raw.githubusercontent.com/mrc-ide/global-lmic-reports/master/AFG/projections.csv
https://raw.githubusercontent.com/mrc-ide/global-lmic-reports/master/AFG/projections.csv
https://raw.githubusercontent.com/mrc-ide/global-lmic-reports/master/AFG/projections.csv
https://raw.githubusercontent.com/mrc-ide/global-lmic-reports/master/AFG/projections.csv
https://raw.githubusercontent.com/mrc-ide/global-lmic-reports/master/AFG/projections.csv
https://raw.githubusercontent.com/mrc-ide/global-lmic-reports/master/AFG/projections.csv
https://raw.githubusercontent.com/mrc-ide/global-lmic-reports/master/AFG/projections.csv
https://raw.githubusercontent.com/mrc-ide/global-lmic-reports/master/AFG/projections.csv
https://raw.githubusercontent.com/mrc-ide/global-lmic-reports/master/AFG/projections.csv
https://raw.githubusercontent.com/mrc-ide/global-lmic-reports/master/AFG/projections.csv
https://raw.githubusercontent.com/mrc-ide/global-lmic-reports/master/AFG/projections.csv
https://raw.githubusercontent.com/mrc-ide/global-lmic-reports/master/AFG/projections.csv
https://raw.githubusercontent.com/mrc-ide/global-lmic-reports/master/AFG/projections.csv
https://raw.githubusercontent.com/mrc-ide/global-lmic-reports/master/AFG/projections.csv
https://raw.githubusercontent.com/mrc-ide/global-lmic-reports/master/AFG/projections.csv
https://raw.githubusercontent.com/mrc-ide/global-lmic-reports/master/AFG/projections.csv
https://raw.githubusercontent.com/mrc-ide/global-lmic-reports/master/AFG/projections.csv
https://raw.githubusercontent.com/mrc-ide/global-lmic-reports/master/AFG/projections.csv
https://raw.githubusercontent.com/mrc-ide/global-lmic-reports/master/AFG/projections.csv
https://raw.githubusercontent.com/mrc-ide/global-lmic-reports/master/AFG/projections.csv
https://raw.githubusercontent.com/mrc-ide/global-lmic-reports/master/AFG/projections.csv
https://raw.githubusercontent.com/mrc-ide/global-lmic-reports/master/AFG/projections.csv
https://raw.githubusercontent.com/mrc-ide/global-lmic-reports/master/AFG/projections.csv
https://raw.githubusercontent.com/mrc-ide/global-lmic-reports/master/AFG/projections.csv
https://raw.githubusercontent.com/mrc-ide/global-lmic-reports/master/AFG/projections.csv
https://raw.githubusercontent.com/mrc-ide/global-lmic-reports/master/AFG/projections.csv
https://raw.githubusercontent.com/mrc-ide/global-lmic-reports/master/AFG/projections.csv
https://raw.githubusercontent.com/mrc-ide/global-lmic-reports/master/AFG/projections.csv
https://raw.githubusercontent.com/mrc-ide/global-lmic-reports/master/AFG/projections.csv
https://raw.githubusercontent.com/mrc-ide/global-lmic-reports/master/AFG/projections.csv
https://raw.githubusercontent.com/mrc-ide/global-lmic-reports/master/AFG/projections.csv
https://raw.githubusercontent.com/mrc-ide/global-lmic-reports/master/AFG/projections.csv
https://raw.githubusercontent.com/mrc-ide/global-lmic-reports/master/AFG/projections.csv
https://raw.githubusercontent.com/mrc-ide/global-lmic-reports/master/AFG/projections.csv
https://raw.githubusercontent.com/mrc-ide/global-lmic-reports/master/AFG/projections.csv
https://raw.githubusercontent.com/mrc-ide/global-lmic-reports/master/AFG/projections.csv
https://raw.githubusercontent.com/mrc-ide/global-lmic-reports/master/AFG/projections.csv
https://raw.githubusercontent.com/mrc-ide/global-lmic-reports/master/AFG/projections.csv
https://raw.githubusercontent.com/mrc-ide/global-lmic-reports/master/AFG/projections.csv
https://raw.githubusercontent.com/mrc-ide/global-lmic-reports/master/AFG/projections.csv
https://raw.githubusercontent.com/mrc-ide/global-lmic-reports/master/AFG/projections.csv
https://raw.githubusercontent.com/mrc-ide/global-lmic-reports/master/AFG/projections.csv
https://raw.githubusercontent.com/mrc-ide/global-lmic-reports/master/AFG/projections.csv
https://raw.githubusercontent.com/mrc-ide/global-lmic-reports/master/AFG/projections.csv
https://raw.githubusercontent.com/mrc-ide/global-lmic-reports/master/AFG/projections.csv
https://raw.githubusercontent.com/mrc-ide/global-lmic-reports/master/AFG/projections.csv
https://raw.githubusercontent.com/mrc-ide/global-lmic-reports/master/AFG/projections.csv
https://raw.githubusercontent.com/mrc-ide/global-lmic-reports/master/AFG/projections.csv
https://raw.githubusercontent.com/mrc-ide/global-lmic-reports/master/AFG/projections.csv
https://raw.githubusercontent.com/mrc-ide/global-lmic-reports/master/AFG/projections.csv
https://raw.githubusercontent.com/mrc-ide/global-lmic-reports/master/AFG/projections.csv
https://raw.githubusercontent.com/mrc-ide/global-lmic-reports/master/AFG/projections.csv
https://raw.githubusercontent.com/mrc-ide/global-lmic-reports/master/AFG/projections.csv
https://raw.githubusercontent.com/mrc-ide/global-lmic-reports/master/AFG/projections.csv
https://raw.githubusercontent.com/mrc-ide/global-lmic-reports/master/AFG/projections.csv
https://raw.githubusercontent.com/mrc-ide/global-lmic-reports/master/AFG/projections.csv
https://raw.githubusercontent.com/mrc-ide/global-lmic-reports/master/AFG/projections.csv
https://raw.githubusercontent.com/mrc-ide/global-lmic-reports/master/AFG/projections.csv
https://raw.githubusercontent.com/mrc-ide/global-lmic-reports/master/AFG/projections.csv
https://raw.githubusercontent.com/mrc-ide/global-lmic-reports/master/AFG/projections.csv
https://raw.githubusercontent.com/mrc-ide/global-lmic-reports/master/AFG/projections.csv
https://raw.githubusercontent.com/mrc-ide/global-lmic-reports/master/AFG/projections.csv
https://raw.githubusercontent.com/mrc-ide/global-lmic-reports/master/AFG/projections.csv
https://raw.githubusercontent.com/mrc-ide/global-lmic-reports/master/AFG/projections.csv
https://raw.githubusercontent.com/mrc-ide/global-lmic-reports/master/AFG/projections.csv
https://raw.githubusercontent.com/mrc-ide/global-lmic-reports/master/AFG/projections.csv
https://raw.githubusercontent.com/mrc-ide/global-lmic-reports/master/AFG/projections.csv
https://raw.githubusercontent.com/mrc-ide/global-lmic-reports/master/AFG/projections.csv
https://raw.githubusercontent.com/mrc-ide/global-lmic-reports/master/AFG/projections.csv
https://raw.githubusercontent.com/mrc-ide/global-lmic-reports/master/AFG/projections.csv
https://raw.githubusercontent.com/mrc-ide/global-lmic-reports/master/AFG/projections.csv
https://raw.githubusercontent.com/mrc-ide/global-lmic-reports/master/AFG/projections.csv
https://raw.githubusercontent.com/mrc-ide/global-lmic-reports/master/AFG/projections.csv
https://raw.githubusercontent.com/mrc-ide/global-lmic-reports/master/AFG/projections.csv
https://raw.githubusercontent.com/mrc-ide/global-lmic-reports/master/AFG/projections.csv
https://raw.githubusercontent.com/mrc-ide/global-lmic-reports/master/AFG/projections.csv
https://raw.githubusercontent.com/mrc-ide/global-lmic-reports/master/AFG/projections.csv
https://raw.githubusercontent.com/mrc-ide/global-lmic-reports/master/AFG/projections.csv
https://raw.githubusercontent.com/mrc-ide/global-lmic-reports/master/AFG/projections.csv
https://raw.githubusercontent.com/mrc-ide/global-lmic-reports/master/AFG/projections.csv
https://raw.githubusercontent.com/mrc-ide/global-lmic-reports/master/AFG/projections.csv
https://raw.githubusercontent.com/mrc-ide/global-lmic-reports/master/AFG/projections.csv
https://raw.githubusercontent.com/mrc-ide/global-lmic-reports/master/AFG/projections.csv
https://raw.githubusercontent.com/mrc-ide/global-lmic-reports/master/AFG/projections.csv
https://raw.githubusercontent.com/mrc-ide/global-lmic-reports/master/AFG/projections.csv
https://raw.githubusercontent.com/mrc-ide/global-lmic-reports/master/AFG/projections.csv
https://raw.githubusercontent.com/mrc-ide/global-lmic-reports/master/AFG/projections.csv
https://raw.githubusercontent.com/mrc-ide/global-lmic-reports/master/AFG/projections.csv
https://raw.githubusercontent.com/mrc-ide/global-lmic-reports/master/AFG/projections.csv
https://raw.githubusercontent.com/mrc-ide/global-lmic-reports/master/AFG/projections.csv
https://raw.githubusercontent.com/mrc-ide/global-lmic-reports/master/AFG/projections.csv
https://raw.githubusercontent.com/mrc-ide/global-lmic-reports/master/AFG/projections.csv
https://raw.githubusercontent.com/mrc-ide/global-lmic-reports/master/AFG/projections.csv
https://raw.githubusercontent.com/mrc-ide/global-lmic-reports/master/AFG/projections.csv
https://raw.githubusercontent.com/mrc-ide/global-lmic-reports/master/AFG/projections.csv
https://raw.githubusercontent.com/mrc-ide/global-lmic-reports/master/AFG/projections.csv
https://raw.githubusercontent.com/mrc-ide/global-lmic-reports/master/AFG/projections.csv
https://raw.githubusercontent.com/mrc-ide/global-lmic-reports/master/AFG/projections.csv
https://raw.githubusercontent.com/mrc-ide/global-lmic-reports/master/AFG/projections.csv
https://raw.githubusercontent.com/mrc-ide/global-lmic-reports/master/AFG/projections.csv
https://raw.githubusercontent.com/mrc-ide/global-lmic-reports/master/AFG/projections.csv
https://raw.githubusercontent.com/mrc-ide/global-lmic-reports/master/AFG/projections.csv
https://raw.githubusercontent.com/mrc-ide/global-lmic-reports/master/AFG/projections.csv
https://raw.githubusercontent.com/mrc-ide/global-lmic-reports/master/AFG/projections.csv
https://raw.githubusercontent.com/mrc-ide/global-lmic-reports/master/AFG/projections.csv
https://raw.githubusercontent.com/mrc-ide/global-lmic-reports/master/AFG/projections.csv
https://raw.githubusercontent.com/mrc-ide/global-lmic-reports/master/AFG/projections.csv
https://raw.githubusercontent.com/mrc-ide/global-lmic-reports/master/AFG/projections.csv
https://raw.githubusercontent.com/mrc-ide/global-lmic-reports/master/AFG/projections.csv
https://raw.githubusercontent.com/mrc-ide/global-lmic-reports/master/AFG/projections.csv
https://raw.githubusercontent.com/mrc-ide/global-lmic-reports/master/AFG/projections.csv
https://raw.githubusercontent.com/mrc-ide/global-lmic-reports/master/AFG/projections.csv
https://raw.githubusercontent.com/mrc-ide/global-lmic-reports/master/AFG/projections.csv
https://raw.githubusercontent.com/mrc-ide/global-lmic-reports/master/AFG/projections.csv
https://raw.githubusercontent.com/mrc-ide/global-lmic-reports/master/AFG/projections.csv
https://raw.githubusercontent.com/mrc-ide/global-lmic-reports/master/AFG/projections.csv
https://raw.githubusercontent.com/mrc-ide/global-lmic-reports/master/AFG/projections.csv
https://raw.githubusercontent.com/mrc-ide/global-lmic-reports/master/AFG/projections.csv
https://raw.githubusercontent.com/mrc-ide/global-lmic-reports/master/AFG/projections.csv
https://raw.githubusercontent.com/mrc-ide/global-lmic-reports/master/AFG/projections.csv
https://raw.githubusercontent.com/mrc-ide/global-lmic-reports/master/AFG/projections.csv
https://raw.githubusercontent.com/mrc-ide/global-lmic-reports/master/AFG/projections.csv
https://raw.githubusercontent.com/mrc-ide/global-lmic-reports/master/AFG/projections.csv
https://raw.githubusercontent.com/mrc-ide/global-lmic-reports/master/AFG/projections.csv
https://raw.githubusercontent.com/mrc-ide/global-lmic-reports/master/AFG/projections.csv
https://raw.githubusercontent.com/mrc-ide/global-lmic-reports/master/AFG/projections.csv
https://raw.githubusercontent.com/mrc-ide/global-lmic-reports/master/AFG/projections.csv
https://raw.githubusercontent.com/mrc-ide/global-lmic-reports/master/AFG/projections.csv
https://raw.githubusercontent.com/mrc-ide/global-lmic-reports/master/AFG/projections.csv
https://raw.githubusercontent.com/mrc-ide/global-lmic-reports/master/AFG/projections.csv
https://raw.githubusercontent.com/mrc-ide/global-lmic-reports/master/AFG/projections.csv
https://raw.githubusercontent.com/mrc-ide/global-lmic-reports/master/AFG/projections.csv
https://raw.githubusercontent.com/mrc-ide/global-lmic-reports/master/AFG/projections.csv
https://raw.githubusercontent.com/mrc-ide/global-lmic-reports/master/AFG/projections.csv
https://raw.githubusercontent.com/mrc-ide/global-lmic-reports/master/AFG/projections.csv
https://raw.githubusercontent.com/mrc-ide/global-lmic-reports/master/AFG/projections.csv
https://raw.githubusercontent.com/mrc-ide/global-lmic-reports/master/AFG/projections.csv
https://raw.githubusercontent.com/mrc-ide/global-lmic-reports/master/AFG/projections.csv
https://raw.githubusercontent.com/mrc-ide/global-lmic-reports/master/AFG/projections.csv
https://raw.githubusercontent.com/mrc-ide/global-lmic-reports/master/AFG/projections.csv
https://raw.githubusercontent.com/mrc-ide/global-lmic-reports/master/AFG/projections.csv
https://raw.githubusercontent.com/mrc-ide/global-lmic-reports/master/AFG/projections.csv
https://raw.githubusercontent.com/mrc-ide/global-lmic-reports/master/AFG/projections.csv
https://raw.githubusercontent.com/mrc-ide/global-lmic-reports/master/AFG/projections.csv
https://raw.githubusercontent.com/mrc-ide/global-lmic-reports/master/AFG/projections.csv
https://raw.githubusercontent.com/mrc-ide/global-lmic-reports/master/AFG/projections.csv
https://raw.githubusercontent.com/mrc-ide/global-lmic-reports/master/AFG/projections.csv
https://raw.githubusercontent.com/mrc-ide/global-lmic-reports/master/AFG/projections.csv
https://raw.githubusercontent.com/mrc-ide/global-lmic-reports/master/AFG/projections.csv
https://raw.githubusercontent.com/mrc-ide/global-lmic-reports/master/AFG/projections.csv
https://raw.githubusercontent.com/mrc-ide/global-lmic-reports/master/AFG/projections.csv
https://raw.githubusercontent.com/mrc-ide/global-lmic-reports/master/AFG/projections.csv
https://raw.githubusercontent.com/mrc-ide/global-lmic-reports/master/AFG/projections.csv
https://raw.githubusercontent.com/mrc-ide/global-lmic-reports/master/AFG/projections.csv
https://raw.githubusercontent.com/mrc-ide/global-lmic-reports/master/AFG/projections.csv
https://raw.githubusercontent.com/mrc-ide/global-lmic-reports/master/AFG/projections.csv
https://raw.githubusercontent.com/mrc-ide/global-lmic-reports/master/AFG/projections.csv
https://raw.githubusercontent.com/mrc-ide/global-lmic-reports/master/AFG/projections.csv
https://raw.githubusercontent.com/mrc-ide/global-lmic-reports/master/AFG/projections.csv
https://raw.githubusercontent.com/mrc-ide/global-lmic-reports/master/AFG/projections.csv
https://raw.githubusercontent.com/mrc-ide/global-lmic-reports/master/AFG/projections.csv
https://raw.githubusercontent.com/mrc-ide/global-lmic-reports/master/AFG/projections.csv
https://raw.githubusercontent.com/mrc-ide/global-lmic-reports/master/AFG/projections.csv
https://raw.githubusercontent.com/mrc-ide/global-lmic-reports/master/AFG/projections.csv
https://raw.githubusercontent.com/mrc-ide/global-lmic-reports/master/AFG/projections.csv
https://raw.githubusercontent.com/mrc-ide/global-lmic-reports/master/AFG/projections.csv
https://raw.githubusercontent.com/mrc-ide/global-lmic-reports/master/AFG/projections.csv
https://raw.githubusercontent.com/mrc-ide/global-lmic-reports/master/AFG/projections.csv
https://raw.githubusercontent.com/mrc-ide/global-lmic-reports/master/AFG/projections.csv
https://raw.githubusercontent.com/mrc-ide/global-lmic-reports/master/AFG/projections.csv
https://raw.githubusercontent.com/mrc-ide/global-lmic-reports/master/AFG/projections.csv
https://raw.githubusercontent.com/mrc-ide/global-lmic-reports/master/AFG/projections.csv
https://raw.githubusercontent.com/mrc-ide/global-lmic-reports/master/AFG/projections.csv
https://raw.githubusercontent.com/mrc-ide/global-lmic-reports/master/AFG/projections.csv
https://raw.githubusercontent.com/mrc-ide/global-lmic-reports/master/AFG/projections.csv
https://raw.githubusercontent.com/mrc-ide/global-lmic-reports/master/AFG/projections.csv
https://raw.githubusercontent.com/mrc-ide/global-lmic-reports/master/AFG/projections.csv
https://raw.githubusercontent.com/mrc-ide/global-lmic-reports/master/AFG/projections.csv
https://raw.githubusercontent.com/mrc-ide/global-lmic-reports/master/AFG/projections.csv
https://raw.githubusercontent.com/mrc-ide/global-lmic-reports/master/AFG/projections.csv
https://raw.githubusercontent.com/mrc-ide/global-lmic-reports/master/AFG/projections.csv
https://raw.githubusercontent.com/mrc-ide/global-lmic-reports/master/AFG/projections.csv
https://raw.githubusercontent.com/mrc-ide/global-lmic-reports/master/AFG/projections.csv
https://raw.githubusercontent.com/mrc-ide/global-lmic-reports/master/AFG/projections.csv
https://raw.githubusercontent.com/mrc-ide/global-lmic-reports/master/AFG/projections.csv
https://raw.githubusercontent.com/mrc-ide/global-lmic-reports/master/AFG/projections.csv
https://raw.githubusercontent.com/mrc-ide/global-lmic-reports/master/AFG/projections.csv
https://raw.githubusercontent.com/mrc-ide/global-lmic-reports/master/AFG/projections.csv
https://raw.githubusercontent.com/mrc-ide/global-lmic-reports/master/AFG/projections.csv
https://raw.githubusercontent.com/mrc-ide/global-lmic-reports/master/AFG/projections.csv
https://raw.githubusercontent.com/mrc-ide/global-lmic-reports/master/AFG/projections.csv
https://raw.githubusercontent.com/mrc-ide/global-lmic-reports/master/AFG/projections.csv
https://raw.githubusercontent.com/mrc-ide/global-lmic-reports/master/AFG/projections.csv
https://raw.githubusercontent.com/mrc-ide/global-lmic-reports/master/AFG/projections.csv
https://raw.githubusercontent.com/mrc-ide/global-lmic-reports/master/AFG/projections.csv
https://raw.githubusercontent.com/mrc-ide/global-lmic-reports/master/AFG/projections.csv
https://raw.githubusercontent.com/mrc-ide/global-lmic-reports/master/AFG/projections.csv
https://raw.githubusercontent.com/mrc-ide/global-lmic-reports/master/AFG/projections.csv
https://raw.githubusercontent.com/mrc-ide/global-lmic-reports/master/AFG/projections.csv
https://raw.githubusercontent.com/mrc-ide/global-lmic-reports/master/AFG/projections.csv
https://raw.githubusercontent.com/mrc-ide/global-lmic-reports/master/AFG/projections.csv
https://raw.githubusercontent.com/mrc-ide/global-lmic-reports/master/AFG/projections.csv
https://raw.githubusercontent.com/mrc-ide/global-lmic-reports/master/AFG/projections.csv
https://raw.githubusercontent.com/mrc-ide/global-lmic-reports/master/AFG/projections.csv
https://raw.githubusercontent.com/mrc-ide/global-lmic-reports/master/AFG/projections.csv
https://raw.githubusercontent.com/mrc-ide/global-lmic-reports/master/AFG/projections.csv
https://raw.githubusercontent.com/mrc-ide/global-lmic-reports/master/AFG/projections.csv
https://raw.githubusercontent.com/mrc-ide/global-lmic-reports/master/AFG/projections.csv
https://raw.githubusercontent.com/mrc-ide/global-lmic-reports/master/AFG/projections.csv
https://raw.githubusercontent.com/mrc-ide/global-lmic-reports/master/AFG/projections.csv
https://raw.githubusercontent.com/mrc-ide/global-lmic-reports/master/AFG/projections.csv
https://raw.githubusercontent.com/mrc-ide/global-lmic-reports/master/AFG/projections.csv
https://raw.githubusercontent.com/mrc-ide/global-lmic-reports/master/AFG/projections.csv
https://raw.githubusercontent.com/mrc-ide/global-lmic-reports/master/AFG/projections.csv
https://raw.githubusercontent.com/mrc-ide/global-lmic-reports/master/AFG/projections.csv
https://raw.githubusercontent.com/mrc-ide/global-lmic-reports/master/AFG/projections.csv
https://raw.githubusercontent.com/mrc-ide/global-lmic-reports/master/AFG/projections.csv
https://raw.githubusercontent.com/mrc-ide/global-lmic-reports/master/AFG/projections.csv
https://raw.githubusercontent.com/mrc-ide/global-lmic-reports/master/AFG/projections.csv
https://raw.githubusercontent.com/mrc-ide/global-lmic-reports/master/AFG/projections.csv
https://raw.githubusercontent.com/mrc-ide/global-lmic-reports/master/AFG/projections.csv
https://raw.githubusercontent.com/mrc-ide/global-lmic-reports/master/AFG/projections.csv
https://raw.githubusercontent.com/mrc-ide/global-lmic-reports/master/AFG/projections.csv
https://raw.githubusercontent.com/mrc-ide/global-lmic-reports/master/AFG/projections.csv
https://raw.githubusercontent.com/mrc-ide/global-lmic-reports/master/AFG/projections.csv
https://raw.githubusercontent.com/mrc-ide/global-lmic-reports/master/AFG/projections.csv
https://raw.githubusercontent.com/mrc-ide/global-lmic-reports/master/AFG/projections.csv
https://raw.githubusercontent.com/mrc-ide/global-lmic-reports/master/AFG/projections.csv
https://raw.githubusercontent.com/mrc-ide/global-lmic-reports/master/AFG/projections.csv
https://raw.githubusercontent.com/mrc-ide/global-lmic-reports/master/AFG/projections.csv
https://raw.githubusercontent.com/mrc-ide/global-lmic-reports/master/AFG/projections.csv
https://raw.githubusercontent.com/mrc-ide/global-lmic-reports/master/AFG/projections.csv
https://raw.githubusercontent.com/mrc-ide/global-lmic-reports/master/AFG/projections.csv
https://raw.githubusercontent.com/mrc-ide/global-lmic-reports/master/AFG/projections.csv
https://raw.githubusercontent.com/mrc-ide/global-lmic-reports/master/AFG/projections.csv
https://raw.githubusercontent.com/mrc-ide/global-lmic-reports/master/AFG/projections.csv
https://raw.githubusercontent.com/mrc-ide/global-lmic-reports/master/AFG/projections.csv
https://raw.githubusercontent.com/mrc-ide/global-lmic-reports/master/AFG/projections.csv
https://raw.githubusercontent.com/mrc-ide/global-lmic-reports/master/AFG/projections.csv
https://raw.githubusercontent.com/mrc-ide/global-lmic-reports/master/AFG/projections.csv
https://raw.githubusercontent.com/mrc-ide/global-lmic-reports/master/AFG/projections.csv
https://raw.githubusercontent.com/mrc-ide/global-lmic-reports/master/AFG/projections.csv
https://raw.githubusercontent.com/mrc-ide/global-lmic-reports/master/AFG/projections.csv
https://raw.githubusercontent.com/mrc-ide/global-lmic-reports/master/AFG/projections.csv
https://raw.githubusercontent.com/mrc-ide/global-lmic-reports/master/AFG/projections.csv
https://raw.githubusercontent.com/mrc-ide/global-lmic-reports/master/AFG/projections.csv
https://raw.githubusercontent.com/mrc-ide/global-lmic-reports/master/AFG/projections.csv
https://raw.githubusercontent.com/mrc-ide/global-lmic-reports/master/AFG/projections.csv
https://raw.githubusercontent.com/mrc-ide/global-lmic-reports/master/AFG/projections.csv
https://raw.githubusercontent.com/mrc-ide/global-lmic-reports/master/AFG/projections.csv
https://raw.githubusercontent.com/mrc-ide/global-lmic-reports/master/AFG/projections.csv
https://raw.githubusercontent.com/mrc-ide/global-lmic-reports/master/AFG/projections.csv
https://raw.githubusercontent.com/mrc-ide/global-lmic-reports/master/AFG/projections.csv
https://raw.githubusercontent.com/mrc-ide/global-lmic-reports/master/AFG/projections.csv
https://raw.githubusercontent.com/mrc-ide/global-lmic-reports/master/AFG/projections.csv
https://raw.githubusercontent.com/mrc-ide/global-lmic-reports/master/AFG/projections.csv
https://raw.githubusercontent.com/mrc-ide/global-lmic-reports/master/AFG/projections.csv
https://raw.githubusercontent.com/mrc-ide/global-lmic-reports/master/AFG/projections.csv
https://raw.githubusercontent.com/mrc-ide/global-lmic-reports/master/AFG/projections.csv
https://raw.githubusercontent.com/mrc-ide/global-lmic-reports/master/AFG/projections.csv
https://raw.githubusercontent.com/mrc-ide/global-lmic-reports/master/AFG/projections.csv
https://raw.githubusercontent.com/mrc-ide/global-lmic-reports/master/AFG/projections.csv
https://raw.githubusercontent.com/mrc-ide/global-lmic-reports/master/AFG/projections.csv
https://raw.githubusercontent.com/mrc-ide/global-lmic-reports/master/AFG/projections.csv
https://raw.githubusercontent.com/mrc-ide/global-lmic-reports/master/AFG/projections.csv
https://raw.githubusercontent.com/mrc-ide/global-lmic-reports/master/AFG/projections.csv
https://raw.githubusercontent.com/mrc-ide/global-lmic-reports/master/AFG/projections.csv
https://raw.githubusercontent.com/mrc-ide/global-lmic-reports/master/AFG/projections.csv
https://raw.githubusercontent.com/mrc-ide/global-lmic-reports/master/AFG/projections.csv
https://raw.githubusercontent.com/mrc-ide/global-lmic-reports/master/AFG/projections.csv
https://raw.githubusercontent.com/mrc-ide/global-lmic-reports/master/AFG/projections.csv
https://raw.githubusercontent.com/mrc-ide/global-lmic-reports/master/AFG/projections.csv
https://raw.githubusercontent.com/mrc-ide/global-lmic-reports/master/AFG/projections.csv
https://raw.githubusercontent.com/mrc-ide/global-lmic-reports/master/AFG/projections.csv
https://raw.githubusercontent.com/mrc-ide/global-lmic-reports/master/AFG/projections.csv
https://raw.githubusercontent.com/mrc-ide/global-lmic-reports/master/AFG/projections.csv
https://raw.githubusercontent.com/mrc-ide/global-lmic-reports/master/AFG/projections.csv
https://raw.githubusercontent.com/mrc-ide/global-lmic-reports/master/AFG/projections.csv
https://raw.githubusercontent.com/mrc-ide/global-lmic-reports/master/AFG/projections.csv
https://raw.githubusercontent.com/mrc-ide/global-lmic-reports/master/AFG/projections.csv
https://raw.githubusercontent.com/mrc-ide/global-lmic-reports/master/AFG/projections.csv
https://raw.githubusercontent.com/mrc-ide/global-lmic-reports/master/AFG/projections.csv
https://raw.githubusercontent.com/mrc-ide/global-lmic-reports/master/AFG/projections.csv
https://raw.githubusercontent.com/mrc-ide/global-lmic-reports/master/AFG/projections.csv
https://raw.githubusercontent.com/mrc-ide/global-lmic-reports/master/AFG/projections.csv
https://raw.githubusercontent.com/mrc-ide/global-lmic-reports/master/AFG/projections.csv
https://raw.githubusercontent.com/mrc-ide/global-lmic-reports/master/AFG/projections.csv
https://raw.githubusercontent.com/mrc-ide/global-lmic-reports/master/AFG/projections.csv
https://raw.githubusercontent.com/mrc-ide/global-lmic-reports/master/AFG/projections.csv
https://raw.githubusercontent.com/mrc-ide/global-lmic-reports/master/AFG/projections.csv
https://raw.githubusercontent.com/mrc-ide/global-lmic-reports/master/AFG/projections.csv
https://raw.githubusercontent.com/mrc-ide/global-lmic-reports/master/AFG/projections.csv
https://raw.githubusercontent.com/mrc-ide/global-lmic-reports/master/AFG/projections.csv
https://raw.githubusercontent.com/mrc-ide/global-lmic-reports/master/AFG/projections.csv
https://raw.githubusercontent.com/mrc-ide/global-lmic-reports/master/AFG/projections.csv
https://raw.githubusercontent.com/mrc-ide/global-lmic-reports/master/AFG/projections.csv
https://raw.githubusercontent.com/mrc-ide/global-lmic-reports/master/AFG/projections.csv
https://raw.githubusercontent.com/mrc-ide/global-lmic-reports/master/AFG/projections.csv
https://raw.githubusercontent.com/mrc-ide/global-lmic-reports/master/AFG/projections.csv
https://raw.githubusercontent.com/mrc-ide/global-lmic-reports/master/AFG/projections.csv
https://raw.githubusercontent.com/mrc-ide/global-lmic-reports/master/AFG/projections.csv
https://raw.githubusercontent.com/mrc-ide/global-lmic-reports/master/AFG/projections.csv
https://raw.githubusercontent.com/mrc-ide/global-lmic-reports/master/AFG/projections.csv
https://raw.githubusercontent.com/mrc-ide/global-lmic-reports/master/AFG/projections.csv
https://raw.githubusercontent.com/mrc-ide/global-lmic-reports/master/AFG/projections.csv
https://raw.githubusercontent.com/mrc-ide/global-lmic-reports/master/AFG/projections.csv
https://raw.githubusercontent.com/mrc-ide/global-lmic-reports/master/AFG/projections.csv
https://raw.githubusercontent.com/mrc-ide/global-lmic-reports/master/AFG/projections.csv
https://raw.githubusercontent.com/mrc-ide/global-lmic-reports/master/AFG/projections.csv
https://raw.githubusercontent.com/mrc-ide/global-lmic-reports/master/AFG/projections.csv
https://raw.githubusercontent.com/mrc-ide/global-lmic-reports/master/AFG/projections.csv
https://raw.githubusercontent.com/mrc-ide/global-lmic-reports/master/AFG/projections.csv
https://raw.githubusercontent.com/mrc-ide/global-lmic-reports/master/AFG/projections.csv
https://raw.githubusercontent.com/mrc-ide/global-lmic-reports/master/AFG/projections.csv
https://raw.githubusercontent.com/mrc-ide/global-lmic-reports/master/AFG/projections.csv
https://raw.githubusercontent.com/mrc-ide/global-lmic-reports/master/AFG/projections.csv
https://raw.githubusercontent.com/mrc-ide/global-lmic-reports/master/AFG/projections.csv
https://raw.githubusercontent.com/mrc-ide/global-lmic-reports/master/AFG/projections.csv
https://raw.githubusercontent.com/mrc-ide/global-lmic-reports/master/AFG/projections.csv
https://raw.githubusercontent.com/mrc-ide/global-lmic-reports/master/AFG/projections.csv
https://raw.githubusercontent.com/mrc-ide/global-lmic-reports/master/AFG/projections.csv
https://raw.githubusercontent.com/mrc-ide/global-lmic-reports/master/AFG/projections.csv
https://raw.githubusercontent.com/mrc-ide/global-lmic-reports/master/AFG/projections.csv
https://raw.githubusercontent.com/mrc-ide/global-lmic-reports/master/AFG/projections.csv
https://raw.githubusercontent.com/mrc-ide/global-lmic-reports/master/AFG/projections.csv
https://raw.githubusercontent.com/mrc-ide/global-lmic-reports/master/AFG/projections.csv
https://raw.githubusercontent.com/mrc-ide/global-lmic-reports/master/AFG/projections.csv
https://raw.githubusercontent.com/mrc-ide/global-lmic-reports/master/AFG/projections.csv
https://raw.githubusercontent.com/mrc-ide/global-lmic-reports/master/AFG/projections.csv
https://raw.githubusercontent.com/mrc-ide/global-lmic-reports/master/AFG/projections.csv
https://raw.githubusercontent.com/mrc-ide/global-lmic-reports/master/AFG/projections.csv
https://raw.githubusercontent.com/mrc-ide/global-lmic-reports/master/AFG/projections.csv
https://raw.githubusercontent.com/mrc-ide/global-lmic-reports/master/AFG/projections.csv
https://raw.githubusercontent.com/mrc-ide/global-lmic-reports/master/AFG/projections.csv
https://raw.githubusercontent.com/mrc-ide/global-lmic-reports/master/AFG/projections.csv
https://raw.githubusercontent.com/mrc-ide/global-lmic-reports/master/AFG/projections.csv
https://raw.githubusercontent.com/mrc-ide/global-lmic-reports/master/AFG/projections.csv
https://raw.githubusercontent.com/mrc-ide/global-lmic-reports/master/AFG/projections.csv
https://raw.githubusercontent.com/mrc-ide/global-lmic-reports/master/AFG/projections.csv
https://raw.githubusercontent.com/mrc-ide/global-lmic-reports/master/AFG/projections.csv
https://raw.githubusercontent.com/mrc-ide/global-lmic-reports/master/AFG/projections.csv
https://raw.githubusercontent.com/mrc-ide/global-lmic-reports/master/AFG/projections.csv
https://raw.githubusercontent.com/mrc-ide/global-lmic-reports/master/AFG/projections.csv
https://raw.githubusercontent.com/mrc-ide/global-lmic-reports/master/AFG/projections.csv
https://raw.githubusercontent.com/mrc-ide/global-lmic-reports/master/AFG/projections.csv
https://raw.githubusercontent.com/mrc-ide/global-lmic-reports/master/AFG/projections.csv
https://raw.githubusercontent.com/mrc-ide/global-lmic-reports/master/AFG/projections.csv
https://raw.githubusercontent.com/mrc-ide/global-lmic-reports/master/AFG/projections.csv
https://raw.githubusercontent.com/mrc-ide/global-lmic-reports/master/AFG/projections.csv
https://raw.githubusercontent.com/mrc-ide/global-lmic-reports/master/AFG/projections.csv
https://raw.githubusercontent.com/mrc-ide/global-lmic-reports/master/AFG/projections.csv
https://raw.githubusercontent.com/mrc-ide/global-lmic-reports/master/AFG/projections.csv
https://raw.githubusercontent.com/mrc-ide/global-lmic-reports/master/AFG/projections.csv
https://raw.githubusercontent.com/mrc-ide/global-lmic-reports/master/AFG/projections.csv
https://raw.githubusercontent.com/mrc-ide/global-lmic-reports/master/AFG/projections.csv
https://raw.githubusercontent.com/mrc-ide/global-lmic-reports/master/AFG/projections.csv
https://raw.githubusercontent.com/mrc-ide/global-lmic-reports/master/AFG/projections.csv
https://raw.githubusercontent.com/mrc-ide/global-lmic-reports/master/AFG/projections.csv
https://raw.githubusercontent.com/mrc-ide/global-lmic-reports/master/AFG/projections.csv
https://raw.githubusercontent.com/mrc-ide/global-lmic-reports/master/AFG/projections.csv
https://raw.githubusercontent.com/mrc-ide/global-lmic-reports/master/AFG/projections.csv
https://raw.githubusercontent.com/mrc-ide/global-lmic-reports/master/AFG/projections.csv
https://raw.githubusercontent.com/mrc-ide/global-lmic-reports/master/AFG/projections.csv
https://raw.githubusercontent.com/mrc-ide/global-lmic-reports/master/AFG/projections.csv
https://raw.githubusercontent.com/mrc-ide/global-lmic-reports/master/AFG/projections.csv
https://raw.githubusercontent.com/mrc-ide/global-lmic-reports/master/AFG/projections.csv
https://raw.githubusercontent.com/mrc-ide/global-lmic-reports/master/AFG/projections.csv
https://raw.githubusercontent.com/mrc-ide/global-lmic-reports/master/AFG/projections.csv
https://raw.githubusercontent.com/mrc-ide/global-lmic-reports/master/AFG/projections.csv
https://raw.githubusercontent.com/mrc-ide/global-lmic-reports/master/AFG/projections.csv
https://raw.githubusercontent.com/mrc-ide/global-lmic-reports/master/AFG/projections.csv
https://raw.githubusercontent.com/mrc-ide/global-lmic-reports/master/AFG/projections.csv
https://raw.githubusercontent.com/mrc-ide/global-lmic-reports/master/AFG/projections.csv
https://raw.githubusercontent.com/mrc-ide/global-lmic-reports/master/AFG/projections.csv
https://raw.githubusercontent.com/mrc-ide/global-lmic-reports/master/AFG/projections.csv
https://raw.githubusercontent.com/mrc-ide/global-lmic-reports/master/AFG/projections.csv
https://raw.githubusercontent.com/mrc-ide/global-lmic-reports/master/AFG/projections.csv
https://raw.githubusercontent.com/mrc-ide/global-lmic-reports/master/AFG/projections.csv
https://raw.githubusercontent.com/mrc-ide/global-lmic-reports/master/AFG/projections.csv
https://raw.githubusercontent.com/mrc-ide/global-lmic-reports/master/AFG/projections.csv
https://raw.githubusercontent.com/mrc-ide/global-lmic-reports/master/AFG/projections.csv
https://raw.githubusercontent.com/mrc-ide/global-lmic-reports/master/AFG/projections.csv
https://raw.githubusercontent.com/mrc-ide/global-lmic-reports/master/AFG/projections.csv
https://raw.githubusercontent.com/mrc-ide/global-lmic-reports/master/AFG/projections.csv
https://raw.githubusercontent.com/mrc-ide/global-lmic-reports/master/AFG/projections.csv
https://raw.githubusercontent.com/mrc-ide/global-lmic-reports/master/AFG/projections.csv
https://raw.githubusercontent.com/mrc-ide/global-lmic-reports/master/AFG/projections.csv
https://raw.githubusercontent.com/mrc-ide/global-lmic-reports/master/AFG/projections.csv
https://raw.githubusercontent.com/mrc-ide/global-lmic-reports/master/AFG/projections.csv
https://raw.githubusercontent.com/mrc-ide/global-lmic-reports/master/AFG/projections.csv
https://raw.githubusercontent.com/mrc-ide/global-lmic-reports/master/AFG/projections.csv
https://raw.githubusercontent.com/mrc-ide/global-lmic-reports/master/AFG/projections.csv
https://raw.githubusercontent.com/mrc-ide/global-lmic-reports/master/AFG/projections.csv
https://raw.githubusercontent.com/mrc-ide/global-lmic-reports/master/AFG/projections.csv
https://raw.githubusercontent.com/mrc-ide/global-lmic-reports/master/AFG/projections.csv
https://raw.githubusercontent.com/mrc-ide/global-lmic-reports/master/AFG/projections.csv
https://raw.githubusercontent.com/mrc-ide/global-lmic-reports/master/AFG/projections.csv
https://raw.githubusercontent.com/mrc-ide/global-lmic-reports/master/AFG/projections.csv
https://raw.githubusercontent.com/mrc-ide/global-lmic-reports/master/AFG/projections.csv
https://raw.githubusercontent.com/mrc-ide/global-lmic-reports/master/AFG/projections.csv
https://raw.githubusercontent.com/mrc-ide/global-lmic-reports/master/AFG/projections.csv
https://raw.githubusercontent.com/mrc-ide/global-lmic-reports/master/AFG/projections.csv
https://raw.githubusercontent.com/mrc-ide/global-lmic-reports/master/AFG/projections.csv
https://raw.githubusercontent.com/mrc-ide/global-lmic-reports/master/AFG/projections.csv
https://raw.githubusercontent.com/mrc-ide/global-lmic-reports/master/AFG/projections.csv
https://raw.githubusercontent.com/mrc-ide/global-lmic-reports/master/AFG/projections.csv
https://raw.githubusercontent.com/mrc-ide/global-lmic-reports/master/AFG/projections.csv
https://raw.githubusercontent.com/mrc-ide/global-lmic-reports/master/AFG/projections.csv
https://raw.githubusercontent.com/mrc-ide/global-lmic-reports/master/AFG/projections.csv
https://raw.githubusercontent.com/mrc-ide/global-lmic-reports/master/AFG/projections.csv
https://raw.githubusercontent.com/mrc-ide/global-lmic-reports/master/AFG/projections.csv
https://raw.githubusercontent.com/mrc-ide/global-lmic-reports/master/AFG/projections.csv
https://raw.githubusercontent.com/mrc-ide/global-lmic-reports/master/AFG/projections.csv
https://raw.githubusercontent.com/mrc-ide/global-lmic-reports/master/AFG/projections.csv
https://raw.githubusercontent.com/mrc-ide/global-lmic-reports/master/AFG/projections.csv
https://raw.githubusercontent.com/mrc-ide/global-lmic-reports/master/AFG/projections.csv
https://raw.githubusercontent.com/mrc-ide/global-lmic-reports/master/AFG/projections.csv
https://raw.githubusercontent.com/mrc-ide/global-lmic-reports/master/AFG/projections.csv
https://raw.githubusercontent.com/mrc-ide/global-lmic-reports/master/AFG/projections.csv
https://raw.githubusercontent.com/mrc-ide/global-lmic-reports/master/AFG/projections.csv
https://raw.githubusercontent.com/mrc-ide/global-lmic-reports/master/AFG/projections.csv
https://raw.githubusercontent.com/mrc-ide/global-lmic-reports/master/AFG/projections.csv
https://raw.githubusercontent.com/mrc-ide/global-lmic-reports/master/AFG/projections.csv
https://raw.githubusercontent.com/mrc-ide/global-lmic-reports/master/AFG/projections.csv
https://raw.githubusercontent.com/mrc-ide/global-lmic-reports/master/AFG/projections.csv
https://raw.githubusercontent.com/mrc-ide/global-lmic-reports/master/AFG/projections.csv
https://raw.githubusercontent.com/mrc-ide/global-lmic-reports/master/AFG/projections.csv
https://raw.githubusercontent.com/mrc-ide/global-lmic-reports/master/AFG/projections.csv
https://raw.githubusercontent.com/mrc-ide/global-lmic-reports/master/AFG/projections.csv
https://raw.githubusercontent.com/mrc-ide/global-lmic-reports/master/AFG/projections.csv
https://raw.githubusercontent.com/mrc-ide/global-lmic-reports/master/AFG/projections.csv
https://raw.githubusercontent.com/mrc-ide/global-lmic-reports/master/AFG/projections.csv
https://raw.githubusercontent.com/mrc-ide/global-lmic-reports/master/AFG/projections.csv
https://raw.githubusercontent.com/mrc-ide/global-lmic-reports/master/AFG/projections.csv
https://raw.githubusercontent.com/mrc-ide/global-lmic-reports/master/AFG/projections.csv
https://raw.githubusercontent.com/mrc-ide/global-lmic-reports/master/AFG/projections.csv
https://raw.githubusercontent.com/mrc-ide/global-lmic-reports/master/AFG/projections.csv
https://raw.githubusercontent.com/mrc-ide/global-lmic-reports/master/AFG/projections.csv
https://raw.githubusercontent.com/mrc-ide/global-lmic-reports/master/AFG/projections.csv
https://raw.githubusercontent.com/mrc-ide/global-lmic-reports/master/AFG/projections.csv
https://raw.githubusercontent.com/mrc-ide/global-lmic-reports/master/AFG/projections.csv
https://raw.githubusercontent.com/mrc-ide/global-lmic-reports/master/AFG/projections.csv
https://raw.githubusercontent.com/mrc-ide/global-lmic-reports/master/AFG/projections.csv
https://raw.githubusercontent.com/mrc-ide/global-lmic-reports/master/AFG/projections.csv
https://raw.githubusercontent.com/mrc-ide/global-lmic-reports/master/AFG/projections.csv
https://raw.githubusercontent.com/mrc-ide/global-lmic-reports/master/AFG/projections.csv
https://raw.githubusercontent.com/mrc-ide/global-lmic-reports/master/AFG/projections.csv
https://raw.githubusercontent.com/mrc-ide/global-lmic-reports/master/AFG/projections.csv
https://raw.githubusercontent.com/mrc-ide/global-lmic-reports/master/AFG/projections.csv
https://raw.githubusercontent.com/mrc-ide/global-lmic-reports/master/AFG/projections.csv
https://raw.githubusercontent.com/mrc-ide/global-lmic-reports/master/AFG/projections.csv
https://raw.githubusercontent.com/mrc-ide/global-lmic-reports/master/AFG/projections.csv
https://raw.githubusercontent.com/mrc-ide/global-lmic-reports/master/AFG/projections.csv
https://raw.githubusercontent.com/mrc-ide/global-lmic-reports/master/AFG/projections.csv
https://raw.githubusercontent.com/mrc-ide/global-lmic-reports/master/AFG/projections.csv
https://raw.githubusercontent.com/mrc-ide/global-lmic-reports/master/AFG/projections.csv
https://raw.githubusercontent.com/mrc-ide/global-lmic-reports/master/AFG/projections.csv
https://raw.githubusercontent.com/mrc-ide/global-lmic-reports/master/AFG/projections.csv
https://raw.githubusercontent.com/mrc-ide/global-lmic-reports/master/AFG/projections.csv
https://raw.githubusercontent.com/mrc-ide/global-lmic-reports/master/AFG/projections.csv
https://raw.githubusercontent.com/mrc-ide/global-lmic-reports/master/AFG/projections.csv
https://raw.githubusercontent.com/mrc-ide/global-lmic-reports/master/AFG/projections.csv
https://raw.githubusercontent.com/mrc-ide/global-lmic-reports/master/AFG/projections.csv
https://raw.githubusercontent.com/mrc-ide/global-lmic-reports/master/AFG/projections.csv
https://raw.githubusercontent.com/mrc-ide/global-lmic-reports/master/AFG/projections.csv
https://raw.githubusercontent.com/mrc-ide/global-lmic-reports/master/AFG/projections.csv
https://raw.githubusercontent.com/mrc-ide/global-lmic-reports/master/AFG/projections.csv
https://raw.githubusercontent.com/mrc-ide/global-lmic-reports/master/AFG/projections.csv
https://raw.githubusercontent.com/mrc-ide/global-lmic-reports/master/AFG/projections.csv
https://raw.githubusercontent.com/mrc-ide/global-lmic-reports/master/AFG/projections.csv
https://raw.githubusercontent.com/mrc-ide/global-lmic-reports/master/AFG/projections.csv
https://raw.githubusercontent.com/mrc-ide/global-lmic-reports/master/AFG/projections.csv
https://raw.githubusercontent.com/mrc-ide/global-lmic-reports/master/AFG/projections.csv
https://raw.githubusercontent.com/mrc-ide/global-lmic-reports/master/AFG/projections.csv
https://raw.githubusercontent.com/mrc-ide/global-lmic-reports/master/AFG/projections.csv
https://raw.githubusercontent.com/mrc-ide/global-lmic-reports/master/AFG/projections.csv
https://raw.githubusercontent.com/mrc-ide/global-lmic-reports/master/AFG/projections.csv
https://raw.githubusercontent.com/mrc-ide/global-lmic-reports/master/AFG/projections.csv
https://raw.githubusercontent.com/mrc-ide/global-lmic-reports/master/AFG/projections.csv
https://raw.githubusercontent.com/mrc-ide/global-lmic-reports/master/AFG/projections.csv
https://raw.githubusercontent.com/mrc-ide/global-lmic-reports/master/AFG/projections.csv
https://raw.githubusercontent.com/mrc-ide/global-lmic-reports/master/AFG/projections.csv
https://raw.githubusercontent.com/mrc-ide/global-lmic-reports/master/AFG/projections.csv
https://raw.githubusercontent.com/mrc-ide/global-lmic-reports/master/AFG/projections.csv
https://raw.githubusercontent.com/mrc-ide/global-lmic-reports/master/AFG/projections.csv
https://raw.githubusercontent.com/mrc-ide/global-lmic-reports/master/AFG/projections.csv
https://raw.githubusercontent.com/mrc-ide/global-lmic-reports/master/AFG/projections.csv
https://raw.githubusercontent.com/mrc-ide/global-lmic-reports/master/AFG/projections.csv
https://raw.githubusercontent.com/mrc-ide/global-lmic-reports/master/AFG/projections.csv
https://raw.githubusercontent.com/mrc-ide/global-lmic-reports/master/AFG/projections.csv
https://raw.githubusercontent.com/mrc-ide/global-lmic-reports/master/AFG/projections.csv
https://raw.githubusercontent.com/mrc-ide/global-lmic-reports/master/AFG/projections.csv
https://raw.githubusercontent.com/mrc-ide/global-lmic-reports/master/AFG/projections.csv
https://raw.githubusercontent.com/mrc-ide/global-lmic-reports/master/AFG/projections.csv
https://raw.githubusercontent.com/mrc-ide/global-lmic-reports/master/AFG/projections.csv
https://raw.githubusercontent.com/mrc-ide/global-lmic-reports/master/AFG/projections.csv
https://raw.githubusercontent.com/mrc-ide/global-lmic-reports/master/AFG/projections.csv
https://raw.githubusercontent.com/mrc-ide/global-lmic-reports/master/AFG/projections.csv
https://raw.githubusercontent.com/mrc-ide/global-lmic-reports/master/AFG/projections.csv
https://raw.githubusercontent.com/mrc-ide/global-lmic-reports/master/AFG/projections.csv
https://raw.githubusercontent.com/mrc-ide/global-lmic-reports/master/AFG/projections.csv
https://raw.githubusercontent.com/mrc-ide/global-lmic-reports/master/AFG/projections.csv
https://raw.githubusercontent.com/mrc-ide/global-lmic-reports/master/AFG/projections.csv
https://raw.githubusercontent.com/mrc-ide/global-lmic-reports/master/AFG/projections.csv
https://raw.githubusercontent.com/mrc-ide/global-lmic-reports/master/AFG/projections.csv
https://raw.githubusercontent.com/mrc-ide/global-lmic-reports/master/AFG/projections.csv
https://raw.githubusercontent.com/mrc-ide/global-lmic-reports/master/AFG/projections.csv
https://raw.githubusercontent.com/mrc-ide/global-lmic-reports/master/AFG/projections.csv
https://raw.githubusercontent.com/mrc-ide/global-lmic-reports/master/AFG/projections.csv
https://raw.githubusercontent.com/mrc-ide/global-lmic-reports/master/AFG/projections.csv
https://raw.githubusercontent.com/mrc-ide/global-lmic-reports/master/AFG/projections.csv
https://raw.githubusercontent.com/mrc-ide/global-lmic-reports/master/AFG/projections.csv
https://raw.githubusercontent.com/mrc-ide/global-lmic-reports/master/AFG/projections.csv
https://raw.githubusercontent.com/mrc-ide/global-lmic-reports/master/AFG/projections.csv
https://raw.githubusercontent.com/mrc-ide/global-lmic-reports/master/AFG/projections.csv
https://raw.githubusercontent.com/mrc-ide/global-lmic-reports/master/AFG/projections.csv
https://raw.githubusercontent.com/mrc-ide/global-lmic-reports/master/AFG/projections.csv
https://raw.githubusercontent.com/mrc-ide/global-lmic-reports/master/AFG/projections.csv
https://raw.githubusercontent.com/mrc-ide/global-lmic-reports/master/AFG/projections.csv
https://raw.githubusercontent.com/mrc-ide/global-lmic-reports/master/AFG/projections.csv
https://raw.githubusercontent.com/mrc-ide/global-lmic-reports/master/AFG/projections.csv
https://raw.githubusercontent.com/mrc-ide/global-lmic-reports/master/AFG/projections.csv
https://raw.githubusercontent.com/mrc-ide/global-lmic-reports/master/AFG/projections.csv
https://raw.githubusercontent.com/mrc-ide/global-lmic-reports/master/AFG/projections.csv
https://raw.githubusercontent.com/mrc-ide/global-lmic-reports/master/AFG/projections.csv
https://raw.githubusercontent.com/mrc-ide/global-lmic-reports/master/AFG/projections.csv
https://raw.githubusercontent.com/mrc-ide/global-lmic-reports/master/AFG/projections.csv
https://raw.githubusercontent.com/mrc-ide/global-lmic-reports/master/AFG/projections.csv
https://raw.githubusercontent.com/mrc-ide/global-lmic-reports/master/AFG/projections.csv
https://raw.githubusercontent.com/mrc-ide/global-lmic-reports/master/AFG/projections.csv
https://raw.githubusercontent.com/mrc-ide/global-lmic-reports/master/AFG/projections.csv
https://raw.githubusercontent.com/mrc-ide/global-lmic-reports/master/AFG/projections.csv
https://raw.githubusercontent.com/mrc-ide/global-lmic-reports/master/AFG/projections.csv
https://raw.githubusercontent.com/mrc-ide/global-lmic-reports/master/AFG/projections.csv
https://raw.githubusercontent.com/mrc-ide/global-lmic-reports/master/AFG/projections.csv
https://raw.githubusercontent.com/mrc-ide/global-lmic-reports/master/AFG/projections.csv
https://raw.githubusercontent.com/mrc-ide/global-lmic-reports/master/AFG/projections.csv
https://raw.githubusercontent.com/mrc-ide/global-lmic-reports/master/AFG/projections.csv
https://raw.githubusercontent.com/mrc-ide/global-lmic-reports/master/AFG/projections.csv
https://raw.githubusercontent.com/mrc-ide/global-lmic-reports/master/AFG/projections.csv
https://raw.githubusercontent.com/mrc-ide/global-lmic-reports/master/AFG/projections.csv
https://raw.githubusercontent.com/mrc-ide/global-lmic-reports/master/AFG/projections.csv
https://raw.githubusercontent.com/mrc-ide/global-lmic-reports/master/AFG/projections.csv
https://raw.githubusercontent.com/mrc-ide/global-lmic-reports/master/AFG/projections.csv
https://raw.githubusercontent.com/mrc-ide/global-lmic-reports/master/AFG/projections.csv
https://raw.githubusercontent.com/mrc-ide/global-lmic-reports/master/AFG/projections.csv
https://raw.githubusercontent.com/mrc-ide/global-lmic-reports/master/AFG/projections.csv
https://raw.githubusercontent.com/mrc-ide/global-lmic-reports/master/AFG/projections.csv
https://raw.githubusercontent.com/mrc-ide/global-lmic-reports/master/AFG/projections.csv
https://raw.githubusercontent.com/mrc-ide/global-lmic-reports/master/AFG/projections.csv
https://raw.githubusercontent.com/mrc-ide/global-lmic-reports/master/AFG/projections.csv
https://raw.githubusercontent.com/mrc-ide/global-lmic-reports/master/AFG/projections.csv
https://raw.githubusercontent.com/mrc-ide/global-lmic-reports/master/AFG/projections.csv
https://raw.githubusercontent.com/mrc-ide/global-lmic-reports/master/AFG/projections.csv
https://raw.githubusercontent.com/mrc-ide/global-lmic-reports/master/AFG/projections.csv
https://raw.githubusercontent.com/mrc-ide/global-lmic-reports/master/AFG/projections.csv
https://raw.githubusercontent.com/mrc-ide/global-lmic-reports/master/AFG/projections.csv
https://raw.githubusercontent.com/mrc-ide/global-lmic-reports/master/AFG/projections.csv
https://raw.githubusercontent.com/mrc-ide/global-lmic-reports/master/AFG/projections.csv
https://raw.githubusercontent.com/mrc-ide/global-lmic-reports/master/AFG/projections.csv
https://raw.githubusercontent.com/mrc-ide/global-lmic-reports/master/AFG/projections.csv
https://raw.githubusercontent.com/mrc-ide/global-lmic-reports/master/AFG/projections.csv
https://raw.githubusercontent.com/mrc-ide/global-lmic-reports/master/AFG/projections.csv
https://raw.githubusercontent.com/mrc-ide/global-lmic-reports/master/AFG/projections.csv
https://raw.githubusercontent.com/mrc-ide/global-lmic-reports/master/AFG/projections.csv
https://raw.githubusercontent.com/mrc-ide/global-lmic-reports/master/AFG/projections.csv
https://raw.githubusercontent.com/mrc-ide/global-lmic-reports/master/AFG/projections.csv
https://raw.githubusercontent.com/mrc-ide/global-lmic-reports/master/AFG/projections.csv
https://raw.githubusercontent.com/mrc-ide/global-lmic-reports/master/AFG/projections.csv
https://raw.githubusercontent.com/mrc-ide/global-lmic-reports/master/AFG/projections.csv
https://raw.githubusercontent.com/mrc-ide/global-lmic-reports/master/AFG/projections.csv
https://raw.githubusercontent.com/mrc-ide/global-lmic-reports/master/AFG/projections.csv
https://raw.githubusercontent.com/mrc-ide/global-lmic-reports/master/AFG/projections.csv
https://raw.githubusercontent.com/mrc-ide/global-lmic-reports/master/AFG/projections.csv
https://raw.githubusercontent.com/mrc-ide/global-lmic-reports/master/AFG/projections.csv
https://raw.githubusercontent.com/mrc-ide/global-lmic-reports/master/AFG/projections.csv
https://raw.githubusercontent.com/mrc-ide/global-lmic-reports/master/AFG/projections.csv
https://raw.githubusercontent.com/mrc-ide/global-lmic-reports/master/AFG/projections.csv
https://raw.githubusercontent.com/mrc-ide/global-lmic-reports/master/AFG/projections.csv
https://raw.githubusercontent.com/mrc-ide/global-lmic-reports/master/AFG/projections.csv
https://raw.githubusercontent.com/mrc-ide/global-lmic-reports/master/AFG/projections.csv
https://raw.githubusercontent.com/mrc-ide/global-lmic-reports/master/AFG/projections.csv
https://raw.githubusercontent.com/mrc-ide/global-lmic-reports/master/AFG/projections.csv
https://raw.githubusercontent.com/mrc-ide/global-lmic-reports/master/AFG/projections.csv
https://raw.githubusercontent.com/mrc-ide/global-lmic-reports/master/AFG/projections.csv
https://raw.githubusercontent.com/mrc-ide/global-lmic-reports/master/AFG/projections.csv
https://raw.githubusercontent.com/mrc-ide/global-lmic-reports/master/AFG/projections.csv
https://raw.githubusercontent.com/mrc-ide/global-lmic-reports/master/AFG/projections.csv
https://raw.githubusercontent.com/mrc-ide/global-lmic-reports/master/AFG/projections.csv
https://raw.githubusercontent.com/mrc-ide/global-lmic-reports/master/AFG/projections.csv
https://raw.githubusercontent.com/mrc-ide/global-lmic-reports/master/AFG/projections.csv
https://raw.githubusercontent.com/mrc-ide/global-lmic-reports/master/AFG/projections.csv
https://raw.githubusercontent.com/mrc-ide/global-lmic-reports/master/AFG/projections.csv
https://raw.githubusercontent.com/mrc-ide/global-lmic-reports/master/AFG/projections.csv
https://raw.githubusercontent.com/mrc-ide/global-lmic-reports/master/AFG/projections.csv
https://raw.githubusercontent.com/mrc-ide/global-lmic-reports/master/AFG/projections.csv
https://raw.githubusercontent.com/mrc-ide/global-lmic-reports/master/AFG/projections.csv
https://raw.githubusercontent.com/mrc-ide/global-lmic-reports/master/AFG/projections.csv
https://raw.githubusercontent.com/mrc-ide/global-lmic-reports/master/AFG/projections.csv
https://raw.githubusercontent.com/mrc-ide/global-lmic-reports/master/AFG/projections.csv
https://raw.githubusercontent.com/mrc-ide/global-lmic-reports/master/AFG/projections.csv
https://raw.githubusercontent.com/mrc-ide/global-lmic-reports/master/AFG/projections.csv
https://raw.githubusercontent.com/mrc-ide/global-lmic-reports/master/AFG/projections.csv
https://raw.githubusercontent.com/mrc-ide/global-lmic-reports/master/AFG/projections.csv
https://raw.githubusercontent.com/mrc-ide/global-lmic-reports/master/AFG/projections.csv
https://raw.githubusercontent.com/mrc-ide/global-lmic-reports/master/AFG/projections.csv
https://raw.githubusercontent.com/mrc-ide/global-lmic-reports/master/AFG/projections.csv
https://raw.githubusercontent.com/mrc-ide/global-lmic-reports/master/AFG/projections.csv
https://raw.githubusercontent.com/mrc-ide/global-lmic-reports/master/AFG/projections.csv
https://raw.githubusercontent.com/mrc-ide/global-lmic-reports/master/AFG/projections.csv
https://raw.githubusercontent.com/mrc-ide/global-lmic-reports/master/AFG/projections.csv
https://raw.githubusercontent.com/mrc-ide/global-lmic-reports/master/AFG/projections.csv
https://raw.githubusercontent.com/mrc-ide/global-lmic-reports/master/AFG/projections.csv
https://raw.githubusercontent.com/mrc-ide/global-lmic-reports/master/AFG/projections.csv
https://raw.githubusercontent.com/mrc-ide/global-lmic-reports/master/AFG/projections.csv
https://raw.githubusercontent.com/mrc-ide/global-lmic-reports/master/AFG/projections.csv
https://raw.githubusercontent.com/mrc-ide/global-lmic-reports/master/AFG/projections.csv
https://raw.githubusercontent.com/mrc-ide/global-lmic-reports/master/AFG/projections.csv
https://raw.githubusercontent.com/mrc-ide/global-lmic-reports/master/AFG/projections.csv
https://raw.githubusercontent.com/mrc-ide/global-lmic-reports/master/AFG/projections.csv
https://raw.githubusercontent.com/mrc-ide/global-lmic-reports/master/AFG/projections.csv
https://raw.githubusercontent.com/mrc-ide/global-lmic-reports/master/AFG/projections.csv
https://raw.githubusercontent.com/mrc-ide/global-lmic-reports/master/AFG/projections.csv
https://raw.githubusercontent.com/mrc-ide/global-lmic-reports/master/AFG/projections.csv
https://raw.githubusercontent.com/mrc-ide/global-lmic-reports/master/AFG/projections.csv
https://raw.githubusercontent.com/mrc-ide/global-lmic-reports/master/AFG/projections.csv
https://raw.githubusercontent.com/mrc-ide/global-lmic-reports/master/AFG/projections.csv
https://raw.githubusercontent.com/mrc-ide/global-lmic-reports/master/AFG/projections.csv
https://raw.githubusercontent.com/mrc-ide/global-lmic-reports/master/AFG/projections.csv
https://raw.githubusercontent.com/mrc-ide/global-lmic-reports/master/AFG/projections.csv
https://raw.githubusercontent.com/mrc-ide/global-lmic-reports/master/AFG/projections.csv
https://raw.githubusercontent.com/mrc-ide/global-lmic-reports/master/AFG/projections.csv
https://raw.githubusercontent.com/mrc-ide/global-lmic-reports/master/AFG/projections.csv
https://raw.githubusercontent.com/mrc-ide/global-lmic-reports/master/AFG/projections.csv
https://raw.githubusercontent.com/mrc-ide/global-lmic-reports/master/AFG/projections.csv
https://raw.githubusercontent.com/mrc-ide/global-lmic-reports/master/AFG/projections.csv
https://raw.githubusercontent.com/mrc-ide/global-lmic-reports/master/AFG/projections.csv
https://raw.githubusercontent.com/mrc-ide/global-lmic-reports/master/AFG/projections.csv
https://raw.githubusercontent.com/mrc-ide/global-lmic-reports/master/AFG/projections.csv
https://raw.githubusercontent.com/mrc-ide/global-lmic-reports/master/AFG/projections.csv
https://raw.githubusercontent.com/mrc-ide/global-lmic-reports/master/AFG/projections.csv
https://raw.githubusercontent.com/mrc-ide/global-lmic-reports/master/AFG/projections.csv
https://raw.githubusercontent.com/mrc-ide/global-lmic-reports/master/AFG/projections.csv
https://raw.githubusercontent.com/mrc-ide/global-lmic-reports/master/AFG/projections.csv
https://raw.githubusercontent.com/mrc-ide/global-lmic-reports/master/AFG/projections.csv
https://raw.githubusercontent.com/mrc-ide/global-lmic-reports/master/AFG/projections.csv
https://raw.githubusercontent.com/mrc-ide/global-lmic-reports/master/AFG/projections.csv
https://raw.githubusercontent.com/mrc-ide/global-lmic-reports/master/AFG/projections.csv
https://raw.githubusercontent.com/mrc-ide/global-lmic-reports/master/AFG/projections.csv
https://raw.githubusercontent.com/mrc-ide/global-lmic-reports/master/AFG/projections.csv
https://raw.githubusercontent.com/mrc-ide/global-lmic-reports/master/AFG/projections.csv
https://raw.githubusercontent.com/mrc-ide/global-lmic-reports/master/AFG/projections.csv
https://raw.githubusercontent.com/mrc-ide/global-lmic-reports/master/AFG/projections.csv
https://raw.githubusercontent.com/mrc-ide/global-lmic-reports/master/AFG/projections.csv
https://raw.githubusercontent.com/mrc-ide/global-lmic-reports/master/AFG/projections.csv
https://raw.githubusercontent.com/mrc-ide/global-lmic-reports/master/AFG/projections.csv
https://raw.githubusercontent.com/mrc-ide/global-lmic-reports/master/AFG/projections.csv
https://raw.githubusercontent.com/mrc-ide/global-lmic-reports/master/AFG/projections.csv
https://raw.githubusercontent.com/mrc-ide/global-lmic-reports/master/AFG/projections.csv
https://raw.githubusercontent.com/mrc-ide/global-lmic-reports/master/AFG/projections.csv
https://raw.githubusercontent.com/mrc-ide/global-lmic-reports/master/AFG/projections.csv
https://raw.githubusercontent.com/mrc-ide/global-lmic-reports/master/AFG/projections.csv
https://raw.githubusercontent.com/mrc-ide/global-lmic-reports/master/AFG/projections.csv
https://raw.githubusercontent.com/mrc-ide/global-lmic-reports/master/AFG/projections.csv
https://raw.githubusercontent.com/mrc-ide/global-lmic-reports/master/AFG/projections.csv
https://raw.githubusercontent.com/mrc-ide/global-lmic-reports/master/AFG/projections.csv
https://raw.githubusercontent.com/mrc-ide/global-lmic-reports/master/AFG/projections.csv
https://raw.githubusercontent.com/mrc-ide/global-lmic-reports/master/AFG/projections.csv
https://raw.githubusercontent.com/mrc-ide/global-lmic-reports/master/AFG/projections.csv
https://raw.githubusercontent.com/mrc-ide/global-lmic-reports/master/AFG/projections.csv
https://raw.githubusercontent.com/mrc-ide/global-lmic-reports/master/AFG/projections.csv
https://raw.githubusercontent.com/mrc-ide/global-lmic-reports/master/AFG/projections.csv
https://raw.githubusercontent.com/mrc-ide/global-lmic-reports/master/AFG/projections.csv
https://raw.githubusercontent.com/mrc-ide/global-lmic-reports/master/AFG/projections.csv
https://raw.githubusercontent.com/mrc-ide/global-lmic-reports/master/AFG/projections.csv
https://raw.githubusercontent.com/mrc-ide/global-lmic-reports/master/AFG/projections.csv
https://raw.githubusercontent.com/mrc-ide/global-lmic-reports/master/AFG/projections.csv
https://raw.githubusercontent.com/mrc-ide/global-lmic-reports/master/AFG/projections.csv
https://raw.githubusercontent.com/mrc-ide/global-lmic-reports/master/AFG/projections.csv
https://raw.githubusercontent.com/mrc-ide/global-lmic-reports/master/AFG/projections.csv
https://raw.githubusercontent.com/mrc-ide/global-lmic-reports/master/AFG/projections.csv
https://raw.githubusercontent.com/mrc-ide/global-lmic-reports/master/AFG/projections.csv
https://raw.githubusercontent.com/mrc-ide/global-lmic-reports/master/AFG/projections.csv
https://raw.githubusercontent.com/mrc-ide/global-lmic-reports/master/AFG/projections.csv
https://raw.githubusercontent.com/mrc-ide/global-lmic-reports/master/AFG/projections.csv
https://raw.githubusercontent.com/mrc-ide/global-lmic-reports/master/AFG/projections.csv
https://raw.githubusercontent.com/mrc-ide/global-lmic-reports/master/AFG/projections.csv
https://raw.githubusercontent.com/mrc-ide/global-lmic-reports/master/AFG/projections.csv
https://raw.githubusercontent.com/mrc-ide/global-lmic-reports/master/AFG/projections.csv
https://raw.githubusercontent.com/mrc-ide/global-lmic-reports/master/AFG/projections.csv
https://raw.githubusercontent.com/mrc-ide/global-lmic-reports/master/AFG/projections.csv
https://raw.githubusercontent.com/mrc-ide/global-lmic-reports/master/AFG/projections.csv
https://raw.githubusercontent.com/mrc-ide/global-lmic-reports/master/AFG/projections.csv
https://raw.githubusercontent.com/mrc-ide/global-lmic-reports/master/AFG/projections.csv
https://raw.githubusercontent.com/mrc-ide/global-lmic-reports/master/AFG/projections.csv
https://raw.githubusercontent.com/mrc-ide/global-lmic-reports/master/AFG/projections.csv
https://raw.githubusercontent.com/mrc-ide/global-lmic-reports/master/AFG/projections.csv
https://raw.githubusercontent.com/mrc-ide/global-lmic-reports/master/AFG/projections.csv
https://raw.githubusercontent.com/mrc-ide/global-lmic-reports/master/AFG/projections.csv
https://raw.githubusercontent.com/mrc-ide/global-lmic-reports/master/AFG/projections.csv
https://raw.githubusercontent.com/mrc-ide/global-lmic-reports/master/AFG/projections.csv
https://raw.githubusercontent.com/mrc-ide/global-lmic-reports/master/AFG/projections.csv
https://raw.githubusercontent.com/mrc-ide/global-lmic-reports/master/AFG/projections.csv
https://raw.githubusercontent.com/mrc-ide/global-lmic-reports/master/AFG/projections.csv
https://raw.githubusercontent.com/mrc-ide/global-lmic-reports/master/AFG/projections.csv
https://raw.githubusercontent.com/mrc-ide/global-lmic-reports/master/AFG/projections.csv
https://raw.githubusercontent.com/mrc-ide/global-lmic-reports/master/AFG/projections.csv
https://raw.githubusercontent.com/mrc-ide/global-lmic-reports/master/AFG/projections.csv
https://raw.githubusercontent.com/mrc-ide/global-lmic-reports/master/AFG/projections.csv
https://raw.githubusercontent.com/mrc-ide/global-lmic-reports/master/AFG/projections.csv
https://raw.githubusercontent.com/mrc-ide/global-lmic-reports/master/AFG/projections.csv
https://raw.githubusercontent.com/mrc-ide/global-lmic-reports/master/AFG/projections.csv
https://raw.githubusercontent.com/mrc-ide/global-lmic-reports/master/AFG/projections.csv
https://raw.githubusercontent.com/mrc-ide/global-lmic-reports/master/AFG/projections.csv
https://raw.githubusercontent.com/mrc-ide/global-lmic-reports/master/AFG/projections.csv
https://raw.githubusercontent.com/mrc-ide/global-lmic-reports/master/AFG/projections.csv
https://raw.githubusercontent.com/mrc-ide/global-lmic-reports/master/AFG/projections.csv
https://raw.githubusercontent.com/mrc-ide/global-lmic-reports/master/AFG/projections.csv
https://raw.githubusercontent.com/mrc-ide/global-lmic-reports/master/AFG/projections.csv
https://raw.githubusercontent.com/mrc-ide/global-lmic-reports/master/AFG/projections.csv
https://raw.githubusercontent.com/mrc-ide/global-lmic-reports/master/AFG/projections.csv
https://raw.githubusercontent.com/mrc-ide/global-lmic-reports/master/AFG/projections.csv
https://raw.githubusercontent.com/mrc-ide/global-lmic-reports/master/AFG/projections.csv
https://raw.githubusercontent.com/mrc-ide/global-lmic-reports/master/AFG/projections.csv
https://raw.githubusercontent.com/mrc-ide/global-lmic-reports/master/AFG/projections.csv
https://raw.githubusercontent.com/mrc-ide/global-lmic-reports/master/AFG/projections.csv
https://raw.githubusercontent.com/mrc-ide/global-lmic-reports/master/AFG/projections.csv
https://raw.githubusercontent.com/mrc-ide/global-lmic-reports/master/AFG/projections.csv
https://raw.githubusercontent.com/mrc-ide/global-lmic-reports/master/AFG/projections.csv
https://raw.githubusercontent.com/mrc-ide/global-lmic-reports/master/AFG/projections.csv
https://raw.githubusercontent.com/mrc-ide/global-lmic-reports/master/AFG/projections.csv
https://raw.githubusercontent.com/mrc-ide/global-lmic-reports/master/AFG/projections.csv
https://raw.githubusercontent.com/mrc-ide/global-lmic-reports/master/AFG/projections.csv
https://raw.githubusercontent.com/mrc-ide/global-lmic-reports/master/AFG/projections.csv
https://raw.githubusercontent.com/mrc-ide/global-lmic-reports/master/AFG/projections.csv
https://raw.githubusercontent.com/mrc-ide/global-lmic-reports/master/AFG/projections.csv
https://raw.githubusercontent.com/mrc-ide/global-lmic-reports/master/AFG/projections.csv
https://raw.githubusercontent.com/mrc-ide/global-lmic-reports/master/AFG/projections.csv
https://raw.githubusercontent.com/mrc-ide/global-lmic-reports/master/AFG/projections.csv
https://raw.githubusercontent.com/mrc-ide/global-lmic-reports/master/AFG/projections.csv
https://raw.githubusercontent.com/mrc-ide/global-lmic-reports/master/AFG/projections.csv
https://raw.githubusercontent.com/mrc-ide/global-lmic-reports/master/AFG/projections.csv
https://raw.githubusercontent.com/mrc-ide/global-lmic-reports/master/AFG/projections.csv
https://raw.githubusercontent.com/mrc-ide/global-lmic-reports/master/AFG/projections.csv
https://raw.githubusercontent.com/mrc-ide/global-lmic-reports/master/AFG/projections.csv
https://raw.githubusercontent.com/mrc-ide/global-lmic-reports/master/AFG/projections.csv
https://raw.githubusercontent.com/mrc-ide/global-lmic-reports/master/AFG/projections.csv
https://raw.githubusercontent.com/mrc-ide/global-lmic-reports/master/AFG/projections.csv
https://raw.githubusercontent.com/mrc-ide/global-lmic-reports/master/AFG/projections.csv
https://raw.githubusercontent.com/mrc-ide/global-lmic-reports/master/AFG/projections.csv
https://raw.githubusercontent.com/mrc-ide/global-lmic-reports/master/AFG/projections.csv
https://raw.githubusercontent.com/mrc-ide/global-lmic-reports/master/AFG/projections.csv
https://raw.githubusercontent.com/mrc-ide/global-lmic-reports/master/AFG/projections.csv
https://raw.githubusercontent.com/mrc-ide/global-lmic-reports/master/AFG/projections.csv
https://raw.githubusercontent.com/mrc-ide/global-lmic-reports/master/AFG/projections.csv
https://raw.githubusercontent.com/mrc-ide/global-lmic-reports/master/AFG/projections.csv
https://raw.githubusercontent.com/mrc-ide/global-lmic-reports/master/AFG/projections.csv
https://raw.githubusercontent.com/mrc-ide/global-lmic-reports/master/AFG/projections.csv
https://raw.githubusercontent.com/mrc-ide/global-lmic-reports/master/AFG/projections.csv
https://raw.githubusercontent.com/mrc-ide/global-lmic-reports/master/AFG/projections.csv
https://raw.githubusercontent.com/mrc-ide/global-lmic-reports/master/AFG/projections.csv
https://raw.githubusercontent.com/mrc-ide/global-lmic-reports/master/AFG/projections.csv
https://raw.githubusercontent.com/mrc-ide/global-lmic-reports/master/AFG/projections.csv
https://raw.githubusercontent.com/mrc-ide/global-lmic-reports/master/AFG/projections.csv
https://raw.githubusercontent.com/mrc-ide/global-lmic-reports/master/AFG/projections.csv
https://raw.githubusercontent.com/mrc-ide/global-lmic-reports/master/AFG/projections.csv
https://raw.githubusercontent.com/mrc-ide/global-lmic-reports/master/AFG/projections.csv
https://raw.githubusercontent.com/mrc-ide/global-lmic-reports/master/AFG/projections.csv
https://raw.githubusercontent.com/mrc-ide/global-lmic-reports/master/AFG/projections.csv
https://raw.githubusercontent.com/mrc-ide/global-lmic-reports/master/AFG/projections.csv
https://raw.githubusercontent.com/mrc-ide/global-lmic-reports/master/AFG/projections.csv
https://raw.githubusercontent.com/mrc-ide/global-lmic-reports/master/AFG/projections.csv
https://raw.githubusercontent.com/mrc-ide/global-lmic-reports/master/AFG/projections.csv
https://raw.githubusercontent.com/mrc-ide/global-lmic-reports/master/AFG/projections.csv
https://raw.githubusercontent.com/mrc-ide/global-lmic-reports/master/AFG/projections.csv
https://raw.githubusercontent.com/mrc-ide/global-lmic-reports/master/AFG/projections.csv
https://raw.githubusercontent.com/mrc-ide/global-lmic-reports/master/AFG/projections.csv
https://raw.githubusercontent.com/mrc-ide/global-lmic-reports/master/AFG/projections.csv
https://raw.githubusercontent.com/mrc-ide/global-lmic-reports/master/AFG/projections.csv
https://raw.githubusercontent.com/mrc-ide/global-lmic-reports/master/AFG/projections.csv
https://raw.githubusercontent.com/mrc-ide/global-lmic-reports/master/AFG/projections.csv
https://raw.githubusercontent.com/mrc-ide/global-lmic-reports/master/AFG/projections.csv
https://raw.githubusercontent.com/mrc-ide/global-lmic-reports/master/AFG/projections.csv
https://raw.githubusercontent.com/mrc-ide/global-lmic-reports/master/AFG/projections.csv
https://raw.githubusercontent.com/mrc-ide/global-lmic-reports/master/AFG/projections.csv
https://raw.githubusercontent.com/mrc-ide/global-lmic-reports/master/AFG/projections.csv
https://raw.githubusercontent.com/mrc-ide/global-lmic-reports/master/AFG/projections.csv
https://raw.githubusercontent.com/mrc-ide/global-lmic-reports/master/AFG/projections.csv
https://raw.githubusercontent.com/mrc-ide/global-lmic-reports/master/AFG/projections.csv
https://raw.githubusercontent.com/mrc-ide/global-lmic-reports/master/AFG/projections.csv
https://raw.githubusercontent.com/mrc-ide/global-lmic-reports/master/AFG/projections.csv
https://raw.githubusercontent.com/mrc-ide/global-lmic-reports/master/AFG/projections.csv
https://raw.githubusercontent.com/mrc-ide/global-lmic-reports/master/AFG/projections.csv
https://raw.githubusercontent.com/mrc-ide/global-lmic-reports/master/AFG/projections.csv
https://raw.githubusercontent.com/mrc-ide/global-lmic-reports/master/AFG/projections.csv
https://raw.githubusercontent.com/mrc-ide/global-lmic-reports/master/AFG/projections.csv
https://raw.githubusercontent.com/mrc-ide/global-lmic-reports/master/AFG/projections.csv
https://raw.githubusercontent.com/mrc-ide/global-lmic-reports/master/AFG/projections.csv
https://raw.githubusercontent.com/mrc-ide/global-lmic-reports/master/AFG/projections.csv
https://raw.githubusercontent.com/mrc-ide/global-lmic-reports/master/AFG/projections.csv
https://raw.githubusercontent.com/mrc-ide/global-lmic-reports/master/AFG/projections.csv
https://raw.githubusercontent.com/mrc-ide/global-lmic-reports/master/AFG/projections.csv
https://raw.githubusercontent.com/mrc-ide/global-lmic-reports/master/AFG/projections.csv
https://raw.githubusercontent.com/mrc-ide/global-lmic-reports/master/AFG/projections.csv
https://raw.githubusercontent.com/mrc-ide/global-lmic-reports/master/AFG/projections.csv
https://raw.githubusercontent.com/mrc-ide/global-lmic-reports/master/AFG/projections.csv
https://raw.githubusercontent.com/mrc-ide/global-lmic-reports/master/AFG/projections.csv
https://raw.githubusercontent.com/mrc-ide/global-lmic-reports/master/AFG/projections.csv
https://raw.githubusercontent.com/mrc-ide/global-lmic-reports/master/AFG/projections.csv
https://raw.githubusercontent.com/mrc-ide/global-lmic-reports/master/AFG/projections.csv
https://raw.githubusercontent.com/mrc-ide/global-lmic-reports/master/AFG/projections.csv
https://raw.githubusercontent.com/mrc-ide/global-lmic-reports/master/AFG/projections.csv
https://raw.githubusercontent.com/mrc-ide/global-lmic-reports/master/AFG/projections.csv
https://raw.githubusercontent.com/mrc-ide/global-lmic-reports/master/AFG/projections.csv
https://raw.githubusercontent.com/mrc-ide/global-lmic-reports/master/AFG/projections.csv
https://raw.githubusercontent.com/mrc-ide/global-lmic-reports/master/AFG/projections.csv
https://raw.githubusercontent.com/mrc-ide/global-lmic-reports/master/AFG/projections.csv
https://raw.githubusercontent.com/mrc-ide/global-lmic-reports/master/AFG/projections.csv
https://raw.githubusercontent.com/mrc-ide/global-lmic-reports/master/AFG/projections.csv
https://raw.githubusercontent.com/mrc-ide/global-lmic-reports/master/AFG/projections.csv
https://raw.githubusercontent.com/mrc-ide/global-lmic-reports/master/AFG/projections.csv
https://raw.githubusercontent.com/mrc-ide/global-lmic-reports/master/AFG/projections.csv
https://raw.githubusercontent.com/mrc-ide/global-lmic-reports/master/AFG/projections.csv
https://raw.githubusercontent.com/mrc-ide/global-lmic-reports/master/AFG/projections.csv
https://raw.githubusercontent.com/mrc-ide/global-lmic-reports/master/AFG/projections.csv
https://raw.githubusercontent.com/mrc-ide/global-lmic-reports/master/AFG/projections.csv
https://raw.githubusercontent.com/mrc-ide/global-lmic-reports/master/AFG/projections.csv
https://raw.githubusercontent.com/mrc-ide/global-lmic-reports/master/AFG/projections.csv
https://raw.githubusercontent.com/mrc-ide/global-lmic-reports/master/AFG/projections.csv
https://raw.githubusercontent.com/mrc-ide/global-lmic-reports/master/AFG/projections.csv
https://raw.githubusercontent.com/mrc-ide/global-lmic-reports/master/AFG/projections.csv
https://raw.githubusercontent.com/mrc-ide/global-lmic-reports/master/AFG/projections.csv
https://raw.githubusercontent.com/mrc-ide/global-lmic-reports/master/AFG/projections.csv
https://raw.githubusercontent.com/mrc-ide/global-lmic-reports/master/AFG/projections.csv
https://raw.githubusercontent.com/mrc-ide/global-lmic-reports/master/AFG/projections.csv
https://raw.githubusercontent.com/mrc-ide/global-lmic-reports/master/AFG/projections.csv
https://raw.githubusercontent.com/mrc-ide/global-lmic-reports/master/AFG/projections.csv
https://raw.githubusercontent.com/mrc-ide/global-lmic-reports/master/AFG/projections.csv
https://raw.githubusercontent.com/mrc-ide/global-lmic-reports/master/AFG/projections.csv
https://raw.githubusercontent.com/mrc-ide/global-lmic-reports/master/AFG/projections.csv
https://raw.githubusercontent.com/mrc-ide/global-lmic-reports/master/AFG/projections.csv
https://raw.githubusercontent.com/mrc-ide/global-lmic-reports/master/AFG/projections.csv
https://raw.githubusercontent.com/mrc-ide/global-lmic-reports/master/AFG/projections.csv
https://raw.githubusercontent.com/mrc-ide/global-lmic-reports/master/AFG/projections.csv
https://raw.githubusercontent.com/mrc-ide/global-lmic-reports/master/AFG/projections.csv
https://raw.githubusercontent.com/mrc-ide/global-lmic-reports/master/AFG/projections.csv
https://raw.githubusercontent.com/mrc-ide/global-lmic-reports/master/AFG/projections.csv
https://raw.githubusercontent.com/mrc-ide/global-lmic-reports/master/AFG/projections.csv
https://raw.githubusercontent.com/mrc-ide/global-lmic-reports/master/AFG/projections.csv
https://raw.githubusercontent.com/mrc-ide/global-lmic-reports/master/AFG/projections.csv
https://raw.githubusercontent.com/mrc-ide/global-lmic-reports/master/AFG/projections.csv
https://raw.githubusercontent.com/mrc-ide/global-lmic-reports/master/AFG/projections.csv
https://raw.githubusercontent.com/mrc-ide/global-lmic-reports/master/AFG/projections.csv
https://raw.githubusercontent.com/mrc-ide/global-lmic-reports/master/AFG/projections.csv
https://raw.githubusercontent.com/mrc-ide/global-lmic-reports/master/AFG/projections.csv
https://raw.githubusercontent.com/mrc-ide/global-lmic-reports/master/AFG/projections.csv
https://raw.githubusercontent.com/mrc-ide/global-lmic-reports/master/AFG/projections.csv
https://raw.githubusercontent.com/mrc-ide/global-lmic-reports/master/AFG/projections.csv
https://raw.githubusercontent.com/mrc-ide/global-lmic-reports/master/AFG/projections.csv
https://raw.githubusercontent.com/mrc-ide/global-lmic-reports/master/AFG/projections.csv
https://raw.githubusercontent.com/mrc-ide/global-lmic-reports/master/AFG/projections.csv
https://raw.githubusercontent.com/mrc-ide/global-lmic-reports/master/AFG/projections.csv
https://raw.githubusercontent.com/mrc-ide/global-lmic-reports/master/AFG/projections.csv
https://raw.githubusercontent.com/mrc-ide/global-lmic-reports/master/AFG/projections.csv
https://raw.githubusercontent.com/mrc-ide/global-lmic-reports/master/AFG/projections.csv
https://raw.githubusercontent.com/mrc-ide/global-lmic-reports/master/AFG/projections.csv
https://raw.githubusercontent.com/mrc-ide/global-lmic-reports/master/AFG/projections.csv
https://raw.githubusercontent.com/mrc-ide/global-lmic-reports/master/AFG/projections.csv
https://raw.githubusercontent.com/mrc-ide/global-lmic-reports/master/AFG/projections.csv
https://raw.githubusercontent.com/mrc-ide/global-lmic-reports/master/AFG/projections.csv
https://raw.githubusercontent.com/mrc-ide/global-lmic-reports/master/AFG/projections.csv
https://raw.githubusercontent.com/mrc-ide/global-lmic-reports/master/AFG/projections.csv
https://raw.githubusercontent.com/mrc-ide/global-lmic-reports/master/AFG/projections.csv
https://raw.githubusercontent.com/mrc-ide/global-lmic-reports/master/AFG/projections.csv
https://raw.githubusercontent.com/mrc-ide/global-lmic-reports/master/AFG/projections.csv
https://raw.githubusercontent.com/mrc-ide/global-lmic-reports/master/AFG/projections.csv
https://raw.githubusercontent.com/mrc-ide/global-lmic-reports/master/AFG/projections.csv
https://raw.githubusercontent.com/mrc-ide/global-lmic-reports/master/AFG/projections.csv
https://raw.githubusercontent.com/mrc-ide/global-lmic-reports/master/AFG/projections.csv
https://raw.githubusercontent.com/mrc-ide/global-lmic-reports/master/AFG/projections.csv
https://raw.githubusercontent.com/mrc-ide/global-lmic-reports/master/AFG/projections.csv
https://raw.githubusercontent.com/mrc-ide/global-lmic-reports/master/AFG/projections.csv
https://raw.githubusercontent.com/mrc-ide/global-lmic-reports/master/AFG/projections.csv
https://raw.githubusercontent.com/mrc-ide/global-lmic-reports/master/AFG/projections.csv
https://raw.githubusercontent.com/mrc-ide/global-lmic-reports/master/AFG/projections.csv
https://raw.githubusercontent.com/mrc-ide/global-lmic-reports/master/AFG/projections.csv
https://raw.githubusercontent.com/mrc-ide/global-lmic-reports/master/AFG/projections.csv
https://raw.githubusercontent.com/mrc-ide/global-lmic-reports/master/AFG/projections.csv
https://raw.githubusercontent.com/mrc-ide/global-lmic-reports/master/AFG/projections.csv
https://raw.githubusercontent.com/mrc-ide/global-lmic-reports/master/AFG/projections.csv
https://raw.githubusercontent.com/mrc-ide/global-lmic-reports/master/AFG/projections.csv
https://raw.githubusercontent.com/mrc-ide/global-lmic-reports/master/AFG/projections.csv
https://raw.githubusercontent.com/mrc-ide/global-lmic-reports/master/AFG/projections.csv
https://raw.githubusercontent.com/mrc-ide/global-lmic-reports/master/AFG/projections.csv
https://raw.githubusercontent.com/mrc-ide/global-lmic-reports/master/AFG/projections.csv
https://raw.githubusercontent.com/mrc-ide/global-lmic-reports/master/AFG/projections.csv
https://raw.githubusercontent.com/mrc-ide/global-lmic-reports/master/AFG/projections.csv
https://raw.githubusercontent.com/mrc-ide/global-lmic-reports/master/AFG/projections.csv
https://raw.githubusercontent.com/mrc-ide/global-lmic-reports/master/AFG/projections.csv
https://raw.githubusercontent.com/mrc-ide/global-lmic-reports/master/AFG/projections.csv
https://raw.githubusercontent.com/mrc-ide/global-lmic-reports/master/AFG/projections.csv
https://raw.githubusercontent.com/mrc-ide/global-lmic-reports/master/AFG/projections.csv
https://raw.githubusercontent.com/mrc-ide/global-lmic-reports/master/AFG/projections.csv
https://raw.githubusercontent.com/mrc-ide/global-lmic-reports/master/AFG/projections.csv
https://raw.githubusercontent.com/mrc-ide/global-lmic-reports/master/AFG/projections.csv
https://raw.githubusercontent.com/mrc-ide/global-lmic-reports/master/AFG/projections.csv
https://raw.githubusercontent.com/mrc-ide/global-lmic-reports/master/AFG/projections.csv
https://raw.githubusercontent.com/mrc-ide/global-lmic-reports/master/AFG/projections.csv
https://raw.githubusercontent.com/mrc-ide/global-lmic-reports/master/AFG/projections.csv
https://raw.githubusercontent.com/mrc-ide/global-lmic-reports/master/AFG/projections.csv
https://raw.githubusercontent.com/mrc-ide/global-lmic-reports/master/AFG/projections.csv
https://raw.githubusercontent.com/mrc-ide/global-lmic-reports/master/AFG/projections.csv
https://raw.githubusercontent.com/mrc-ide/global-lmic-reports/master/AFG/projections.csv
https://raw.githubusercontent.com/mrc-ide/global-lmic-reports/master/AFG/projections.csv
https://raw.githubusercontent.com/mrc-ide/global-lmic-reports/master/AFG/projections.csv
https://raw.githubusercontent.com/mrc-ide/global-lmic-reports/master/AFG/projections.csv
https://raw.githubusercontent.com/mrc-ide/global-lmic-reports/master/AFG/projections.csv
https://raw.githubusercontent.com/mrc-ide/global-lmic-reports/master/AFG/projections.csv
https://raw.githubusercontent.com/mrc-ide/global-lmic-reports/master/AFG/projections.csv
https://raw.githubusercontent.com/mrc-ide/global-lmic-reports/master/AFG/projections.csv
https://raw.githubusercontent.com/mrc-ide/global-lmic-reports/master/AFG/projections.csv
https://raw.githubusercontent.com/mrc-ide/global-lmic-reports/master/AFG/projections.csv
https://raw.githubusercontent.com/mrc-ide/global-lmic-reports/master/AFG/projections.csv
https://raw.githubusercontent.com/mrc-ide/global-lmic-reports/master/AFG/projections.csv
https://raw.githubusercontent.com/mrc-ide/global-lmic-reports/master/AFG/projections.csv
https://raw.githubusercontent.com/mrc-ide/global-lmic-reports/master/AFG/projections.csv
https://raw.githubusercontent.com/mrc-ide/global-lmic-reports/master/AFG/projections.csv
https://raw.githubusercontent.com/mrc-ide/global-lmic-reports/master/AFG/projections.csv
https://raw.githubusercontent.com/mrc-ide/global-lmic-reports/master/AFG/projections.csv
https://raw.githubusercontent.com/mrc-ide/global-lmic-reports/master/AFG/projections.csv
https://raw.githubusercontent.com/mrc-ide/global-lmic-reports/master/AFG/projections.csv
https://raw.githubusercontent.com/mrc-ide/global-lmic-reports/master/AFG/projections.csv
https://raw.githubusercontent.com/mrc-ide/global-lmic-reports/master/AFG/projections.csv
https://raw.githubusercontent.com/mrc-ide/global-lmic-reports/master/AFG/projections.csv
https://raw.githubusercontent.com/mrc-ide/global-lmic-reports/master/AFG/projections.csv
https://raw.githubusercontent.com/mrc-ide/global-lmic-reports/master/AFG/projections.csv
https://raw.githubusercontent.com/mrc-ide/global-lmic-reports/master/AFG/projections.csv
https://raw.githubusercontent.com/mrc-ide/global-lmic-reports/master/AFG/projections.csv
https://raw.githubusercontent.com/mrc-ide/global-lmic-reports/master/AFG/projections.csv
https://raw.githubusercontent.com/mrc-ide/global-lmic-reports/master/AFG/projections.csv
https://raw.githubusercontent.com/mrc-ide/global-lmic-reports/master/AFG/projections.csv
https://raw.githubusercontent.com/mrc-ide/global-lmic-reports/master/AFG/projections.csv
https://raw.githubusercontent.com/mrc-ide/global-lmic-reports/master/AFG/projections.csv
https://raw.githubusercontent.com/mrc-ide/global-lmic-reports/master/AFG/projections.csv
https://raw.githubusercontent.com/mrc-ide/global-lmic-reports/master/AFG/projections.csv
https://raw.githubusercontent.com/mrc-ide/global-lmic-reports/master/AFG/projections.csv
https://raw.githubusercontent.com/mrc-ide/global-lmic-reports/master/AFG/projections.csv
https://raw.githubusercontent.com/mrc-ide/global-lmic-reports/master/AFG/projections.csv
https://raw.githubusercontent.com/mrc-ide/global-lmic-reports/master/AFG/projections.csv
https://raw.githubusercontent.com/mrc-ide/global-lmic-reports/master/AFG/projections.csv
https://raw.githubusercontent.com/mrc-ide/global-lmic-reports/master/AFG/projections.csv
https://raw.githubusercontent.com/mrc-ide/global-lmic-reports/master/AFG/projections.csv
https://raw.githubusercontent.com/mrc-ide/global-lmic-reports/master/AFG/projections.csv
https://raw.githubusercontent.com/mrc-ide/global-lmic-reports/master/AFG/projections.csv
https://raw.githubusercontent.com/mrc-ide/global-lmic-reports/master/AFG/projections.csv
https://raw.githubusercontent.com/mrc-ide/global-lmic-reports/master/AFG/projections.csv
https://raw.githubusercontent.com/mrc-ide/global-lmic-reports/master/AFG/projections.csv
https://raw.githubusercontent.com/mrc-ide/global-lmic-reports/master/AFG/projections.csv
https://raw.githubusercontent.com/mrc-ide/global-lmic-reports/master/AFG/projections.csv
https://raw.githubusercontent.com/mrc-ide/global-lmic-reports/master/AFG/projections.csv
https://raw.githubusercontent.com/mrc-ide/global-lmic-reports/master/AFG/projections.csv
https://raw.githubusercontent.com/mrc-ide/global-lmic-reports/master/AFG/projections.csv
https://raw.githubusercontent.com/mrc-ide/global-lmic-reports/master/AFG/projections.csv
https://raw.githubusercontent.com/mrc-ide/global-lmic-reports/master/AFG/projections.csv
https://raw.githubusercontent.com/mrc-ide/global-lmic-reports/master/AFG/projections.csv
https://raw.githubusercontent.com/mrc-ide/global-lmic-reports/master/AFG/projections.csv
https://raw.githubusercontent.com/mrc-ide/global-lmic-reports/master/AFG/projections.csv
https://raw.githubusercontent.com/mrc-ide/global-lmic-reports/master/AFG/projections.csv
https://raw.githubusercontent.com/mrc-ide/global-lmic-reports/master/AFG/projections.csv
https://raw.githubusercontent.com/mrc-ide/global-lmic-reports/master/AFG/projections.csv
https://raw.githubusercontent.com/mrc-ide/global-lmic-reports/master/AFG/projections.csv
https://raw.githubusercontent.com/mrc-ide/global-lmic-reports/master/AFG/projections.csv
https://raw.githubusercontent.com/mrc-ide/global-lmic-reports/master/AFG/projections.csv
https://raw.githubusercontent.com/mrc-ide/global-lmic-reports/master/AFG/projections.csv
https://raw.githubusercontent.com/mrc-ide/global-lmic-reports/master/AFG/projections.csv
https://raw.githubusercontent.com/mrc-ide/global-lmic-reports/master/AFG/projections.csv
https://raw.githubusercontent.com/mrc-ide/global-lmic-reports/master/AFG/projections.csv
https://raw.githubusercontent.com/mrc-ide/global-lmic-reports/master/AFG/projections.csv
https://raw.githubusercontent.com/mrc-ide/global-lmic-reports/master/AFG/projections.csv
https://raw.githubusercontent.com/mrc-ide/global-lmic-reports/master/AFG/projections.csv
https://raw.githubusercontent.com/mrc-ide/global-lmic-reports/master/AFG/projections.csv
https://raw.githubusercontent.com/mrc-ide/global-lmic-reports/master/AFG/projections.csv
https://raw.githubusercontent.com/mrc-ide/global-lmic-reports/master/AFG/projections.csv
https://raw.githubusercontent.com/mrc-ide/global-lmic-reports/master/AFG/projections.csv
https://raw.githubusercontent.com/mrc-ide/global-lmic-reports/master/AFG/projections.csv
https://raw.githubusercontent.com/mrc-ide/global-lmic-reports/master/AFG/projections.csv
https://raw.githubusercontent.com/mrc-ide/global-lmic-reports/master/AFG/projections.csv
https://raw.githubusercontent.com/mrc-ide/global-lmic-reports/master/AFG/projections.csv
https://raw.githubusercontent.com/mrc-ide/global-lmic-reports/master/AFG/projections.csv
https://raw.githubusercontent.com/mrc-ide/global-lmic-reports/master/AFG/projections.csv
https://raw.githubusercontent.com/mrc-ide/global-lmic-reports/master/AFG/projections.csv
https://raw.githubusercontent.com/mrc-ide/global-lmic-reports/master/AFG/projections.csv
https://raw.githubusercontent.com/mrc-ide/global-lmic-reports/master/AFG/projections.csv
https://raw.githubusercontent.com/mrc-ide/global-lmic-reports/master/AFG/projections.csv
https://raw.githubusercontent.com/mrc-ide/global-lmic-reports/master/AFG/projections.csv
https://raw.githubusercontent.com/mrc-ide/global-lmic-reports/master/AFG/projections.csv
https://raw.githubusercontent.com/mrc-ide/global-lmic-reports/master/AFG/projections.csv
https://raw.githubusercontent.com/mrc-ide/global-lmic-reports/master/AFG/projections.csv
https://raw.githubusercontent.com/mrc-ide/global-lmic-reports/master/AFG/projections.csv
https://raw.githubusercontent.com/mrc-ide/global-lmic-reports/master/AFG/projections.csv
https://raw.githubusercontent.com/mrc-ide/global-lmic-reports/master/AFG/projections.csv
https://raw.githubusercontent.com/mrc-ide/global-lmic-reports/master/AFG/projections.csv
https://raw.githubusercontent.com/mrc-ide/global-lmic-reports/master/AFG/projections.csv
https://raw.githubusercontent.com/mrc-ide/global-lmic-reports/master/AFG/projections.csv
https://raw.githubusercontent.com/mrc-ide/global-lmic-reports/master/AFG/projections.csv
https://raw.githubusercontent.com/mrc-ide/global-lmic-reports/master/AFG/projections.csv
https://raw.githubusercontent.com/mrc-ide/global-lmic-reports/master/AFG/projections.csv
https://raw.githubusercontent.com/mrc-ide/global-lmic-reports/master/AFG/projections.csv
https://raw.githubusercontent.com/mrc-ide/global-lmic-reports/master/AFG/projections.csv
https://raw.githubusercontent.com/mrc-ide/global-lmic-reports/master/AFG/projections.csv
https://raw.githubusercontent.com/mrc-ide/global-lmic-reports/master/AFG/projections.csv
https://raw.githubusercontent.com/mrc-ide/global-lmic-reports/master/AFG/projections.csv
https://raw.githubusercontent.com/mrc-ide/global-lmic-reports/master/AFG/projections.csv
https://raw.githubusercontent.com/mrc-ide/global-lmic-reports/master/AFG/projections.csv
https://raw.githubusercontent.com/mrc-ide/global-lmic-reports/master/AFG/projections.csv
https://raw.githubusercontent.com/mrc-ide/global-lmic-reports/master/AFG/projections.csv
https://raw.githubusercontent.com/mrc-ide/global-lmic-reports/master/AFG/projections.csv
https://raw.githubusercontent.com/mrc-ide/global-lmic-reports/master/AFG/projections.csv
https://raw.githubusercontent.com/mrc-ide/global-lmic-reports/master/AFG/projections.csv
https://raw.githubusercontent.com/mrc-ide/global-lmic-reports/master/AFG/projections.csv
https://raw.githubusercontent.com/mrc-ide/global-lmic-reports/master/AFG/projections.csv
https://raw.githubusercontent.com/mrc-ide/global-lmic-reports/master/AFG/projections.csv
https://raw.githubusercontent.com/mrc-ide/global-lmic-reports/master/AFG/projections.csv
https://raw.githubusercontent.com/mrc-ide/global-lmic-reports/master/AFG/projections.csv
https://raw.githubusercontent.com/mrc-ide/global-lmic-reports/master/AFG/projections.csv
https://raw.githubusercontent.com/mrc-ide/global-lmic-reports/master/AFG/projections.csv
https://raw.githubusercontent.com/mrc-ide/global-lmic-reports/master/AFG/projections.csv
https://raw.githubusercontent.com/mrc-ide/global-lmic-reports/master/AFG/projections.csv
https://raw.githubusercontent.com/mrc-ide/global-lmic-reports/master/AFG/projections.csv
https://raw.githubusercontent.com/mrc-ide/global-lmic-reports/master/AFG/projections.csv
https://raw.githubusercontent.com/mrc-ide/global-lmic-reports/master/AFG/projections.csv
https://raw.githubusercontent.com/mrc-ide/global-lmic-reports/master/AFG/projections.csv
https://raw.githubusercontent.com/mrc-ide/global-lmic-reports/master/AFG/projections.csv
https://raw.githubusercontent.com/mrc-ide/global-lmic-reports/master/AFG/projections.csv
https://raw.githubusercontent.com/mrc-ide/global-lmic-reports/master/AFG/projections.csv
https://raw.githubusercontent.com/mrc-ide/global-lmic-reports/master/AFG/projections.csv
https://raw.githubusercontent.com/mrc-ide/global-lmic-reports/master/AFG/projections.csv
https://raw.githubusercontent.com/mrc-ide/global-lmic-reports/master/AFG/projections.csv
https://raw.githubusercontent.com/mrc-ide/global-lmic-reports/master/AFG/projections.csv
https://raw.githubusercontent.com/mrc-ide/global-lmic-reports/master/AFG/projections.csv
https://raw.githubusercontent.com/mrc-ide/global-lmic-reports/master/AFG/projections.csv
https://raw.githubusercontent.com/mrc-ide/global-lmic-reports/master/AFG/projections.csv
https://raw.githubusercontent.com/mrc-ide/global-lmic-reports/master/AFG/projections.csv
https://raw.githubusercontent.com/mrc-ide/global-lmic-reports/master/AFG/projections.csv
https://raw.githubusercontent.com/mrc-ide/global-lmic-reports/master/AFG/projections.csv
https://raw.githubusercontent.com/mrc-ide/global-lmic-reports/master/AFG/projections.csv
https://raw.githubusercontent.com/mrc-ide/global-lmic-reports/master/AFG/projections.csv
https://raw.githubusercontent.com/mrc-ide/global-lmic-reports/master/AFG/projections.csv
https://raw.githubusercontent.com/mrc-ide/global-lmic-reports/master/AFG/projections.csv
https://raw.githubusercontent.com/mrc-ide/global-lmic-reports/master/AFG/projections.csv
https://raw.githubusercontent.com/mrc-ide/global-lmic-reports/master/AFG/projections.csv
https://raw.githubusercontent.com/mrc-ide/global-lmic-reports/master/AFG/projections.csv
https://raw.githubusercontent.com/mrc-ide/global-lmic-reports/master/AFG/projections.csv
https://raw.githubusercontent.com/mrc-ide/global-lmic-reports/master/AFG/projections.csv
https://raw.githubusercontent.com/mrc-ide/global-lmic-reports/master/AFG/projections.csv
https://raw.githubusercontent.com/mrc-ide/global-lmic-reports/master/AFG/projections.csv
https://raw.githubusercontent.com/mrc-ide/global-lmic-reports/master/AFG/projections.csv
https://raw.githubusercontent.com/mrc-ide/global-lmic-reports/master/AFG/projections.csv
https://raw.githubusercontent.com/mrc-ide/global-lmic-reports/master/AFG/projections.csv
https://raw.githubusercontent.com/mrc-ide/global-lmic-reports/master/AFG/projections.csv
https://raw.githubusercontent.com/mrc-ide/global-lmic-reports/master/AFG/projections.csv
https://raw.githubusercontent.com/mrc-ide/global-lmic-reports/master/AFG/projections.csv
https://raw.githubusercontent.com/mrc-ide/global-lmic-reports/master/AFG/projections.csv
https://raw.githubusercontent.com/mrc-ide/global-lmic-reports/master/AFG/projections.csv
https://raw.githubusercontent.com/mrc-ide/global-lmic-reports/master/AFG/projections.csv
https://raw.githubusercontent.com/mrc-ide/global-lmic-reports/master/AFG/projections.csv
https://raw.githubusercontent.com/mrc-ide/global-lmic-reports/master/AFG/projections.csv
https://raw.githubusercontent.com/mrc-ide/global-lmic-reports/master/AFG/projections.csv
https://raw.githubusercontent.com/mrc-ide/global-lmic-reports/master/AFG/projections.csv
https://raw.githubusercontent.com/mrc-ide/global-lmic-reports/master/AFG/projections.csv
https://raw.githubusercontent.com/mrc-ide/global-lmic-reports/master/AFG/projections.csv
https://raw.githubusercontent.com/mrc-ide/global-lmic-reports/master/AFG/projections.csv
https://raw.githubusercontent.com/mrc-ide/global-lmic-reports/master/AFG/projections.csv
https://raw.githubusercontent.com/mrc-ide/global-lmic-reports/master/AFG/projections.csv
https://raw.githubusercontent.com/mrc-ide/global-lmic-reports/master/AFG/projections.csv
https://raw.githubusercontent.com/mrc-ide/global-lmic-reports/master/AFG/projections.csv
https://raw.githubusercontent.com/mrc-ide/global-lmic-reports/master/AFG/projections.csv
https://raw.githubusercontent.com/mrc-ide/global-lmic-reports/master/AFG/projections.csv
https://raw.githubusercontent.com/mrc-ide/global-lmic-reports/master/AFG/projections.csv
https://raw.githubusercontent.com/mrc-ide/global-lmic-reports/master/AFG/projections.csv
https://raw.githubusercontent.com/mrc-ide/global-lmic-reports/master/AFG/projections.csv
https://raw.githubusercontent.com/mrc-ide/global-lmic-reports/master/AFG/projections.csv
https://raw.githubusercontent.com/mrc-ide/global-lmic-reports/master/AFG/projections.csv
https://raw.githubusercontent.com/mrc-ide/global-lmic-reports/master/AFG/projections.csv
https://raw.githubusercontent.com/mrc-ide/global-lmic-reports/master/AFG/projections.csv
https://raw.githubusercontent.com/mrc-ide/global-lmic-reports/master/AFG/projections.csv
https://raw.githubusercontent.com/mrc-ide/global-lmic-reports/master/AFG/projections.csv
https://raw.githubusercontent.com/mrc-ide/global-lmic-reports/master/AFG/projections.csv
https://raw.githubusercontent.com/mrc-ide/global-lmic-reports/master/AFG/projections.csv
https://raw.githubusercontent.com/mrc-ide/global-lmic-reports/master/AFG/projections.csv
https://raw.githubusercontent.com/mrc-ide/global-lmic-reports/master/AFG/projections.csv
https://raw.githubusercontent.com/mrc-ide/global-lmic-reports/master/AFG/projections.csv
https://raw.githubusercontent.com/mrc-ide/global-lmic-reports/master/AFG/projections.csv
https://raw.githubusercontent.com/mrc-ide/global-lmic-reports/master/AFG/projections.csv
https://raw.githubusercontent.com/mrc-ide/global-lmic-reports/master/AFG/projections.csv
https://raw.githubusercontent.com/mrc-ide/global-lmic-reports/master/AFG/projections.csv
https://raw.githubusercontent.com/mrc-ide/global-lmic-reports/master/AFG/projections.csv
https://raw.githubusercontent.com/mrc-ide/global-lmic-reports/master/AFG/projections.csv
https://raw.githubusercontent.com/mrc-ide/global-lmic-reports/master/AFG/projections.csv
https://raw.githubusercontent.com/mrc-ide/global-lmic-reports/master/AFG/projections.csv
https://raw.githubusercontent.com/mrc-ide/global-lmic-reports/master/AFG/projections.csv
https://raw.githubusercontent.com/mrc-ide/global-lmic-reports/master/AFG/projections.csv
https://raw.githubusercontent.com/mrc-ide/global-lmic-reports/master/AFG/projections.csv
https://raw.githubusercontent.com/mrc-ide/global-lmic-reports/master/AFG/projections.csv
https://raw.githubusercontent.com/mrc-ide/global-lmic-reports/master/AFG/projections.csv
https://raw.githubusercontent.com/mrc-ide/global-lmic-reports/master/AFG/projections.csv
https://raw.githubusercontent.com/mrc-ide/global-lmic-reports/master/AFG/projections.csv
https://raw.githubusercontent.com/mrc-ide/global-lmic-reports/master/AFG/projections.csv
https://raw.githubusercontent.com/mrc-ide/global-lmic-reports/master/AFG/projections.csv
https://raw.githubusercontent.com/mrc-ide/global-lmic-reports/master/AFG/projections.csv
https://raw.githubusercontent.com/mrc-ide/global-lmic-reports/master/AFG/projections.csv
https://raw.githubusercontent.com/mrc-ide/global-lmic-reports/master/AFG/projections.csv
https://raw.githubusercontent.com/mrc-ide/global-lmic-reports/master/AFG/projections.csv
https://raw.githubusercontent.com/mrc-ide/global-lmic-reports/master/AFG/projections.csv
https://raw.githubusercontent.com/mrc-ide/global-lmic-reports/master/AFG/projections.csv
https://raw.githubusercontent.com/mrc-ide/global-lmic-reports/master/AFG/projections.csv
https://raw.githubusercontent.com/mrc-ide/global-lmic-reports/master/AFG/projections.csv
https://raw.githubusercontent.com/mrc-ide/global-lmic-reports/master/AFG/projections.csv
https://raw.githubusercontent.com/mrc-ide/global-lmic-reports/master/AFG/projections.csv
https://raw.githubusercontent.com/mrc-ide/global-lmic-reports/master/AFG/projections.csv
https://raw.githubusercontent.com/mrc-ide/global-lmic-reports/master/AFG/projections.csv
https://raw.githubusercontent.com/mrc-ide/global-lmic-reports/master/AFG/projections.csv
https://raw.githubusercontent.com/mrc-ide/global-lmic-reports/master/AFG/projections.csv
https://raw.githubusercontent.com/mrc-ide/global-lmic-reports/master/AFG/projections.csv
https://raw.githubusercontent.com/mrc-ide/global-lmic-reports/master/AFG/projections.csv
https://raw.githubusercontent.com/mrc-ide/global-lmic-reports/master/AFG/projections.csv
https://raw.githubusercontent.com/mrc-ide/global-lmic-reports/master/AFG/projections.csv
https://raw.githubusercontent.com/mrc-ide/global-lmic-reports/master/AFG/projections.csv
https://raw.githubusercontent.com/mrc-ide/global-lmic-reports/master/AFG/projections.csv
https://raw.githubusercontent.com/mrc-ide/global-lmic-reports/master/AFG/projections.csv
https://raw.githubusercontent.com/mrc-ide/global-lmic-reports/master/AFG/projections.csv
https://raw.githubusercontent.com/mrc-ide/global-lmic-reports/master/AFG/projections.csv
https://raw.githubusercontent.com/mrc-ide/global-lmic-reports/master/AFG/projections.csv
https://raw.githubusercontent.com/mrc-ide/global-lmic-reports/master/AFG/projections.csv
https://raw.githubusercontent.com/mrc-ide/global-lmic-reports/master/AFG/projections.csv
https://raw.githubusercontent.com/mrc-ide/global-lmic-reports/master/AFG/projections.csv
https://raw.githubusercontent.com/mrc-ide/global-lmic-reports/master/AFG/projections.csv
https://raw.githubusercontent.com/mrc-ide/global-lmic-reports/master/AFG/projections.csv
https://raw.githubusercontent.com/mrc-ide/global-lmic-reports/master/AFG/projections.csv
https://raw.githubusercontent.com/mrc-ide/global-lmic-reports/master/AFG/projections.csv
https://raw.githubusercontent.com/mrc-ide/global-lmic-reports/master/AFG/projections.csv
https://raw.githubusercontent.com/mrc-ide/global-lmic-reports/master/AFG/projections.csv
https://raw.githubusercontent.com/mrc-ide/global-lmic-reports/master/AFG/projections.csv
https://raw.githubusercontent.com/mrc-ide/global-lmic-reports/master/AFG/projections.csv
https://raw.githubusercontent.com/mrc-ide/global-lmic-reports/master/AFG/projections.csv
https://raw.githubusercontent.com/mrc-ide/global-lmic-reports/master/AFG/projections.csv
https://raw.githubusercontent.com/mrc-ide/global-lmic-reports/master/AFG/projections.csv
https://raw.githubusercontent.com/mrc-ide/global-lmic-reports/master/AFG/projections.csv
https://raw.githubusercontent.com/mrc-ide/global-lmic-reports/master/AFG/projections.csv
https://raw.githubusercontent.com/mrc-ide/global-lmic-reports/master/AFG/projections.csv
https://raw.githubusercontent.com/mrc-ide/global-lmic-reports/master/AFG/projections.csv
https://raw.githubusercontent.com/mrc-ide/global-lmic-reports/master/AFG/projections.csv
https://raw.githubusercontent.com/mrc-ide/global-lmic-reports/master/AFG/projections.csv
https://raw.githubusercontent.com/mrc-ide/global-lmic-reports/master/AFG/projections.csv
https://raw.githubusercontent.com/mrc-ide/global-lmic-reports/master/AFG/projections.csv
https://raw.githubusercontent.com/mrc-ide/global-lmic-reports/master/AFG/projections.csv
https://raw.githubusercontent.com/mrc-ide/global-lmic-reports/master/AFG/projections.csv
https://raw.githubusercontent.com/mrc-ide/global-lmic-reports/master/AFG/projections.csv
https://raw.githubusercontent.com/mrc-ide/global-lmic-reports/master/AFG/projections.csv
https://raw.githubusercontent.com/mrc-ide/global-lmic-reports/master/AFG/projections.csv
https://raw.githubusercontent.com/mrc-ide/global-lmic-reports/master/AFG/projections.csv
https://raw.githubusercontent.com/mrc-ide/global-lmic-reports/master/AFG/projections.csv
https://raw.githubusercontent.com/mrc-ide/global-lmic-reports/master/AFG/projections.csv
https://raw.githubusercontent.com/mrc-ide/global-lmic-reports/master/AFG/projections.csv
https://raw.githubusercontent.com/mrc-ide/global-lmic-reports/master/AFG/projections.csv
https://raw.githubusercontent.com/mrc-ide/global-lmic-reports/master/AFG/projections.csv
https://raw.githubusercontent.com/mrc-ide/global-lmic-reports/master/AFG/projections.csv
https://raw.githubusercontent.com/mrc-ide/global-lmic-reports/master/AFG/projections.csv
https://raw.githubusercontent.com/mrc-ide/global-lmic-reports/master/AFG/projections.csv
https://raw.githubusercontent.com/mrc-ide/global-lmic-reports/master/AFG/projections.csv
https://raw.githubusercontent.com/mrc-ide/global-lmic-reports/master/AFG/projections.csv
https://raw.githubusercontent.com/mrc-ide/global-lmic-reports/master/AFG/projections.csv
https://raw.githubusercontent.com/mrc-ide/global-lmic-reports/master/AFG/projections.csv
https://raw.githubusercontent.com/mrc-ide/global-lmic-reports/master/AFG/projections.csv
https://raw.githubusercontent.com/mrc-ide/global-lmic-reports/master/AFG/projections.csv
https://raw.githubusercontent.com/mrc-ide/global-lmic-reports/master/AFG/projections.csv
https://raw.githubusercontent.com/mrc-ide/global-lmic-reports/master/AFG/projections.csv
https://raw.githubusercontent.com/mrc-ide/global-lmic-reports/master/AFG/projections.csv
https://raw.githubusercontent.com/mrc-ide/global-lmic-reports/master/AFG/projections.csv
https://raw.githubusercontent.com/mrc-ide/global-lmic-reports/master/AFG/projections.csv
https://raw.githubusercontent.com/mrc-ide/global-lmic-reports/master/AFG/projections.csv
https://raw.githubusercontent.com/mrc-ide/global-lmic-reports/master/AFG/projections.csv
https://raw.githubusercontent.com/mrc-ide/global-lmic-reports/master/AFG/projections.csv
https://raw.githubusercontent.com/mrc-ide/global-lmic-reports/master/AFG/projections.csv
https://raw.githubusercontent.com/mrc-ide/global-lmic-reports/master/AFG/projections.csv
https://raw.githubusercontent.com/mrc-ide/global-lmic-reports/master/AFG/projections.csv
https://raw.githubusercontent.com/mrc-ide/global-lmic-reports/master/AFG/projections.csv
https://raw.githubusercontent.com/mrc-ide/global-lmic-reports/master/AFG/projections.csv
https://raw.githubusercontent.com/mrc-ide/global-lmic-reports/master/AFG/projections.csv
https://raw.githubusercontent.com/mrc-ide/global-lmic-reports/master/AFG/projections.csv
https://raw.githubusercontent.com/mrc-ide/global-lmic-reports/master/AFG/projections.csv
https://raw.githubusercontent.com/mrc-ide/global-lmic-reports/master/AFG/projections.csv
https://raw.githubusercontent.com/mrc-ide/global-lmic-reports/master/AFG/projections.csv
https://raw.githubusercontent.com/mrc-ide/global-lmic-reports/master/AFG/projections.csv
https://raw.githubusercontent.com/mrc-ide/global-lmic-reports/master/AFG/projections.csv
https://raw.githubusercontent.com/mrc-ide/global-lmic-reports/master/AFG/projections.csv
https://raw.githubusercontent.com/mrc-ide/global-lmic-reports/master/AFG/projections.csv
https://raw.githubusercontent.com/mrc-ide/global-lmic-reports/master/AFG/projections.csv
https://raw.githubusercontent.com/mrc-ide/global-lmic-reports/master/AFG/projections.csv
https://raw.githubusercontent.com/mrc-ide/global-lmic-reports/master/AFG/projections.csv
https://raw.githubusercontent.com/mrc-ide/global-lmic-reports/master/AFG/projections.csv
https://raw.githubusercontent.com/mrc-ide/global-lmic-reports/master/AFG/projections.csv
https://raw.githubusercontent.com/mrc-ide/global-lmic-reports/master/AFG/projections.csv
https://raw.githubusercontent.com/mrc-ide/global-lmic-reports/master/AFG/projections.csv
https://raw.githubusercontent.com/mrc-ide/global-lmic-reports/master/AFG/projections.csv
https://raw.githubusercontent.com/mrc-ide/global-lmic-reports/master/AFG/projections.csv
https://raw.githubusercontent.com/mrc-ide/global-lmic-reports/master/AFG/projections.csv
https://raw.githubusercontent.com/mrc-ide/global-lmic-reports/master/AFG/projections.csv
https://raw.githubusercontent.com/mrc-ide/global-lmic-reports/master/AFG/projections.csv
https://raw.githubusercontent.com/mrc-ide/global-lmic-reports/master/AFG/projections.csv
https://raw.githubusercontent.com/mrc-ide/global-lmic-reports/master/AFG/projections.csv
https://raw.githubusercontent.com/mrc-ide/global-lmic-reports/master/AFG/projections.csv
https://raw.githubusercontent.com/mrc-ide/global-lmic-reports/master/AFG/projections.csv
https://raw.githubusercontent.com/mrc-ide/global-lmic-reports/master/AFG/projections.csv
https://raw.githubusercontent.com/mrc-ide/global-lmic-reports/master/AFG/projections.csv
https://raw.githubusercontent.com/mrc-ide/global-lmic-reports/master/AFG/projections.csv
https://raw.githubusercontent.com/mrc-ide/global-lmic-reports/master/AFG/projections.csv
https://raw.githubusercontent.com/mrc-ide/global-lmic-reports/master/AFG/projections.csv
https://raw.githubusercontent.com/mrc-ide/global-lmic-reports/master/AFG/projections.csv
https://raw.githubusercontent.com/mrc-ide/global-lmic-reports/master/AFG/projections.csv
https://raw.githubusercontent.com/mrc-ide/global-lmic-reports/master/AFG/projections.csv
https://raw.githubusercontent.com/mrc-ide/global-lmic-reports/master/AFG/projections.csv
https://raw.githubusercontent.com/mrc-ide/global-lmic-reports/master/AFG/projections.csv
https://raw.githubusercontent.com/mrc-ide/global-lmic-reports/master/AFG/projections.csv
https://raw.githubusercontent.com/mrc-ide/global-lmic-reports/master/AFG/projections.csv
https://raw.githubusercontent.com/mrc-ide/global-lmic-reports/master/AFG/projections.csv
https://raw.githubusercontent.com/mrc-ide/global-lmic-reports/master/AFG/projections.csv
https://raw.githubusercontent.com/mrc-ide/global-lmic-reports/master/AFG/projections.csv
https://raw.githubusercontent.com/mrc-ide/global-lmic-reports/master/AFG/projections.csv
https://raw.githubusercontent.com/mrc-ide/global-lmic-reports/master/AFG/projections.csv
https://raw.githubusercontent.com/mrc-ide/global-lmic-reports/master/AFG/projections.csv
https://raw.githubusercontent.com/mrc-ide/global-lmic-reports/master/AFG/projections.csv
https://raw.githubusercontent.com/mrc-ide/global-lmic-reports/master/AFG/projections.csv
https://raw.githubusercontent.com/mrc-ide/global-lmic-reports/master/AFG/projections.csv
https://raw.githubusercontent.com/mrc-ide/global-lmic-reports/master/AFG/projections.csv
https://raw.githubusercontent.com/mrc-ide/global-lmic-reports/master/AFG/projections.csv
https://raw.githubusercontent.com/mrc-ide/global-lmic-reports/master/AFG/projections.csv
https://raw.githubusercontent.com/mrc-ide/global-lmic-reports/master/AFG/projections.csv
https://raw.githubusercontent.com/mrc-ide/global-lmic-reports/master/AFG/projections.csv
https://raw.githubusercontent.com/mrc-ide/global-lmic-reports/master/AFG/projections.csv
https://raw.githubusercontent.com/mrc-ide/global-lmic-reports/master/AFG/projections.csv
https://raw.githubusercontent.com/mrc-ide/global-lmic-reports/master/AFG/projections.csv
https://raw.githubusercontent.com/mrc-ide/global-lmic-reports/master/AFG/projections.csv
https://raw.githubusercontent.com/mrc-ide/global-lmic-reports/master/AFG/projections.csv
https://raw.githubusercontent.com/mrc-ide/global-lmic-reports/master/AFG/projections.csv
https://raw.githubusercontent.com/mrc-ide/global-lmic-reports/master/AFG/projections.csv
https://raw.githubusercontent.com/mrc-ide/global-lmic-reports/master/AFG/projections.csv
https://raw.githubusercontent.com/mrc-ide/global-lmic-reports/master/AFG/projections.csv
https://raw.githubusercontent.com/mrc-ide/global-lmic-reports/master/AFG/projections.csv
https://raw.githubusercontent.com/mrc-ide/global-lmic-reports/master/AFG/projections.csv
https://raw.githubusercontent.com/mrc-ide/global-lmic-reports/master/AFG/projections.csv
https://raw.githubusercontent.com/mrc-ide/global-lmic-reports/master/AFG/projections.csv
https://raw.githubusercontent.com/mrc-ide/global-lmic-reports/master/AFG/projections.csv
https://raw.githubusercontent.com/mrc-ide/global-lmic-reports/master/AFG/projections.csv
https://raw.githubusercontent.com/mrc-ide/global-lmic-reports/master/AFG/projections.csv
https://raw.githubusercontent.com/mrc-ide/global-lmic-reports/master/AFG/projections.csv
https://raw.githubusercontent.com/mrc-ide/global-lmic-reports/master/AFG/projections.csv
https://raw.githubusercontent.com/mrc-ide/global-lmic-reports/master/AFG/projections.csv
https://raw.githubusercontent.com/mrc-ide/global-lmic-reports/master/AFG/projections.csv
https://raw.githubusercontent.com/mrc-ide/global-lmic-reports/master/AFG/projections.csv
https://raw.githubusercontent.com/mrc-ide/global-lmic-reports/master/AFG/projections.csv
https://raw.githubusercontent.com/mrc-ide/global-lmic-reports/master/AFG/projections.csv
https://raw.githubusercontent.com/mrc-ide/global-lmic-reports/master/AFG/projections.csv
https://raw.githubusercontent.com/mrc-ide/global-lmic-reports/master/AFG/projections.csv
https://raw.githubusercontent.com/mrc-ide/global-lmic-reports/master/AFG/projections.csv
https://raw.githubusercontent.com/mrc-ide/global-lmic-reports/master/AFG/projections.csv
https://raw.githubusercontent.com/mrc-ide/global-lmic-reports/master/AFG/projections.csv
https://raw.githubusercontent.com/mrc-ide/global-lmic-reports/master/AFG/projections.csv
https://raw.githubusercontent.com/mrc-ide/global-lmic-reports/master/AFG/projections.csv
https://raw.githubusercontent.com/mrc-ide/global-lmic-reports/master/AFG/projections.csv
https://raw.githubusercontent.com/mrc-ide/global-lmic-reports/master/AFG/projections.csv
https://raw.githubusercontent.com/mrc-ide/global-lmic-reports/master/AFG/projections.csv
https://raw.githubusercontent.com/mrc-ide/global-lmic-reports/master/AFG/projections.csv
https://raw.githubusercontent.com/mrc-ide/global-lmic-reports/master/AFG/projections.csv
https://raw.githubusercontent.com/mrc-ide/global-lmic-reports/master/AFG/projections.csv
https://raw.githubusercontent.com/mrc-ide/global-lmic-reports/master/AFG/projections.csv
https://raw.githubusercontent.com/mrc-ide/global-lmic-reports/master/AFG/projections.csv
https://raw.githubusercontent.com/mrc-ide/global-lmic-reports/master/AFG/projections.csv
https://raw.githubusercontent.com/mrc-ide/global-lmic-reports/master/AFG/projections.csv
https://raw.githubusercontent.com/mrc-ide/global-lmic-reports/master/AFG/projections.csv
https://raw.githubusercontent.com/mrc-ide/global-lmic-reports/master/AFG/projections.csv
https://raw.githubusercontent.com/mrc-ide/global-lmic-reports/master/AFG/projections.csv
https://raw.githubusercontent.com/mrc-ide/global-lmic-reports/master/AFG/projections.csv
https://raw.githubusercontent.com/mrc-ide/global-lmic-reports/master/AFG/projections.csv
https://raw.githubusercontent.com/mrc-ide/global-lmic-reports/master/AFG/projections.csv
https://raw.githubusercontent.com/mrc-ide/global-lmic-reports/master/AFG/projections.csv
https://raw.githubusercontent.com/mrc-ide/global-lmic-reports/master/AFG/projections.csv
https://raw.githubusercontent.com/mrc-ide/global-lmic-reports/master/AFG/projections.csv
https://raw.githubusercontent.com/mrc-ide/global-lmic-reports/master/AFG/projections.csv
https://raw.githubusercontent.com/mrc-ide/global-lmic-reports/master/AFG/projections.csv
https://raw.githubusercontent.com/mrc-ide/global-lmic-reports/master/AFG/projections.csv
https://raw.githubusercontent.com/mrc-ide/global-lmic-reports/master/AFG/projections.csv
https://raw.githubusercontent.com/mrc-ide/global-lmic-reports/master/AFG/projections.csv
https://raw.githubusercontent.com/mrc-ide/global-lmic-reports/master/AFG/projections.csv
https://raw.githubusercontent.com/mrc-ide/global-lmic-reports/master/AFG/projections.csv
https://raw.githubusercontent.com/mrc-ide/global-lmic-reports/master/AFG/projections.csv
https://raw.githubusercontent.com/mrc-ide/global-lmic-reports/master/AFG/projections.csv
https://raw.githubusercontent.com/mrc-ide/global-lmic-reports/master/AFG/projections.csv
https://raw.githubusercontent.com/mrc-ide/global-lmic-reports/master/AFG/projections.csv
https://raw.githubusercontent.com/mrc-ide/global-lmic-reports/master/AFG/projections.csv
https://raw.githubusercontent.com/mrc-ide/global-lmic-reports/master/AFG/projections.csv
https://raw.githubusercontent.com/mrc-ide/global-lmic-reports/master/AFG/projections.csv
https://raw.githubusercontent.com/mrc-ide/global-lmic-reports/master/AFG/projections.csv
https://raw.githubusercontent.com/mrc-ide/global-lmic-reports/master/AFG/projections.csv
https://raw.githubusercontent.com/mrc-ide/global-lmic-reports/master/AFG/projections.csv
https://raw.githubusercontent.com/mrc-ide/global-lmic-reports/master/AFG/projections.csv
https://raw.githubusercontent.com/mrc-ide/global-lmic-reports/master/AFG/projections.csv
https://raw.githubusercontent.com/mrc-ide/global-lmic-reports/master/AFG/projections.csv
https://raw.githubusercontent.com/mrc-ide/global-lmic-reports/master/AFG/projections.csv
https://raw.githubusercontent.com/mrc-ide/global-lmic-reports/master/AFG/projections.csv
https://raw.githubusercontent.com/mrc-ide/global-lmic-reports/master/AFG/projections.csv
https://raw.githubusercontent.com/mrc-ide/global-lmic-reports/master/AFG/projections.csv
https://raw.githubusercontent.com/mrc-ide/global-lmic-reports/master/AFG/projections.csv
https://raw.githubusercontent.com/mrc-ide/global-lmic-reports/master/AFG/projections.csv
https://raw.githubusercontent.com/mrc-ide/global-lmic-reports/master/AFG/projections.csv
https://raw.githubusercontent.com/mrc-ide/global-lmic-reports/master/AFG/projections.csv
https://raw.githubusercontent.com/mrc-ide/global-lmic-reports/master/AFG/projections.csv
https://raw.githubusercontent.com/mrc-ide/global-lmic-reports/master/AFG/projections.csv
https://raw.githubusercontent.com/mrc-ide/global-lmic-reports/master/AFG/projections.csv
https://raw.githubusercontent.com/mrc-ide/global-lmic-reports/master/AFG/projections.csv
https://raw.githubusercontent.com/mrc-ide/global-lmic-reports/master/AFG/projections.csv
https://raw.githubusercontent.com/mrc-ide/global-lmic-reports/master/AFG/projections.csv
https://raw.githubusercontent.com/mrc-ide/global-lmic-reports/master/AFG/projections.csv
https://raw.githubusercontent.com/mrc-ide/global-lmic-reports/master/AFG/projections.csv
https://raw.githubusercontent.com/mrc-ide/global-lmic-reports/master/AFG/projections.csv
https://raw.githubusercontent.com/mrc-ide/global-lmic-reports/master/AFG/projections.csv
https://raw.githubusercontent.com/mrc-ide/global-lmic-reports/master/AFG/projections.csv
https://raw.githubusercontent.com/mrc-ide/global-lmic-reports/master/AFG/projections.csv
https://raw.githubusercontent.com/mrc-ide/global-lmic-reports/master/AFG/projections.csv
https://raw.githubusercontent.com/mrc-ide/global-lmic-reports/master/AFG/projections.csv
https://raw.githubusercontent.com/mrc-ide/global-lmic-reports/master/AFG/projections.csv
https://raw.githubusercontent.com/mrc-ide/global-lmic-reports/master/AFG/projections.csv
https://raw.githubusercontent.com/mrc-ide/global-lmic-reports/master/AFG/projections.csv
https://raw.githubusercontent.com/mrc-ide/global-lmic-reports/master/AFG/projections.csv
https://raw.githubusercontent.com/mrc-ide/global-lmic-reports/master/AFG/projections.csv
https://raw.githubusercontent.com/mrc-ide/global-lmic-reports/master/AFG/projections.csv
https://raw.githubusercontent.com/mrc-ide/global-lmic-reports/master/AFG/projections.csv
https://raw.githubusercontent.com/mrc-ide/global-lmic-reports/master/AFG/projections.csv
https://raw.githubusercontent.com/mrc-ide/global-lmic-reports/master/AFG/projections.csv
https://raw.githubusercontent.com/mrc-ide/global-lmic-reports/master/AFG/projections.csv
https://raw.githubusercontent.com/mrc-ide/global-lmic-reports/master/AFG/projections.csv
https://raw.githubusercontent.com/mrc-ide/global-lmic-reports/master/AFG/projections.csv
https://raw.githubusercontent.com/mrc-ide/global-lmic-reports/master/AFG/projections.csv
https://raw.githubusercontent.com/mrc-ide/global-lmic-reports/master/AFG/projections.csv
https://raw.githubusercontent.com/mrc-ide/global-lmic-reports/master/AFG/projections.csv
https://raw.githubusercontent.com/mrc-ide/global-lmic-reports/master/AFG/projections.csv
https://raw.githubusercontent.com/mrc-ide/global-lmic-reports/master/AFG/projections.csv
https://raw.githubusercontent.com/mrc-ide/global-lmic-reports/master/AFG/projections.csv
https://raw.githubusercontent.com/mrc-ide/global-lmic-reports/master/AFG/projections.csv
https://raw.githubusercontent.com/mrc-ide/global-lmic-reports/master/AFG/projections.csv
https://raw.githubusercontent.com/mrc-ide/global-lmic-reports/master/AFG/projections.csv
https://raw.githubusercontent.com/mrc-ide/global-lmic-reports/master/AFG/projections.csv
https://raw.githubusercontent.com/mrc-ide/global-lmic-reports/master/AFG/projections.csv
https://raw.githubusercontent.com/mrc-ide/global-lmic-reports/master/AFG/projections.csv
https://raw.githubusercontent.com/mrc-ide/global-lmic-reports/master/AFG/projections.csv
https://raw.githubusercontent.com/mrc-ide/global-lmic-reports/master/AFG/projections.csv
https://raw.githubusercontent.com/mrc-ide/global-lmic-reports/master/AFG/projections.csv
https://raw.githubusercontent.com/mrc-ide/global-lmic-reports/master/AFG/projections.csv
https://raw.githubusercontent.com/mrc-ide/global-lmic-reports/master/AFG/projections.csv
https://raw.githubusercontent.com/mrc-ide/global-lmic-reports/master/AFG/projections.csv
https://raw.githubusercontent.com/mrc-ide/global-lmic-reports/master/AFG/projections.csv
https://raw.githubusercontent.com/mrc-ide/global-lmic-reports/master/AFG/projections.csv
https://raw.githubusercontent.com/mrc-ide/global-lmic-reports/master/AFG/projections.csv
https://raw.githubusercontent.com/mrc-ide/global-lmic-reports/master/AFG/projections.csv
https://raw.githubusercontent.com/mrc-ide/global-lmic-reports/master/AFG/projections.csv
https://raw.githubusercontent.com/mrc-ide/global-lmic-reports/master/AFG/projections.csv
https://raw.githubusercontent.com/mrc-ide/global-lmic-reports/master/AFG/projections.csv
https://raw.githubusercontent.com/mrc-ide/global-lmic-reports/master/AFG/projections.csv
https://raw.githubusercontent.com/mrc-ide/global-lmic-reports/master/AFG/projections.csv
https://raw.githubusercontent.com/mrc-ide/global-lmic-reports/master/AFG/projections.csv
https://raw.githubusercontent.com/mrc-ide/global-lmic-reports/master/AFG/projections.csv
https://raw.githubusercontent.com/mrc-ide/global-lmic-reports/master/AFG/projections.csv
https://raw.githubusercontent.com/mrc-ide/global-lmic-reports/master/AFG/projections.csv
https://raw.githubusercontent.com/mrc-ide/global-lmic-reports/master/AFG/projections.csv
https://raw.githubusercontent.com/mrc-ide/global-lmic-reports/master/AFG/projections.csv
https://raw.githubusercontent.com/mrc-ide/global-lmic-reports/master/AFG/projections.csv
https://raw.githubusercontent.com/mrc-ide/global-lmic-reports/master/AFG/projections.csv
https://raw.githubusercontent.com/mrc-ide/global-lmic-reports/master/AFG/projections.csv
https://raw.githubusercontent.com/mrc-ide/global-lmic-reports/master/AFG/projections.csv
https://raw.githubusercontent.com/mrc-ide/global-lmic-reports/master/AFG/projections.csv
https://raw.githubusercontent.com/mrc-ide/global-lmic-reports/master/AFG/projections.csv
https://raw.githubusercontent.com/mrc-ide/global-lmic-reports/master/AFG/projections.csv
https://raw.githubusercontent.com/mrc-ide/global-lmic-reports/master/AFG/projections.csv
https://raw.githubusercontent.com/mrc-ide/global-lmic-reports/master/AFG/projections.csv
https://raw.githubusercontent.com/mrc-ide/global-lmic-reports/master/AFG/projections.csv
https://raw.githubusercontent.com/mrc-ide/global-lmic-reports/master/AFG/projections.csv
https://raw.githubusercontent.com/mrc-ide/global-lmic-reports/master/AFG/projections.csv
https://raw.githubusercontent.com/mrc-ide/global-lmic-reports/master/AFG/projections.csv
https://raw.githubusercontent.com/mrc-ide/global-lmic-reports/master/AFG/projections.csv
https://raw.githubusercontent.com/mrc-ide/global-lmic-reports/master/AFG/projections.csv
https://raw.githubusercontent.com/mrc-ide/global-lmic-reports/master/AFG/projections.csv
https://raw.githubusercontent.com/mrc-ide/global-lmic-reports/master/AFG/projections.csv
https://raw.githubusercontent.com/mrc-ide/global-lmic-reports/master/AFG/projections.csv
https://raw.githubusercontent.com/mrc-ide/global-lmic-reports/master/AFG/projections.csv
https://raw.githubusercontent.com/mrc-ide/global-lmic-reports/master/AFG/projections.csv
https://raw.githubusercontent.com/mrc-ide/global-lmic-reports/master/AFG/projections.csv
https://raw.githubusercontent.com/mrc-ide/global-lmic-reports/master/AFG/projections.csv
https://raw.githubusercontent.com/mrc-ide/global-lmic-reports/master/AFG/projections.csv
https://raw.githubusercontent.com/mrc-ide/global-lmic-reports/master/AFG/projections.csv
https://raw.githubusercontent.com/mrc-ide/global-lmic-reports/master/AFG/projections.csv
https://raw.githubusercontent.com/mrc-ide/global-lmic-reports/master/AFG/projections.csv
https://raw.githubusercontent.com/mrc-ide/global-lmic-reports/master/AFG/projections.csv
https://raw.githubusercontent.com/mrc-ide/global-lmic-reports/master/AFG/projections.csv
https://raw.githubusercontent.com/mrc-ide/global-lmic-reports/master/AFG/projections.csv
https://raw.githubusercontent.com/mrc-ide/global-lmic-reports/master/AFG/projections.csv
https://raw.githubusercontent.com/mrc-ide/global-lmic-reports/master/AFG/projections.csv
https://raw.githubusercontent.com/mrc-ide/global-lmic-reports/master/AFG/projections.csv
https://raw.githubusercontent.com/mrc-ide/global-lmic-reports/master/AFG/projections.csv
https://raw.githubusercontent.com/mrc-ide/global-lmic-reports/master/AFG/projections.csv
https://raw.githubusercontent.com/mrc-ide/global-lmic-reports/master/AFG/projections.csv
https://raw.githubusercontent.com/mrc-ide/global-lmic-reports/master/AFG/projections.csv
https://raw.githubusercontent.com/mrc-ide/global-lmic-reports/master/AFG/projections.csv
https://raw.githubusercontent.com/mrc-ide/global-lmic-reports/master/AFG/projections.csv
https://raw.githubusercontent.com/mrc-ide/global-lmic-reports/master/AFG/projections.csv
https://raw.githubusercontent.com/mrc-ide/global-lmic-reports/master/AFG/projections.csv
https://raw.githubusercontent.com/mrc-ide/global-lmic-reports/master/AFG/projections.csv
https://raw.githubusercontent.com/mrc-ide/global-lmic-reports/master/AFG/projections.csv
https://raw.githubusercontent.com/mrc-ide/global-lmic-reports/master/AFG/projections.csv
https://raw.githubusercontent.com/mrc-ide/global-lmic-reports/master/AFG/projections.csv
https://raw.githubusercontent.com/mrc-ide/global-lmic-reports/master/AFG/projections.csv
https://raw.githubusercontent.com/mrc-ide/global-lmic-reports/master/AFG/projections.csv
https://raw.githubusercontent.com/mrc-ide/global-lmic-reports/master/AFG/projections.csv
https://raw.githubusercontent.com/mrc-ide/global-lmic-reports/master/AFG/projections.csv
https://raw.githubusercontent.com/mrc-ide/global-lmic-reports/master/AFG/projections.csv
https://raw.githubusercontent.com/mrc-ide/global-lmic-reports/master/AFG/projections.csv
https://raw.githubusercontent.com/mrc-ide/global-lmic-reports/master/AFG/projections.csv
https://raw.githubusercontent.com/mrc-ide/global-lmic-reports/master/AFG/projections.csv
https://raw.githubusercontent.com/mrc-ide/global-lmic-reports/master/AFG/projections.csv
https://raw.githubusercontent.com/mrc-ide/global-lmic-reports/master/AFG/projections.csv
https://raw.githubusercontent.com/mrc-ide/global-lmic-reports/master/AFG/projections.csv
https://raw.githubusercontent.com/mrc-ide/global-lmic-reports/master/AFG/projections.csv
https://raw.githubusercontent.com/mrc-ide/global-lmic-reports/master/AFG/projections.csv
https://raw.githubusercontent.com/mrc-ide/global-lmic-reports/master/AFG/projections.csv
https://raw.githubusercontent.com/mrc-ide/global-lmic-reports/master/AFG/projections.csv
https://raw.githubusercontent.com/mrc-ide/global-lmic-reports/master/AFG/projections.csv
https://raw.githubusercontent.com/mrc-ide/global-lmic-reports/master/AFG/projections.csv
https://raw.githubusercontent.com/mrc-ide/global-lmic-reports/master/AFG/projections.csv
https://raw.githubusercontent.com/mrc-ide/global-lmic-reports/master/AFG/projections.csv
https://raw.githubusercontent.com/mrc-ide/global-lmic-reports/master/AFG/projections.csv
https://raw.githubusercontent.com/mrc-ide/global-lmic-reports/master/AFG/projections.csv
https://raw.githubusercontent.com/mrc-ide/global-lmic-reports/master/AFG/projections.csv
https://raw.githubusercontent.com/mrc-ide/global-lmic-reports/master/AFG/projections.csv
https://raw.githubusercontent.com/mrc-ide/global-lmic-reports/master/AFG/projections.csv
https://raw.githubusercontent.com/mrc-ide/global-lmic-reports/master/AFG/projections.csv
https://raw.githubusercontent.com/mrc-ide/global-lmic-reports/master/AFG/projections.csv
https://raw.githubusercontent.com/mrc-ide/global-lmic-reports/master/AFG/projections.csv
https://raw.githubusercontent.com/mrc-ide/global-lmic-reports/master/AFG/projections.csv
https://raw.githubusercontent.com/mrc-ide/global-lmic-reports/master/AFG/projections.csv
https://raw.githubusercontent.com/mrc-ide/global-lmic-reports/master/AFG/projections.csv
https://raw.githubusercontent.com/mrc-ide/global-lmic-reports/master/AFG/projections.csv
https://raw.githubusercontent.com/mrc-ide/global-lmic-reports/master/AFG/projections.csv
https://raw.githubusercontent.com/mrc-ide/global-lmic-reports/master/AFG/projections.csv
https://raw.githubusercontent.com/mrc-ide/global-lmic-reports/master/AFG/projections.csv
https://raw.githubusercontent.com/mrc-ide/global-lmic-reports/master/AFG/projections.csv
https://raw.githubusercontent.com/mrc-ide/global-lmic-reports/master/AFG/projections.csv
https://raw.githubusercontent.com/mrc-ide/global-lmic-reports/master/AFG/projections.csv
https://raw.githubusercontent.com/mrc-ide/global-lmic-reports/master/AFG/projections.csv
https://raw.githubusercontent.com/mrc-ide/global-lmic-reports/master/AFG/projections.csv
https://raw.githubusercontent.com/mrc-ide/global-lmic-reports/master/AFG/projections.csv
https://raw.githubusercontent.com/mrc-ide/global-lmic-reports/master/AFG/projections.csv
https://raw.githubusercontent.com/mrc-ide/global-lmic-reports/master/AFG/projections.csv
https://raw.githubusercontent.com/mrc-ide/global-lmic-reports/master/AFG/projections.csv
https://raw.githubusercontent.com/mrc-ide/global-lmic-reports/master/AFG/projections.csv
https://raw.githubusercontent.com/mrc-ide/global-lmic-reports/master/AFG/projections.csv
https://raw.githubusercontent.com/mrc-ide/global-lmic-reports/master/AFG/projections.csv
https://raw.githubusercontent.com/mrc-ide/global-lmic-reports/master/AFG/projections.csv
https://raw.githubusercontent.com/mrc-ide/global-lmic-reports/master/AFG/projections.csv
https://raw.githubusercontent.com/mrc-ide/global-lmic-reports/master/AFG/projections.csv
https://raw.githubusercontent.com/mrc-ide/global-lmic-reports/master/AFG/projections.csv
https://raw.githubusercontent.com/mrc-ide/global-lmic-reports/master/AFG/projections.csv
https://raw.githubusercontent.com/mrc-ide/global-lmic-reports/master/AFG/projections.csv
https://raw.githubusercontent.com/mrc-ide/global-lmic-reports/master/AFG/projections.csv
https://raw.githubusercontent.com/mrc-ide/global-lmic-reports/master/AFG/projections.csv
https://raw.githubusercontent.com/mrc-ide/global-lmic-reports/master/AFG/projections.csv
https://raw.githubusercontent.com/mrc-ide/global-lmic-reports/master/AFG/projections.csv
https://raw.githubusercontent.com/mrc-ide/global-lmic-reports/master/AFG/projections.csv
https://raw.githubusercontent.com/mrc-ide/global-lmic-reports/master/AFG/projections.csv
https://raw.githubusercontent.com/mrc-ide/global-lmic-reports/master/AFG/projections.csv
https://raw.githubusercontent.com/mrc-ide/global-lmic-reports/master/AFG/projections.csv
https://raw.githubusercontent.com/mrc-ide/global-lmic-reports/master/AFG/projections.csv
https://raw.githubusercontent.com/mrc-ide/global-lmic-reports/master/AFG/projections.csv
https://raw.githubusercontent.com/mrc-ide/global-lmic-reports/master/AFG/projections.csv
https://raw.githubusercontent.com/mrc-ide/global-lmic-reports/master/AFG/projections.csv
https://raw.githubusercontent.com/mrc-ide/global-lmic-reports/master/AFG/projections.csv
https://raw.githubusercontent.com/mrc-ide/global-lmic-reports/master/AFG/projections.csv
https://raw.githubusercontent.com/mrc-ide/global-lmic-reports/master/AFG/projections.csv
https://raw.githubusercontent.com/mrc-ide/global-lmic-reports/master/AFG/projections.csv
https://raw.githubusercontent.com/mrc-ide/global-lmic-reports/master/AFG/projections.csv
https://raw.githubusercontent.com/mrc-ide/global-lmic-reports/master/AFG/projections.csv
https://raw.githubusercontent.com/mrc-ide/global-lmic-reports/master/AFG/projections.csv
https://raw.githubusercontent.com/mrc-ide/global-lmic-reports/master/AFG/projections.csv
https://raw.githubusercontent.com/mrc-ide/global-lmic-reports/master/AFG/projections.csv
https://raw.githubusercontent.com/mrc-ide/global-lmic-reports/master/AFG/projections.csv
https://raw.githubusercontent.com/mrc-ide/global-lmic-reports/master/AFG/projections.csv
https://raw.githubusercontent.com/mrc-ide/global-lmic-reports/master/AFG/projections.csv
https://raw.githubusercontent.com/mrc-ide/global-lmic-reports/master/AFG/projections.csv
https://raw.githubusercontent.com/mrc-ide/global-lmic-reports/master/AFG/projections.csv
https://raw.githubusercontent.com/mrc-ide/global-lmic-reports/master/AFG/projections.csv
https://raw.githubusercontent.com/mrc-ide/global-lmic-reports/master/AFG/projections.csv
https://raw.githubusercontent.com/mrc-ide/global-lmic-reports/master/AFG/projections.csv
https://raw.githubusercontent.com/mrc-ide/global-lmic-reports/master/AFG/projections.csv
https://raw.githubusercontent.com/mrc-ide/global-lmic-reports/master/AFG/projections.csv
https://raw.githubusercontent.com/mrc-ide/global-lmic-reports/master/AFG/projections.csv
https://raw.githubusercontent.com/mrc-ide/global-lmic-reports/master/AFG/projections.csv
https://raw.githubusercontent.com/mrc-ide/global-lmic-reports/master/AFG/projections.csv
https://raw.githubusercontent.com/mrc-ide/global-lmic-reports/master/AFG/projections.csv
https://raw.githubusercontent.com/mrc-ide/global-lmic-reports/master/AFG/projections.csv
https://raw.githubusercontent.com/mrc-ide/global-lmic-reports/master/AFG/projections.csv
https://raw.githubusercontent.com/mrc-ide/global-lmic-reports/master/AFG/projections.csv
https://raw.githubusercontent.com/mrc-ide/global-lmic-reports/master/AFG/projections.csv
https://raw.githubusercontent.com/mrc-ide/global-lmic-reports/master/AFG/projections.csv
https://raw.githubusercontent.com/mrc-ide/global-lmic-reports/master/AFG/projections.csv
https://raw.githubusercontent.com/mrc-ide/global-lmic-reports/master/AFG/projections.csv
https://raw.githubusercontent.com/mrc-ide/global-lmic-reports/master/AFG/projections.csv
https://raw.githubusercontent.com/mrc-ide/global-lmic-reports/master/AFG/projections.csv
https://raw.githubusercontent.com/mrc-ide/global-lmic-reports/master/AFG/projections.csv
https://raw.githubusercontent.com/mrc-ide/global-lmic-reports/master/AFG/projections.csv
https://raw.githubusercontent.com/mrc-ide/global-lmic-reports/master/AFG/projections.csv
https://raw.githubusercontent.com/mrc-ide/global-lmic-reports/master/AFG/projections.csv
https://raw.githubusercontent.com/mrc-ide/global-lmic-reports/master/AFG/projections.csv
https://raw.githubusercontent.com/mrc-ide/global-lmic-reports/master/AFG/projections.csv
https://raw.githubusercontent.com/mrc-ide/global-lmic-reports/master/AFG/projections.csv
https://raw.githubusercontent.com/mrc-ide/global-lmic-reports/master/AFG/projections.csv
https://raw.githubusercontent.com/mrc-ide/global-lmic-reports/master/AFG/projections.csv
https://raw.githubusercontent.com/mrc-ide/global-lmic-reports/master/AFG/projections.csv
https://raw.githubusercontent.com/mrc-ide/global-lmic-reports/master/AFG/projections.csv
https://raw.githubusercontent.com/mrc-ide/global-lmic-reports/master/AFG/projections.csv
https://raw.githubusercontent.com/mrc-ide/global-lmic-reports/master/AFG/projections.csv
https://raw.githubusercontent.com/mrc-ide/global-lmic-reports/master/AFG/projections.csv
https://raw.githubusercontent.com/mrc-ide/global-lmic-reports/master/AFG/projections.csv
https://raw.githubusercontent.com/mrc-ide/global-lmic-reports/master/AFG/projections.csv
https://raw.githubusercontent.com/mrc-ide/global-lmic-reports/master/AFG/projections.csv
https://raw.githubusercontent.com/mrc-ide/global-lmic-reports/master/AFG/projections.csv
https://raw.githubusercontent.com/mrc-ide/global-lmic-reports/master/AFG/projections.csv
https://raw.githubusercontent.com/mrc-ide/global-lmic-reports/master/AFG/projections.csv
https://raw.githubusercontent.com/mrc-ide/global-lmic-reports/master/AFG/projections.csv
https://raw.githubusercontent.com/mrc-ide/global-lmic-reports/master/AFG/projections.csv
https://raw.githubusercontent.com/mrc-ide/global-lmic-reports/master/AFG/projections.csv
https://raw.githubusercontent.com/mrc-ide/global-lmic-reports/master/AFG/projections.csv
https://raw.githubusercontent.com/mrc-ide/global-lmic-reports/master/AFG/projections.csv
https://raw.githubusercontent.com/mrc-ide/global-lmic-reports/master/AFG/projections.csv
https://raw.githubusercontent.com/mrc-ide/global-lmic-reports/master/AFG/projections.csv
https://raw.githubusercontent.com/mrc-ide/global-lmic-reports/master/AFG/projections.csv
https://raw.githubusercontent.com/mrc-ide/global-lmic-reports/master/AFG/projections.csv
https://raw.githubusercontent.com/mrc-ide/global-lmic-reports/master/AFG/projections.csv
https://raw.githubusercontent.com/mrc-ide/global-lmic-reports/master/AFG/projections.csv
https://raw.githubusercontent.com/mrc-ide/global-lmic-reports/master/AFG/projections.csv
https://raw.githubusercontent.com/mrc-ide/global-lmic-reports/master/AFG/projections.csv
https://raw.githubusercontent.com/mrc-ide/global-lmic-reports/master/AFG/projections.csv
https://raw.githubusercontent.com/mrc-ide/global-lmic-reports/master/AFG/projections.csv
https://raw.githubusercontent.com/mrc-ide/global-lmic-reports/master/AFG/projections.csv
https://raw.githubusercontent.com/mrc-ide/global-lmic-reports/master/AFG/projections.csv
https://raw.githubusercontent.com/mrc-ide/global-lmic-reports/master/AFG/projections.csv
https://raw.githubusercontent.com/mrc-ide/global-lmic-reports/master/AFG/projections.csv
https://raw.githubusercontent.com/mrc-ide/global-lmic-reports/master/AFG/projections.csv
https://raw.githubusercontent.com/mrc-ide/global-lmic-reports/master/AFG/projections.csv
https://raw.githubusercontent.com/mrc-ide/global-lmic-reports/master/AFG/projections.csv
https://raw.githubusercontent.com/mrc-ide/global-lmic-reports/master/AFG/projections.csv
https://raw.githubusercontent.com/mrc-ide/global-lmic-reports/master/AFG/projections.csv
https://raw.githubusercontent.com/mrc-ide/global-lmic-reports/master/AFG/projections.csv
https://raw.githubusercontent.com/mrc-ide/global-lmic-reports/master/AFG/projections.csv
https://raw.githubusercontent.com/mrc-ide/global-lmic-reports/master/AFG/projections.csv
https://raw.githubusercontent.com/mrc-ide/global-lmic-reports/master/AFG/projections.csv
https://raw.githubusercontent.com/mrc-ide/global-lmic-reports/master/AFG/projections.csv
https://raw.githubusercontent.com/mrc-ide/global-lmic-reports/master/AFG/projections.csv
https://raw.githubusercontent.com/mrc-ide/global-lmic-reports/master/AFG/projections.csv
https://raw.githubusercontent.com/mrc-ide/global-lmic-reports/master/AFG/projections.csv
https://raw.githubusercontent.com/mrc-ide/global-lmic-reports/master/AFG/projections.csv
https://raw.githubusercontent.com/mrc-ide/global-lmic-reports/master/AFG/projections.csv
https://raw.githubusercontent.com/mrc-ide/global-lmic-reports/master/AFG/projections.csv
https://raw.githubusercontent.com/mrc-ide/global-lmic-reports/master/AFG/projections.csv
https://raw.githubusercontent.com/mrc-ide/global-lmic-reports/master/AFG/projections.csv
https://raw.githubusercontent.com/mrc-ide/global-lmic-reports/master/AFG/projections.csv
https://raw.githubusercontent.com/mrc-ide/global-lmic-reports/master/AFG/projections.csv
https://raw.githubusercontent.com/mrc-ide/global-lmic-reports/master/AFG/projections.csv
https://raw.githubusercontent.com/mrc-ide/global-lmic-reports/master/AFG/projections.csv
https://raw.githubusercontent.com/mrc-ide/global-lmic-reports/master/AFG/projections.csv
https://raw.githubusercontent.com/mrc-ide/global-lmic-reports/master/AFG/projections.csv
https://raw.githubusercontent.com/mrc-ide/global-lmic-reports/master/AFG/projections.csv
https://raw.githubusercontent.com/mrc-ide/global-lmic-reports/master/AFG/projections.csv
https://raw.githubusercontent.com/mrc-ide/global-lmic-reports/master/AFG/projections.csv
https://raw.githubusercontent.com/mrc-ide/global-lmic-reports/master/AFG/projections.csv
https://raw.githubusercontent.com/mrc-ide/global-lmic-reports/master/AFG/projections.csv
https://raw.githubusercontent.com/mrc-ide/global-lmic-reports/master/AFG/projections.csv
https://raw.githubusercontent.com/mrc-ide/global-lmic-reports/master/AFG/projections.csv
https://raw.githubusercontent.com/mrc-ide/global-lmic-reports/master/AFG/projections.csv
https://raw.githubusercontent.com/mrc-ide/global-lmic-reports/master/AFG/projections.csv
https://raw.githubusercontent.com/mrc-ide/global-lmic-reports/master/AFG/projections.csv
https://raw.githubusercontent.com/mrc-ide/global-lmic-reports/master/AFG/projections.csv
https://raw.githubusercontent.com/mrc-ide/global-lmic-reports/master/AFG/projections.csv
https://raw.githubusercontent.com/mrc-ide/global-lmic-reports/master/AFG/projections.csv
https://raw.githubusercontent.com/mrc-ide/global-lmic-reports/master/AFG/projections.csv
https://raw.githubusercontent.com/mrc-ide/global-lmic-reports/master/AFG/projections.csv
https://raw.githubusercontent.com/mrc-ide/global-lmic-reports/master/AFG/projections.csv
https://raw.githubusercontent.com/mrc-ide/global-lmic-reports/master/AFG/projections.csv
https://raw.githubusercontent.com/mrc-ide/global-lmic-reports/master/AFG/projections.csv
https://raw.githubusercontent.com/mrc-ide/global-lmic-reports/master/AFG/projections.csv
https://raw.githubusercontent.com/mrc-ide/global-lmic-reports/master/AFG/projections.csv
https://raw.githubusercontent.com/mrc-ide/global-lmic-reports/master/AFG/projections.csv
https://raw.githubusercontent.com/mrc-ide/global-lmic-reports/master/AFG/projections.csv
https://raw.githubusercontent.com/mrc-ide/global-lmic-reports/master/AFG/projections.csv
https://raw.githubusercontent.com/mrc-ide/global-lmic-reports/master/AFG/projections.csv
https://raw.githubusercontent.com/mrc-ide/global-lmic-reports/master/AFG/projections.csv
https://raw.githubusercontent.com/mrc-ide/global-lmic-reports/master/AFG/projections.csv
https://raw.githubusercontent.com/mrc-ide/global-lmic-reports/master/AFG/projections.csv
https://raw.githubusercontent.com/mrc-ide/global-lmic-reports/master/AFG/projections.csv
https://raw.githubusercontent.com/mrc-ide/global-lmic-reports/master/AFG/projections.csv
https://raw.githubusercontent.com/mrc-ide/global-lmic-reports/master/AFG/projections.csv
https://raw.githubusercontent.com/mrc-ide/global-lmic-reports/master/AFG/projections.csv
https://raw.githubusercontent.com/mrc-ide/global-lmic-reports/master/AFG/projections.csv
https://raw.githubusercontent.com/mrc-ide/global-lmic-reports/master/AFG/projections.csv
https://raw.githubusercontent.com/mrc-ide/global-lmic-reports/master/AFG/projections.csv
https://raw.githubusercontent.com/mrc-ide/global-lmic-reports/master/AFG/projections.csv
https://raw.githubusercontent.com/mrc-ide/global-lmic-reports/master/AFG/projections.csv
https://raw.githubusercontent.com/mrc-ide/global-lmic-reports/master/AFG/projections.csv
https://raw.githubusercontent.com/mrc-ide/global-lmic-reports/master/AFG/projections.csv
https://raw.githubusercontent.com/mrc-ide/global-lmic-reports/master/AFG/projections.csv
https://raw.githubusercontent.com/mrc-ide/global-lmic-reports/master/AFG/projections.csv
https://raw.githubusercontent.com/mrc-ide/global-lmic-reports/master/AFG/projections.csv
https://raw.githubusercontent.com/mrc-ide/global-lmic-reports/master/AFG/projections.csv
https://raw.githubusercontent.com/mrc-ide/global-lmic-reports/master/AFG/projections.csv
https://raw.githubusercontent.com/mrc-ide/global-lmic-reports/master/AFG/projections.csv
https://raw.githubusercontent.com/mrc-ide/global-lmic-reports/master/AFG/projections.csv
https://raw.githubusercontent.com/mrc-ide/global-lmic-reports/master/AFG/projections.csv
https://raw.githubusercontent.com/mrc-ide/global-lmic-reports/master/AFG/projections.csv
https://raw.githubusercontent.com/mrc-ide/global-lmic-reports/master/AFG/projections.csv
https://raw.githubusercontent.com/mrc-ide/global-lmic-reports/master/AFG/projections.csv
https://raw.githubusercontent.com/mrc-ide/global-lmic-reports/master/AFG/projections.csv
https://raw.githubusercontent.com/mrc-ide/global-lmic-reports/master/AFG/projections.csv
https://raw.githubusercontent.com/mrc-ide/global-lmic-reports/master/AFG/projections.csv
https://raw.githubusercontent.com/mrc-ide/global-lmic-reports/master/AFG/projections.csv
https://raw.githubusercontent.com/mrc-ide/global-lmic-reports/master/AFG/projections.csv
https://raw.githubusercontent.com/mrc-ide/global-lmic-reports/master/AFG/projections.csv
https://raw.githubusercontent.com/mrc-ide/global-lmic-reports/master/AFG/projections.csv
https://raw.githubusercontent.com/mrc-ide/global-lmic-reports/master/AFG/projections.csv
https://raw.githubusercontent.com/mrc-ide/global-lmic-reports/master/AFG/projections.csv
https://raw.githubusercontent.com/mrc-ide/global-lmic-reports/master/AFG/projections.csv
https://raw.githubusercontent.com/mrc-ide/global-lmic-reports/master/AFG/projections.csv
https://raw.githubusercontent.com/mrc-ide/global-lmic-reports/master/AFG/projections.csv
https://raw.githubusercontent.com/mrc-ide/global-lmic-reports/master/AFG/projections.csv
https://raw.githubusercontent.com/mrc-ide/global-lmic-reports/master/AFG/projections.csv
https://raw.githubusercontent.com/mrc-ide/global-lmic-reports/master/AFG/projections.csv
https://raw.githubusercontent.com/mrc-ide/global-lmic-reports/master/AFG/projections.csv
https://raw.githubusercontent.com/mrc-ide/global-lmic-reports/master/AFG/projections.csv
https://raw.githubusercontent.com/mrc-ide/global-lmic-reports/master/AFG/projections.csv
https://raw.githubusercontent.com/mrc-ide/global-lmic-reports/master/AFG/projections.csv
https://raw.githubusercontent.com/mrc-ide/global-lmic-reports/master/AFG/projections.csv
https://raw.githubusercontent.com/mrc-ide/global-lmic-reports/master/AFG/projections.csv
https://raw.githubusercontent.com/mrc-ide/global-lmic-reports/master/AFG/projections.csv
https://raw.githubusercontent.com/mrc-ide/global-lmic-reports/master/AFG/projections.csv
https://raw.githubusercontent.com/mrc-ide/global-lmic-reports/master/AFG/projections.csv
https://raw.githubusercontent.com/mrc-ide/global-lmic-reports/master/AFG/projections.csv
https://raw.githubusercontent.com/mrc-ide/global-lmic-reports/master/AFG/projections.csv
https://raw.githubusercontent.com/mrc-ide/global-lmic-reports/master/AFG/projections.csv
https://raw.githubusercontent.com/mrc-ide/global-lmic-reports/master/AFG/projections.csv
https://raw.githubusercontent.com/mrc-ide/global-lmic-reports/master/AFG/projections.csv
https://raw.githubusercontent.com/mrc-ide/global-lmic-reports/master/AFG/projections.csv
https://raw.githubusercontent.com/mrc-ide/global-lmic-reports/master/AFG/projections.csv
https://raw.githubusercontent.com/mrc-ide/global-lmic-reports/master/AFG/projections.csv
https://raw.githubusercontent.com/mrc-ide/global-lmic-reports/master/AFG/projections.csv
https://raw.githubusercontent.com/mrc-ide/global-lmic-reports/master/AFG/projections.csv
https://raw.githubusercontent.com/mrc-ide/global-lmic-reports/master/AFG/projections.csv
https://raw.githubusercontent.com/mrc-ide/global-lmic-reports/master/AFG/projections.csv
https://raw.githubusercontent.com/mrc-ide/global-lmic-reports/master/AFG/projections.csv
https://raw.githubusercontent.com/mrc-ide/global-lmic-reports/master/AFG/projections.csv
https://raw.githubusercontent.com/mrc-ide/global-lmic-reports/master/AFG/projections.csv
https://raw.githubusercontent.com/mrc-ide/global-lmic-reports/master/AFG/projections.csv
https://raw.githubusercontent.com/mrc-ide/global-lmic-reports/master/AFG/projections.csv
https://raw.githubusercontent.com/mrc-ide/global-lmic-reports/master/AFG/projections.csv
https://raw.githubusercontent.com/mrc-ide/global-lmic-reports/master/AFG/projections.csv
https://raw.githubusercontent.com/mrc-ide/global-lmic-reports/master/AFG/projections.csv
https://raw.githubusercontent.com/mrc-ide/global-lmic-reports/master/AFG/projections.csv
https://raw.githubusercontent.com/mrc-ide/global-lmic-reports/master/AFG/projections.csv
https://raw.githubusercontent.com/mrc-ide/global-lmic-reports/master/AFG/projections.csv
https://raw.githubusercontent.com/mrc-ide/global-lmic-reports/master/AFG/projections.csv
https://raw.githubusercontent.com/mrc-ide/global-lmic-reports/master/AFG/projections.csv
https://raw.githubusercontent.com/mrc-ide/global-lmic-reports/master/AFG/projections.csv
https://raw.githubusercontent.com/mrc-ide/global-lmic-reports/master/AFG/projections.csv
https://raw.githubusercontent.com/mrc-ide/global-lmic-reports/master/AFG/projections.csv
https://raw.githubusercontent.com/mrc-ide/global-lmic-reports/master/AFG/projections.csv
https://raw.githubusercontent.com/mrc-ide/global-lmic-reports/master/AFG/projections.csv
https://raw.githubusercontent.com/mrc-ide/global-lmic-reports/master/AFG/projections.csv
https://raw.githubusercontent.com/mrc-ide/global-lmic-reports/master/AFG/projections.csv
https://raw.githubusercontent.com/mrc-ide/global-lmic-reports/master/AFG/projections.csv
https://raw.githubusercontent.com/mrc-ide/global-lmic-reports/master/AFG/projections.csv
https://raw.githubusercontent.com/mrc-ide/global-lmic-reports/master/AFG/projections.csv
https://raw.githubusercontent.com/mrc-ide/global-lmic-reports/master/AFG/projections.csv
https://raw.githubusercontent.com/mrc-ide/global-lmic-reports/master/AFG/projections.csv
https://raw.githubusercontent.com/mrc-ide/global-lmic-reports/master/AFG/projections.csv
https://raw.githubusercontent.com/mrc-ide/global-lmic-reports/master/AFG/projections.csv
https://raw.githubusercontent.com/mrc-ide/global-lmic-reports/master/AFG/projections.csv
https://raw.githubusercontent.com/mrc-ide/global-lmic-reports/master/AFG/projections.csv
https://raw.githubusercontent.com/mrc-ide/global-lmic-reports/master/AFG/projections.csv
https://raw.githubusercontent.com/mrc-ide/global-lmic-reports/master/AFG/projections.csv
https://raw.githubusercontent.com/mrc-ide/global-lmic-reports/master/AFG/projections.csv
https://raw.githubusercontent.com/mrc-ide/global-lmic-reports/master/AFG/projections.csv
https://raw.githubusercontent.com/mrc-ide/global-lmic-reports/master/AFG/projections.csv
https://raw.githubusercontent.com/mrc-ide/global-lmic-reports/master/AFG/projections.csv
https://raw.githubusercontent.com/mrc-ide/global-lmic-reports/master/AFG/projections.csv
https://raw.githubusercontent.com/mrc-ide/global-lmic-reports/master/AFG/projections.csv
https://raw.githubusercontent.com/mrc-ide/global-lmic-reports/master/AFG/projections.csv
https://raw.githubusercontent.com/mrc-ide/global-lmic-reports/master/AFG/projections.csv
https://raw.githubusercontent.com/mrc-ide/global-lmic-reports/master/AFG/projections.csv
https://raw.githubusercontent.com/mrc-ide/global-lmic-reports/master/AFG/projections.csv
https://raw.githubusercontent.com/mrc-ide/global-lmic-reports/master/AFG/projections.csv
https://raw.githubusercontent.com/mrc-ide/global-lmic-reports/master/AFG/projections.csv
https://raw.githubusercontent.com/mrc-ide/global-lmic-reports/master/AFG/projections.csv
https://raw.githubusercontent.com/mrc-ide/global-lmic-reports/master/AFG/projections.csv
https://raw.githubusercontent.com/mrc-ide/global-lmic-reports/master/AFG/projections.csv
https://raw.githubusercontent.com/mrc-ide/global-lmic-reports/master/AFG/projections.csv
https://raw.githubusercontent.com/mrc-ide/global-lmic-reports/master/AFG/projections.csv
https://raw.githubusercontent.com/mrc-ide/global-lmic-reports/master/AFG/projections.csv
https://raw.githubusercontent.com/mrc-ide/global-lmic-reports/master/AFG/projections.csv
https://raw.githubusercontent.com/mrc-ide/global-lmic-reports/master/AFG/projections.csv
https://raw.githubusercontent.com/mrc-ide/global-lmic-reports/master/AFG/projections.csv
https://raw.githubusercontent.com/mrc-ide/global-lmic-reports/master/AFG/projections.csv
https://raw.githubusercontent.com/mrc-ide/global-lmic-reports/master/AFG/projections.csv
https://raw.githubusercontent.com/mrc-ide/global-lmic-reports/master/AFG/projections.csv
https://raw.githubusercontent.com/mrc-ide/global-lmic-reports/master/AFG/projections.csv
https://raw.githubusercontent.com/mrc-ide/global-lmic-reports/master/AFG/projections.csv
https://raw.githubusercontent.com/mrc-ide/global-lmic-reports/master/AFG/projections.csv
https://raw.githubusercontent.com/mrc-ide/global-lmic-reports/master/AFG/projections.csv
https://raw.githubusercontent.com/mrc-ide/global-lmic-reports/master/AFG/projections.csv
https://raw.githubusercontent.com/mrc-ide/global-lmic-reports/master/AFG/projections.csv
https://raw.githubusercontent.com/mrc-ide/global-lmic-reports/master/AFG/projections.csv
https://raw.githubusercontent.com/mrc-ide/global-lmic-reports/master/AFG/projections.csv
https://raw.githubusercontent.com/mrc-ide/global-lmic-reports/master/AFG/projections.csv
https://raw.githubusercontent.com/mrc-ide/global-lmic-reports/master/AFG/projections.csv
https://raw.githubusercontent.com/mrc-ide/global-lmic-reports/master/AFG/projections.csv
https://raw.githubusercontent.com/mrc-ide/global-lmic-reports/master/AFG/projections.csv
https://raw.githubusercontent.com/mrc-ide/global-lmic-reports/master/AFG/projections.csv
https://raw.githubusercontent.com/mrc-ide/global-lmic-reports/master/AFG/projections.csv
https://raw.githubusercontent.com/mrc-ide/global-lmic-reports/master/AFG/projections.csv
https://raw.githubusercontent.com/mrc-ide/global-lmic-reports/master/AFG/projections.csv
https://raw.githubusercontent.com/mrc-ide/global-lmic-reports/master/AFG/projections.csv
https://raw.githubusercontent.com/mrc-ide/global-lmic-reports/master/AFG/projections.csv
https://raw.githubusercontent.com/mrc-ide/global-lmic-reports/master/AFG/projections.csv
https://raw.githubusercontent.com/mrc-ide/global-lmic-reports/master/AFG/projections.csv
https://raw.githubusercontent.com/mrc-ide/global-lmic-reports/master/AFG/projections.csv
https://raw.githubusercontent.com/mrc-ide/global-lmic-reports/master/AFG/projections.csv
https://raw.githubusercontent.com/mrc-ide/global-lmic-reports/master/AFG/projections.csv
https://raw.githubusercontent.com/mrc-ide/global-lmic-reports/master/AFG/projections.csv
https://raw.githubusercontent.com/mrc-ide/global-lmic-reports/master/AFG/projections.csv
https://raw.githubusercontent.com/mrc-ide/global-lmic-reports/master/AFG/projections.csv
https://raw.githubusercontent.com/mrc-ide/global-lmic-reports/master/AFG/projections.csv
https://raw.githubusercontent.com/mrc-ide/global-lmic-reports/master/AFG/projections.csv
https://raw.githubusercontent.com/mrc-ide/global-lmic-reports/master/AFG/projections.csv
https://raw.githubusercontent.com/mrc-ide/global-lmic-reports/master/AFG/projections.csv
https://raw.githubusercontent.com/mrc-ide/global-lmic-reports/master/AFG/projections.csv
https://raw.githubusercontent.com/mrc-ide/global-lmic-reports/master/AFG/projections.csv
https://raw.githubusercontent.com/mrc-ide/global-lmic-reports/master/AFG/projections.csv
https://raw.githubusercontent.com/mrc-ide/global-lmic-reports/master/AFG/projections.csv
https://raw.githubusercontent.com/mrc-ide/global-lmic-reports/master/AFG/projections.csv
https://raw.githubusercontent.com/mrc-ide/global-lmic-reports/master/AFG/projections.csv
https://raw.githubusercontent.com/mrc-ide/global-lmic-reports/master/AFG/projections.csv
https://raw.githubusercontent.com/mrc-ide/global-lmic-reports/master/AFG/projections.csv
https://raw.githubusercontent.com/mrc-ide/global-lmic-reports/master/AFG/projections.csv
https://raw.githubusercontent.com/mrc-ide/global-lmic-reports/master/AFG/projections.csv
https://raw.githubusercontent.com/mrc-ide/global-lmic-reports/master/AFG/projections.csv
https://raw.githubusercontent.com/mrc-ide/global-lmic-reports/master/AFG/projections.csv
https://raw.githubusercontent.com/mrc-ide/global-lmic-reports/master/AFG/projections.csv
https://raw.githubusercontent.com/mrc-ide/global-lmic-reports/master/AFG/projections.csv
https://raw.githubusercontent.com/mrc-ide/global-lmic-reports/master/AFG/projections.csv
https://raw.githubusercontent.com/mrc-ide/global-lmic-reports/master/AFG/projections.csv
https://raw.githubusercontent.com/mrc-ide/global-lmic-reports/master/AFG/projections.csv
https://raw.githubusercontent.com/mrc-ide/global-lmic-reports/master/AFG/projections.csv
https://raw.githubusercontent.com/mrc-ide/global-lmic-reports/master/AFG/projections.csv
https://raw.githubusercontent.com/mrc-ide/global-lmic-reports/master/AFG/projections.csv
https://raw.githubusercontent.com/mrc-ide/global-lmic-reports/master/AFG/projections.csv
https://raw.githubusercontent.com/mrc-ide/global-lmic-reports/master/AFG/projections.csv
https://raw.githubusercontent.com/mrc-ide/global-lmic-reports/master/AFG/projections.csv
https://raw.githubusercontent.com/mrc-ide/global-lmic-reports/master/AFG/projections.csv
https://raw.githubusercontent.com/mrc-ide/global-lmic-reports/master/AFG/projections.csv
https://raw.githubusercontent.com/mrc-ide/global-lmic-reports/master/AFG/projections.csv
https://raw.githubusercontent.com/mrc-ide/global-lmic-reports/master/AFG/projections.csv
https://raw.githubusercontent.com/mrc-ide/global-lmic-reports/master/AFG/projections.csv
https://raw.githubusercontent.com/mrc-ide/global-lmic-reports/master/AFG/projections.csv
https://raw.githubusercontent.com/mrc-ide/global-lmic-reports/master/AFG/projections.csv
https://raw.githubusercontent.com/mrc-ide/global-lmic-reports/master/AFG/projections.csv
https://raw.githubusercontent.com/mrc-ide/global-lmic-reports/master/AFG/projections.csv
https://raw.githubusercontent.com/mrc-ide/global-lmic-reports/master/AFG/projections.csv
https://raw.githubusercontent.com/mrc-ide/global-lmic-reports/master/AFG/projections.csv
https://raw.githubusercontent.com/mrc-ide/global-lmic-reports/master/AFG/projections.csv
https://raw.githubusercontent.com/mrc-ide/global-lmic-reports/master/AFG/projections.csv
https://raw.githubusercontent.com/mrc-ide/global-lmic-reports/master/AFG/projections.csv
https://raw.githubusercontent.com/mrc-ide/global-lmic-reports/master/AFG/projections.csv
https://raw.githubusercontent.com/mrc-ide/global-lmic-reports/master/AFG/projections.csv
https://raw.githubusercontent.com/mrc-ide/global-lmic-reports/master/AFG/projections.csv
https://raw.githubusercontent.com/mrc-ide/global-lmic-reports/master/AFG/projections.csv
https://raw.githubusercontent.com/mrc-ide/global-lmic-reports/master/AFG/projections.csv
https://raw.githubusercontent.com/mrc-ide/global-lmic-reports/master/AFG/projections.csv
https://raw.githubusercontent.com/mrc-ide/global-lmic-reports/master/AFG/projections.csv
https://raw.githubusercontent.com/mrc-ide/global-lmic-reports/master/AFG/projections.csv
https://raw.githubusercontent.com/mrc-ide/global-lmic-reports/master/AFG/projections.csv
https://raw.githubusercontent.com/mrc-ide/global-lmic-reports/master/AFG/projections.csv
https://raw.githubusercontent.com/mrc-ide/global-lmic-reports/master/AFG/projections.csv
https://raw.githubusercontent.com/mrc-ide/global-lmic-reports/master/AFG/projections.csv
https://raw.githubusercontent.com/mrc-ide/global-lmic-reports/master/AFG/projections.csv
https://raw.githubusercontent.com/mrc-ide/global-lmic-reports/master/AFG/projections.csv
https://raw.githubusercontent.com/mrc-ide/global-lmic-reports/master/AFG/projections.csv
https://raw.githubusercontent.com/mrc-ide/global-lmic-reports/master/AFG/projections.csv
https://raw.githubusercontent.com/mrc-ide/global-lmic-reports/master/AFG/projections.csv
https://raw.githubusercontent.com/mrc-ide/global-lmic-reports/master/AFG/projections.csv
https://raw.githubusercontent.com/mrc-ide/global-lmic-reports/master/AFG/projections.csv
https://raw.githubusercontent.com/mrc-ide/global-lmic-reports/master/AFG/projections.csv
https://raw.githubusercontent.com/mrc-ide/global-lmic-reports/master/AFG/projections.csv
https://raw.githubusercontent.com/mrc-ide/global-lmic-reports/master/AFG/projections.csv
https://raw.githubusercontent.com/mrc-ide/global-lmic-reports/master/AFG/projections.csv
https://raw.githubusercontent.com/mrc-ide/global-lmic-reports/master/AFG/projections.csv
https://raw.githubusercontent.com/mrc-ide/global-lmic-reports/master/AFG/projections.csv
https://raw.githubusercontent.com/mrc-ide/global-lmic-reports/master/AFG/projections.csv
https://raw.githubusercontent.com/mrc-ide/global-lmic-reports/master/AFG/projections.csv
https://raw.githubusercontent.com/mrc-ide/global-lmic-reports/master/AFG/projections.csv
https://raw.githubusercontent.com/mrc-ide/global-lmic-reports/master/AFG/projections.csv
https://raw.githubusercontent.com/mrc-ide/global-lmic-reports/master/AFG/projections.csv
https://raw.githubusercontent.com/mrc-ide/global-lmic-reports/master/AFG/projections.csv
https://raw.githubusercontent.com/mrc-ide/global-lmic-reports/master/AFG/projections.csv
https://raw.githubusercontent.com/mrc-ide/global-lmic-reports/master/AFG/projections.csv
https://raw.githubusercontent.com/mrc-ide/global-lmic-reports/master/AFG/projections.csv
https://raw.githubusercontent.com/mrc-ide/global-lmic-reports/master/AFG/projections.csv
https://raw.githubusercontent.com/mrc-ide/global-lmic-reports/master/AFG/projections.csv
https://raw.githubusercontent.com/mrc-ide/global-lmic-reports/master/AFG/projections.csv
https://raw.githubusercontent.com/mrc-ide/global-lmic-reports/master/AFG/projections.csv
https://raw.githubusercontent.com/mrc-ide/global-lmic-reports/master/AFG/projections.csv
https://raw.githubusercontent.com/mrc-ide/global-lmic-reports/master/AFG/projections.csv
https://raw.githubusercontent.com/mrc-ide/global-lmic-reports/master/AFG/projections.csv
https://raw.githubusercontent.com/mrc-ide/global-lmic-reports/master/AFG/projections.csv
https://raw.githubusercontent.com/mrc-ide/global-lmic-reports/master/AFG/projections.csv
https://raw.githubusercontent.com/mrc-ide/global-lmic-reports/master/AFG/projections.csv
https://raw.githubusercontent.com/mrc-ide/global-lmic-reports/master/AFG/projections.csv
https://raw.githubusercontent.com/mrc-ide/global-lmic-reports/master/AFG/projections.csv
https://raw.githubusercontent.com/mrc-ide/global-lmic-reports/master/AFG/projections.csv
https://raw.githubusercontent.com/mrc-ide/global-lmic-reports/master/AFG/projections.csv
https://raw.githubusercontent.com/mrc-ide/global-lmic-reports/master/AFG/projections.csv
https://raw.githubusercontent.com/mrc-ide/global-lmic-reports/master/AFG/projections.csv
https://raw.githubusercontent.com/mrc-ide/global-lmic-reports/master/AFG/projections.csv
https://raw.githubusercontent.com/mrc-ide/global-lmic-reports/master/AFG/projections.csv
https://raw.githubusercontent.com/mrc-ide/global-lmic-reports/master/AFG/projections.csv
https://raw.githubusercontent.com/mrc-ide/global-lmic-reports/master/AFG/projections.csv
https://raw.githubusercontent.com/mrc-ide/global-lmic-reports/master/AFG/projections.csv
https://raw.githubusercontent.com/mrc-ide/global-lmic-reports/master/AFG/projections.csv
https://raw.githubusercontent.com/mrc-ide/global-lmic-reports/master/AFG/projections.csv
https://raw.githubusercontent.com/mrc-ide/global-lmic-reports/master/AFG/projections.csv
https://raw.githubusercontent.com/mrc-ide/global-lmic-reports/master/AFG/projections.csv
https://raw.githubusercontent.com/mrc-ide/global-lmic-reports/master/AFG/projections.csv
https://raw.githubusercontent.com/mrc-ide/global-lmic-reports/master/AFG/projections.csv
https://raw.githubusercontent.com/mrc-ide/global-lmic-reports/master/AFG/projections.csv
https://raw.githubusercontent.com/mrc-ide/global-lmic-reports/master/AFG/projections.csv
https://raw.githubusercontent.com/mrc-ide/global-lmic-reports/master/AFG/projections.csv
https://raw.githubusercontent.com/mrc-ide/global-lmic-reports/master/AFG/projections.csv
https://raw.githubusercontent.com/mrc-ide/global-lmic-reports/master/AFG/projections.csv
https://raw.githubusercontent.com/mrc-ide/global-lmic-reports/master/AFG/projections.csv
https://raw.githubusercontent.com/mrc-ide/global-lmic-reports/master/AFG/projections.csv
https://raw.githubusercontent.com/mrc-ide/global-lmic-reports/master/AFG/projections.csv
https://raw.githubusercontent.com/mrc-ide/global-lmic-reports/master/AFG/projections.csv
https://raw.githubusercontent.com/mrc-ide/global-lmic-reports/master/AFG/projections.csv
https://raw.githubusercontent.com/mrc-ide/global-lmic-reports/master/AFG/projections.csv
https://raw.githubusercontent.com/mrc-ide/global-lmic-reports/master/AFG/projections.csv
https://raw.githubusercontent.com/mrc-ide/global-lmic-reports/master/AFG/projections.csv
https://raw.githubusercontent.com/mrc-ide/global-lmic-reports/master/AFG/projections.csv
https://raw.githubusercontent.com/mrc-ide/global-lmic-reports/master/AFG/projections.csv
https://raw.githubusercontent.com/mrc-ide/global-lmic-reports/master/AFG/projections.csv
https://raw.githubusercontent.com/mrc-ide/global-lmic-reports/master/AFG/projections.csv
https://raw.githubusercontent.com/mrc-ide/global-lmic-reports/master/AFG/projections.csv
https://raw.githubusercontent.com/mrc-ide/global-lmic-reports/master/AFG/projections.csv
https://raw.githubusercontent.com/mrc-ide/global-lmic-reports/master/AFG/projections.csv
https://raw.githubusercontent.com/mrc-ide/global-lmic-reports/master/AFG/projections.csv
https://raw.githubusercontent.com/mrc-ide/global-lmic-reports/master/AFG/projections.csv
https://raw.githubusercontent.com/mrc-ide/global-lmic-reports/master/AFG/projections.csv
https://raw.githubusercontent.com/mrc-ide/global-lmic-reports/master/AFG/projections.csv
https://raw.githubusercontent.com/mrc-ide/global-lmic-reports/master/AFG/projections.csv
https://raw.githubusercontent.com/mrc-ide/global-lmic-reports/master/AFG/projections.csv
https://raw.githubusercontent.com/mrc-ide/global-lmic-reports/master/AFG/projections.csv
https://raw.githubusercontent.com/mrc-ide/global-lmic-reports/master/AFG/projections.csv
https://raw.githubusercontent.com/mrc-ide/global-lmic-reports/master/AFG/projections.csv
https://raw.githubusercontent.com/mrc-ide/global-lmic-reports/master/AFG/projections.csv
https://raw.githubusercontent.com/mrc-ide/global-lmic-reports/master/AFG/projections.csv
https://raw.githubusercontent.com/mrc-ide/global-lmic-reports/master/AFG/projections.csv
https://raw.githubusercontent.com/mrc-ide/global-lmic-reports/master/AFG/projections.csv
https://raw.githubusercontent.com/mrc-ide/global-lmic-reports/master/AFG/projections.csv
https://raw.githubusercontent.com/mrc-ide/global-lmic-reports/master/AFG/projections.csv
https://raw.githubusercontent.com/mrc-ide/global-lmic-reports/master/AFG/projections.csv
https://raw.githubusercontent.com/mrc-ide/global-lmic-reports/master/AFG/projections.csv
https://raw.githubusercontent.com/mrc-ide/global-lmic-reports/master/AFG/projections.csv
https://raw.githubusercontent.com/mrc-ide/global-lmic-reports/master/AFG/projections.csv
https://raw.githubusercontent.com/mrc-ide/global-lmic-reports/master/AFG/projections.csv
https://raw.githubusercontent.com/mrc-ide/global-lmic-reports/master/AFG/projections.csv
https://raw.githubusercontent.com/mrc-ide/global-lmic-reports/master/AFG/projections.csv
https://raw.githubusercontent.com/mrc-ide/global-lmic-reports/master/AFG/projections.csv
https://raw.githubusercontent.com/mrc-ide/global-lmic-reports/master/AFG/projections.csv
https://raw.githubusercontent.com/mrc-ide/global-lmic-reports/master/AFG/projections.csv
https://raw.githubusercontent.com/mrc-ide/global-lmic-reports/master/AFG/projections.csv
https://raw.githubusercontent.com/mrc-ide/global-lmic-reports/master/AFG/projections.csv
https://raw.githubusercontent.com/mrc-ide/global-lmic-reports/master/AFG/projections.csv
https://raw.githubusercontent.com/mrc-ide/global-lmic-reports/master/AFG/projections.csv
https://raw.githubusercontent.com/mrc-ide/global-lmic-reports/master/AFG/projections.csv
https://raw.githubusercontent.com/mrc-ide/global-lmic-reports/master/AFG/projections.csv
https://raw.githubusercontent.com/mrc-ide/global-lmic-reports/master/AFG/projections.csv
https://raw.githubusercontent.com/mrc-ide/global-lmic-reports/master/AFG/projections.csv
https://raw.githubusercontent.com/mrc-ide/global-lmic-reports/master/AFG/projections.csv
https://raw.githubusercontent.com/mrc-ide/global-lmic-reports/master/AFG/projections.csv
https://raw.githubusercontent.com/mrc-ide/global-lmic-reports/master/AFG/projections.csv
https://raw.githubusercontent.com/mrc-ide/global-lmic-reports/master/AFG/projections.csv
https://raw.githubusercontent.com/mrc-ide/global-lmic-reports/master/AFG/projections.csv
https://raw.githubusercontent.com/mrc-ide/global-lmic-reports/master/AFG/projections.csv
https://raw.githubusercontent.com/mrc-ide/global-lmic-reports/master/AFG/projections.csv
https://raw.githubusercontent.com/mrc-ide/global-lmic-reports/master/AFG/projections.csv
https://raw.githubusercontent.com/mrc-ide/global-lmic-reports/master/AFG/projections.csv
https://raw.githubusercontent.com/mrc-ide/global-lmic-reports/master/AFG/projections.csv
https://raw.githubusercontent.com/mrc-ide/global-lmic-reports/master/AFG/projections.csv
https://raw.githubusercontent.com/mrc-ide/global-lmic-reports/master/AFG/projections.csv
https://raw.githubusercontent.com/mrc-ide/global-lmic-reports/master/AFG/projections.csv
https://raw.githubusercontent.com/mrc-ide/global-lmic-reports/master/AFG/projections.csv
https://raw.githubusercontent.com/mrc-ide/global-lmic-reports/master/AFG/projections.csv
https://raw.githubusercontent.com/mrc-ide/global-lmic-reports/master/AFG/projections.csv
https://raw.githubusercontent.com/mrc-ide/global-lmic-reports/master/AFG/projections.csv
https://raw.githubusercontent.com/mrc-ide/global-lmic-reports/master/AFG/projections.csv
https://raw.githubusercontent.com/mrc-ide/global-lmic-reports/master/AFG/projections.csv
https://raw.githubusercontent.com/mrc-ide/global-lmic-reports/master/AFG/projections.csv
https://raw.githubusercontent.com/mrc-ide/global-lmic-reports/master/AFG/projections.csv
https://raw.githubusercontent.com/mrc-ide/global-lmic-reports/master/AFG/projections.csv
https://raw.githubusercontent.com/mrc-ide/global-lmic-reports/master/AFG/projections.csv
https://raw.githubusercontent.com/mrc-ide/global-lmic-reports/master/AFG/projections.csv
https://raw.githubusercontent.com/mrc-ide/global-lmic-reports/master/AFG/projections.csv
https://raw.githubusercontent.com/mrc-ide/global-lmic-reports/master/AFG/projections.csv
https://raw.githubusercontent.com/mrc-ide/global-lmic-reports/master/AFG/projections.csv
https://raw.githubusercontent.com/mrc-ide/global-lmic-reports/master/AFG/projections.csv
https://raw.githubusercontent.com/mrc-ide/global-lmic-reports/master/AFG/projections.csv
https://raw.githubusercontent.com/mrc-ide/global-lmic-reports/master/AFG/projections.csv
https://raw.githubusercontent.com/mrc-ide/global-lmic-reports/master/AFG/projections.csv
https://raw.githubusercontent.com/mrc-ide/global-lmic-reports/master/AFG/projections.csv
https://raw.githubusercontent.com/mrc-ide/global-lmic-reports/master/AFG/projections.csv
https://raw.githubusercontent.com/mrc-ide/global-lmic-reports/master/AFG/projections.csv
https://raw.githubusercontent.com/mrc-ide/global-lmic-reports/master/AFG/projections.csv
https://raw.githubusercontent.com/mrc-ide/global-lmic-reports/master/AFG/projections.csv
https://raw.githubusercontent.com/mrc-ide/global-lmic-reports/master/AFG/projections.csv
https://raw.githubusercontent.com/mrc-ide/global-lmic-reports/master/AFG/projections.csv
https://raw.githubusercontent.com/mrc-ide/global-lmic-reports/master/AFG/projections.csv
https://raw.githubusercontent.com/mrc-ide/global-lmic-reports/master/AFG/projections.csv
https://raw.githubusercontent.com/mrc-ide/global-lmic-reports/master/AFG/projections.csv
https://raw.githubusercontent.com/mrc-ide/global-lmic-reports/master/AFG/projections.csv
https://raw.githubusercontent.com/mrc-ide/global-lmic-reports/master/AFG/projections.csv
https://raw.githubusercontent.com/mrc-ide/global-lmic-reports/master/AFG/projections.csv
https://raw.githubusercontent.com/mrc-ide/global-lmic-reports/master/AFG/projections.csv
https://raw.githubusercontent.com/mrc-ide/global-lmic-reports/master/AFG/projections.csv
https://raw.githubusercontent.com/mrc-ide/global-lmic-reports/master/AFG/projections.csv
https://raw.githubusercontent.com/mrc-ide/global-lmic-reports/master/AFG/projections.csv
https://raw.githubusercontent.com/mrc-ide/global-lmic-reports/master/AFG/projections.csv
https://raw.githubusercontent.com/mrc-ide/global-lmic-reports/master/AFG/projections.csv
https://raw.githubusercontent.com/mrc-ide/global-lmic-reports/master/AFG/projections.csv
https://raw.githubusercontent.com/mrc-ide/global-lmic-reports/master/AFG/projections.csv
https://raw.githubusercontent.com/mrc-ide/global-lmic-reports/master/AFG/projections.csv
https://raw.githubusercontent.com/mrc-ide/global-lmic-reports/master/AFG/projections.csv
https://raw.githubusercontent.com/mrc-ide/global-lmic-reports/master/AFG/projections.csv
https://raw.githubusercontent.com/mrc-ide/global-lmic-reports/master/AFG/projections.csv
https://raw.githubusercontent.com/mrc-ide/global-lmic-reports/master/AFG/projections.csv
https://raw.githubusercontent.com/mrc-ide/global-lmic-reports/master/AFG/projections.csv
https://raw.githubusercontent.com/mrc-ide/global-lmic-reports/master/AFG/projections.csv
https://raw.githubusercontent.com/mrc-ide/global-lmic-reports/master/AFG/projections.csv
https://raw.githubusercontent.com/mrc-ide/global-lmic-reports/master/AFG/projections.csv
https://raw.githubusercontent.com/mrc-ide/global-lmic-reports/master/AFG/projections.csv
https://raw.githubusercontent.com/mrc-ide/global-lmic-reports/master/AFG/projections.csv
https://raw.githubusercontent.com/mrc-ide/global-lmic-reports/master/AFG/projections.csv
https://raw.githubusercontent.com/mrc-ide/global-lmic-reports/master/AFG/projections.csv
https://raw.githubusercontent.com/mrc-ide/global-lmic-reports/master/AFG/projections.csv
https://raw.githubusercontent.com/mrc-ide/global-lmic-reports/master/AFG/projections.csv
https://raw.githubusercontent.com/mrc-ide/global-lmic-reports/master/AFG/projections.csv
https://raw.githubusercontent.com/mrc-ide/global-lmic-reports/master/AFG/projections.csv
https://raw.githubusercontent.com/mrc-ide/global-lmic-reports/master/AFG/projections.csv
https://raw.githubusercontent.com/mrc-ide/global-lmic-reports/master/AFG/projections.csv
https://raw.githubusercontent.com/mrc-ide/global-lmic-reports/master/AFG/projections.csv
https://raw.githubusercontent.com/mrc-ide/global-lmic-reports/master/AFG/projections.csv
https://raw.githubusercontent.com/mrc-ide/global-lmic-reports/master/AFG/projections.csv
https://raw.githubusercontent.com/mrc-ide/global-lmic-reports/master/AFG/projections.csv
https://raw.githubusercontent.com/mrc-ide/global-lmic-reports/master/AFG/projections.csv
https://raw.githubusercontent.com/mrc-ide/global-lmic-reports/master/AFG/projections.csv
https://raw.githubusercontent.com/mrc-ide/global-lmic-reports/master/AFG/projections.csv
https://raw.githubusercontent.com/mrc-ide/global-lmic-reports/master/AFG/projections.csv
https://raw.githubusercontent.com/mrc-ide/global-lmic-reports/master/AFG/projections.csv
https://raw.githubusercontent.com/mrc-ide/global-lmic-reports/master/AFG/projections.csv
https://raw.githubusercontent.com/mrc-ide/global-lmic-reports/master/AFG/projections.csv
https://raw.githubusercontent.com/mrc-ide/global-lmic-reports/master/AFG/projections.csv
https://raw.githubusercontent.com/mrc-ide/global-lmic-reports/master/AFG/projections.csv
https://raw.githubusercontent.com/mrc-ide/global-lmic-reports/master/AFG/projections.csv
https://raw.githubusercontent.com/mrc-ide/global-lmic-reports/master/AFG/projections.csv
https://raw.githubusercontent.com/mrc-ide/global-lmic-reports/master/AFG/projections.csv
https://raw.githubusercontent.com/mrc-ide/global-lmic-reports/master/AFG/projections.csv
https://raw.githubusercontent.com/mrc-ide/global-lmic-reports/master/AFG/projections.csv
https://raw.githubusercontent.com/mrc-ide/global-lmic-reports/master/AFG/projections.csv
https://raw.githubusercontent.com/mrc-ide/global-lmic-reports/master/AFG/projections.csv
https://raw.githubusercontent.com/mrc-ide/global-lmic-reports/master/AFG/projections.csv
https://raw.githubusercontent.com/mrc-ide/global-lmic-reports/master/AFG/projections.csv
https://raw.githubusercontent.com/mrc-ide/global-lmic-reports/master/AFG/projections.csv
https://raw.githubusercontent.com/mrc-ide/global-lmic-reports/master/AFG/projections.csv
https://raw.githubusercontent.com/mrc-ide/global-lmic-reports/master/AFG/projections.csv
https://raw.githubusercontent.com/mrc-ide/global-lmic-reports/master/AFG/projections.csv
https://raw.githubusercontent.com/mrc-ide/global-lmic-reports/master/AFG/projections.csv
https://raw.githubusercontent.com/mrc-ide/global-lmic-reports/master/AFG/projections.csv
https://raw.githubusercontent.com/mrc-ide/global-lmic-reports/master/AFG/projections.csv
https://raw.githubusercontent.com/mrc-ide/global-lmic-reports/master/AFG/projections.csv
https://raw.githubusercontent.com/mrc-ide/global-lmic-reports/master/AFG/projections.csv
https://raw.githubusercontent.com/mrc-ide/global-lmic-reports/master/AFG/projections.csv
https://raw.githubusercontent.com/mrc-ide/global-lmic-reports/master/AFG/projections.csv
https://raw.githubusercontent.com/mrc-ide/global-lmic-reports/master/AFG/projections.csv
https://raw.githubusercontent.com/mrc-ide/global-lmic-reports/master/AFG/projections.csv
https://raw.githubusercontent.com/mrc-ide/global-lmic-reports/master/AFG/projections.csv
https://raw.githubusercontent.com/mrc-ide/global-lmic-reports/master/AFG/projections.csv
https://raw.githubusercontent.com/mrc-ide/global-lmic-reports/master/AFG/projections.csv
https://raw.githubusercontent.com/mrc-ide/global-lmic-reports/master/AFG/projections.csv
https://raw.githubusercontent.com/mrc-ide/global-lmic-reports/master/AFG/projections.csv
https://raw.githubusercontent.com/mrc-ide/global-lmic-reports/master/AFG/projections.csv
https://raw.githubusercontent.com/mrc-ide/global-lmic-reports/master/AFG/projections.csv
https://raw.githubusercontent.com/mrc-ide/global-lmic-reports/master/AFG/projections.csv
https://raw.githubusercontent.com/mrc-ide/global-lmic-reports/master/AFG/projections.csv
https://raw.githubusercontent.com/mrc-ide/global-lmic-reports/master/AFG/projections.csv
https://raw.githubusercontent.com/mrc-ide/global-lmic-reports/master/AFG/projections.csv
https://raw.githubusercontent.com/mrc-ide/global-lmic-reports/master/AFG/projections.csv
https://raw.githubusercontent.com/mrc-ide/global-lmic-reports/master/AFG/projections.csv
https://raw.githubusercontent.com/mrc-ide/global-lmic-reports/master/AFG/projections.csv
https://raw.githubusercontent.com/mrc-ide/global-lmic-reports/master/AFG/projections.csv
https://raw.githubusercontent.com/mrc-ide/global-lmic-reports/master/AFG/projections.csv
https://raw.githubusercontent.com/mrc-ide/global-lmic-reports/master/AFG/projections.csv
https://raw.githubusercontent.com/mrc-ide/global-lmic-reports/master/AFG/projections.csv
https://raw.githubusercontent.com/mrc-ide/global-lmic-reports/master/AFG/projections.csv
https://raw.githubusercontent.com/mrc-ide/global-lmic-reports/master/AFG/projections.csv
https://raw.githubusercontent.com/mrc-ide/global-lmic-reports/master/AFG/projections.csv
https://raw.githubusercontent.com/mrc-ide/global-lmic-reports/master/AFG/projections.csv
https://raw.githubusercontent.com/mrc-ide/global-lmic-reports/master/AFG/projections.csv
https://raw.githubusercontent.com/mrc-ide/global-lmic-reports/master/AFG/projections.csv
https://raw.githubusercontent.com/mrc-ide/global-lmic-reports/master/AFG/projections.csv
https://raw.githubusercontent.com/mrc-ide/global-lmic-reports/master/AFG/projections.csv
https://raw.githubusercontent.com/mrc-ide/global-lmic-reports/master/AFG/projections.csv
https://raw.githubusercontent.com/mrc-ide/global-lmic-reports/master/AFG/projections.csv
https://raw.githubusercontent.com/mrc-ide/global-lmic-reports/master/AFG/projections.csv
https://raw.githubusercontent.com/mrc-ide/global-lmic-reports/master/AFG/projections.csv
https://raw.githubusercontent.com/mrc-ide/global-lmic-reports/master/AFG/projections.csv
https://raw.githubusercontent.com/mrc-ide/global-lmic-reports/master/AFG/projections.csv
https://raw.githubusercontent.com/mrc-ide/global-lmic-reports/master/AFG/projections.csv
https://raw.githubusercontent.com/mrc-ide/global-lmic-reports/master/AFG/projections.csv
https://raw.githubusercontent.com/mrc-ide/global-lmic-reports/master/AFG/projections.csv
https://raw.githubusercontent.com/mrc-ide/global-lmic-reports/master/AFG/projections.csv
https://raw.githubusercontent.com/mrc-ide/global-lmic-reports/master/AFG/projections.csv
https://raw.githubusercontent.com/mrc-ide/global-lmic-reports/master/AFG/projections.csv
https://raw.githubusercontent.com/mrc-ide/global-lmic-reports/master/AFG/projections.csv
https://raw.githubusercontent.com/mrc-ide/global-lmic-reports/master/AFG/projections.csv
https://raw.githubusercontent.com/mrc-ide/global-lmic-reports/master/AFG/projections.csv
https://raw.githubusercontent.com/mrc-ide/global-lmic-reports/master/AFG/projections.csv
https://raw.githubusercontent.com/mrc-ide/global-lmic-reports/master/AFG/projections.csv
https://raw.githubusercontent.com/mrc-ide/global-lmic-reports/master/AFG/projections.csv
https://raw.githubusercontent.com/mrc-ide/global-lmic-reports/master/AFG/projections.csv
https://raw.githubusercontent.com/mrc-ide/global-lmic-reports/master/AFG/projections.csv
https://raw.githubusercontent.com/mrc-ide/global-lmic-reports/master/AFG/projections.csv
https://raw.githubusercontent.com/mrc-ide/global-lmic-reports/master/AFG/projections.csv
https://raw.githubusercontent.com/mrc-ide/global-lmic-reports/master/AFG/projections.csv
https://raw.githubusercontent.com/mrc-ide/global-lmic-reports/master/AFG/projections.csv
https://raw.githubusercontent.com/mrc-ide/global-lmic-reports/master/AFG/projections.csv
https://raw.githubusercontent.com/mrc-ide/global-lmic-reports/master/AFG/projections.csv
https://raw.githubusercontent.com/mrc-ide/global-lmic-reports/master/AFG/projections.csv
https://raw.githubusercontent.com/mrc-ide/global-lmic-reports/master/AFG/projections.csv
https://raw.githubusercontent.com/mrc-ide/global-lmic-reports/master/AFG/projections.csv
https://raw.githubusercontent.com/mrc-ide/global-lmic-reports/master/AFG/projections.csv
https://raw.githubusercontent.com/mrc-ide/global-lmic-reports/master/AFG/projections.csv
https://raw.githubusercontent.com/mrc-ide/global-lmic-reports/master/AFG/projections.csv
https://raw.githubusercontent.com/mrc-ide/global-lmic-reports/master/AFG/projections.csv
https://raw.githubusercontent.com/mrc-ide/global-lmic-reports/master/AFG/projections.csv
https://raw.githubusercontent.com/mrc-ide/global-lmic-reports/master/AFG/projections.csv
https://raw.githubusercontent.com/mrc-ide/global-lmic-reports/master/AFG/projections.csv
https://raw.githubusercontent.com/mrc-ide/global-lmic-reports/master/AFG/projections.csv
https://raw.githubusercontent.com/mrc-ide/global-lmic-reports/master/AFG/projections.csv
https://raw.githubusercontent.com/mrc-ide/global-lmic-reports/master/AFG/projections.csv
https://raw.githubusercontent.com/mrc-ide/global-lmic-reports/master/AFG/projections.csv
https://raw.githubusercontent.com/mrc-ide/global-lmic-reports/master/AFG/projections.csv
https://raw.githubusercontent.com/mrc-ide/global-lmic-reports/master/AFG/projections.csv
https://raw.githubusercontent.com/mrc-ide/global-lmic-reports/master/AFG/projections.csv
https://raw.githubusercontent.com/mrc-ide/global-lmic-reports/master/AFG/projections.csv
https://raw.githubusercontent.com/mrc-ide/global-lmic-reports/master/AFG/projections.csv
https://raw.githubusercontent.com/mrc-ide/global-lmic-reports/master/AFG/projections.csv
https://raw.githubusercontent.com/mrc-ide/global-lmic-reports/master/AFG/projections.csv
https://raw.githubusercontent.com/mrc-ide/global-lmic-reports/master/AFG/projections.csv
https://raw.githubusercontent.com/mrc-ide/global-lmic-reports/master/AFG/projections.csv
https://raw.githubusercontent.com/mrc-ide/global-lmic-reports/master/AFG/projections.csv
https://raw.githubusercontent.com/mrc-ide/global-lmic-reports/master/AFG/projections.csv
https://raw.githubusercontent.com/mrc-ide/global-lmic-reports/master/AFG/projections.csv
https://raw.githubusercontent.com/mrc-ide/global-lmic-reports/master/AFG/projections.csv
https://raw.githubusercontent.com/mrc-ide/global-lmic-reports/master/AFG/projections.csv
https://raw.githubusercontent.com/mrc-ide/global-lmic-reports/master/AFG/projections.csv
https://raw.githubusercontent.com/mrc-ide/global-lmic-reports/master/AFG/projections.csv
https://raw.githubusercontent.com/mrc-ide/global-lmic-reports/master/AFG/projections.csv
https://raw.githubusercontent.com/mrc-ide/global-lmic-reports/master/AFG/projections.csv
https://raw.githubusercontent.com/mrc-ide/global-lmic-reports/master/AFG/projections.csv
https://raw.githubusercontent.com/mrc-ide/global-lmic-reports/master/AFG/projections.csv
https://raw.githubusercontent.com/mrc-ide/global-lmic-reports/master/AFG/projections.csv
https://raw.githubusercontent.com/mrc-ide/global-lmic-reports/master/AFG/projections.csv
https://raw.githubusercontent.com/mrc-ide/global-lmic-reports/master/AFG/projections.csv
https://raw.githubusercontent.com/mrc-ide/global-lmic-reports/master/AFG/projections.csv
https://raw.githubusercontent.com/mrc-ide/global-lmic-reports/master/AFG/projections.csv
https://raw.githubusercontent.com/mrc-ide/global-lmic-reports/master/AFG/projections.csv
https://raw.githubusercontent.com/mrc-ide/global-lmic-reports/master/AFG/projections.csv
https://raw.githubusercontent.com/mrc-ide/global-lmic-reports/master/AFG/projections.csv
https://raw.githubusercontent.com/mrc-ide/global-lmic-reports/master/AFG/projections.csv
https://raw.githubusercontent.com/mrc-ide/global-lmic-reports/master/AFG/projections.csv
https://raw.githubusercontent.com/mrc-ide/global-lmic-reports/master/AFG/projections.csv
https://raw.githubusercontent.com/mrc-ide/global-lmic-reports/master/AFG/projections.csv
https://raw.githubusercontent.com/mrc-ide/global-lmic-reports/master/AFG/projections.csv
https://raw.githubusercontent.com/mrc-ide/global-lmic-reports/master/AFG/projections.csv
https://raw.githubusercontent.com/mrc-ide/global-lmic-reports/master/AFG/projections.csv
https://raw.githubusercontent.com/mrc-ide/global-lmic-reports/master/AFG/projections.csv
https://raw.githubusercontent.com/mrc-ide/global-lmic-reports/master/AFG/projections.csv
https://raw.githubusercontent.com/mrc-ide/global-lmic-reports/master/AFG/projections.csv
https://raw.githubusercontent.com/mrc-ide/global-lmic-reports/master/AFG/projections.csv
https://raw.githubusercontent.com/mrc-ide/global-lmic-reports/master/AFG/projections.csv
https://raw.githubusercontent.com/mrc-ide/global-lmic-reports/master/AFG/projections.csv
https://raw.githubusercontent.com/mrc-ide/global-lmic-reports/master/AFG/projections.csv
https://raw.githubusercontent.com/mrc-ide/global-lmic-reports/master/AFG/projections.csv
https://raw.githubusercontent.com/mrc-ide/global-lmic-reports/master/AFG/projections.csv
https://raw.githubusercontent.com/mrc-ide/global-lmic-reports/master/AFG/projections.csv
https://raw.githubusercontent.com/mrc-ide/global-lmic-reports/master/AFG/projections.csv
https://raw.githubusercontent.com/mrc-ide/global-lmic-reports/master/AFG/projections.csv
https://raw.githubusercontent.com/mrc-ide/global-lmic-reports/master/AFG/projections.csv
https://raw.githubusercontent.com/mrc-ide/global-lmic-reports/master/AFG/projections.csv
https://raw.githubusercontent.com/mrc-ide/global-lmic-reports/master/AFG/projections.csv
https://raw.githubusercontent.com/mrc-ide/global-lmic-reports/master/AFG/projections.csv
https://raw.githubusercontent.com/mrc-ide/global-lmic-reports/master/AFG/projections.csv
https://raw.githubusercontent.com/mrc-ide/global-lmic-reports/master/AFG/projections.csv
https://raw.githubusercontent.com/mrc-ide/global-lmic-reports/master/AFG/projections.csv
https://raw.githubusercontent.com/mrc-ide/global-lmic-reports/master/AFG/projections.csv
https://raw.githubusercontent.com/mrc-ide/global-lmic-reports/master/AFG/projections.csv
https://raw.githubusercontent.com/mrc-ide/global-lmic-reports/master/AFG/projections.csv
https://raw.githubusercontent.com/mrc-ide/global-lmic-reports/master/AFG/projections.csv
https://raw.githubusercontent.com/mrc-ide/global-lmic-reports/master/AFG/projections.csv
https://raw.githubusercontent.com/mrc-ide/global-lmic-reports/master/AFG/projections.csv
https://raw.githubusercontent.com/mrc-ide/global-lmic-reports/master/AFG/projections.csv
https://raw.githubusercontent.com/mrc-ide/global-lmic-reports/master/AFG/projections.csv
https://raw.githubusercontent.com/mrc-ide/global-lmic-reports/master/AFG/projections.csv
https://raw.githubusercontent.com/mrc-ide/global-lmic-reports/master/AFG/projections.csv
https://raw.githubusercontent.com/mrc-ide/global-lmic-reports/master/AFG/projections.csv
https://raw.githubusercontent.com/mrc-ide/global-lmic-reports/master/AFG/projections.csv
https://raw.githubusercontent.com/mrc-ide/global-lmic-reports/master/AFG/projections.csv
https://raw.githubusercontent.com/mrc-ide/global-lmic-reports/master/AFG/projections.csv
https://raw.githubusercontent.com/mrc-ide/global-lmic-reports/master/AFG/projections.csv
https://raw.githubusercontent.com/mrc-ide/global-lmic-reports/master/AFG/projections.csv
https://raw.githubusercontent.com/mrc-ide/global-lmic-reports/master/AFG/projections.csv
https://raw.githubusercontent.com/mrc-ide/global-lmic-reports/master/AFG/projections.csv
https://raw.githubusercontent.com/mrc-ide/global-lmic-reports/master/AFG/projections.csv
https://raw.githubusercontent.com/mrc-ide/global-lmic-reports/master/AFG/projections.csv
https://raw.githubusercontent.com/mrc-ide/global-lmic-reports/master/AFG/projections.csv
https://raw.githubusercontent.com/mrc-ide/global-lmic-reports/master/AFG/projections.csv
https://raw.githubusercontent.com/mrc-ide/global-lmic-reports/master/AFG/projections.csv
https://raw.githubusercontent.com/mrc-ide/global-lmic-reports/master/AFG/projections.csv
https://raw.githubusercontent.com/mrc-ide/global-lmic-reports/master/AFG/projections.csv
https://raw.githubusercontent.com/mrc-ide/global-lmic-reports/master/AFG/projections.csv
https://raw.githubusercontent.com/mrc-ide/global-lmic-reports/master/AFG/projections.csv
https://raw.githubusercontent.com/mrc-ide/global-lmic-reports/master/AFG/projections.csv
https://raw.githubusercontent.com/mrc-ide/global-lmic-reports/master/AFG/projections.csv
https://raw.githubusercontent.com/mrc-ide/global-lmic-reports/master/AFG/projections.csv
https://raw.githubusercontent.com/mrc-ide/global-lmic-reports/master/AFG/projections.csv
https://raw.githubusercontent.com/mrc-ide/global-lmic-reports/master/AFG/projections.csv
https://raw.githubusercontent.com/mrc-ide/global-lmic-reports/master/AFG/projections.csv
https://raw.githubusercontent.com/mrc-ide/global-lmic-reports/master/AFG/projections.csv
https://raw.githubusercontent.com/mrc-ide/global-lmic-reports/master/AFG/projections.csv
https://raw.githubusercontent.com/mrc-ide/global-lmic-reports/master/AFG/projections.csv
https://raw.githubusercontent.com/mrc-ide/global-lmic-reports/master/AFG/projections.csv
https://raw.githubusercontent.com/mrc-ide/global-lmic-reports/master/AFG/projections.csv
https://raw.githubusercontent.com/mrc-ide/global-lmic-reports/master/AFG/projections.csv
https://raw.githubusercontent.com/mrc-ide/global-lmic-reports/master/AFG/projections.csv
https://raw.githubusercontent.com/mrc-ide/global-lmic-reports/master/AFG/projections.csv
https://raw.githubusercontent.com/mrc-ide/global-lmic-reports/master/AFG/projections.csv
https://raw.githubusercontent.com/mrc-ide/global-lmic-reports/master/AFG/projections.csv
https://raw.githubusercontent.com/mrc-ide/global-lmic-reports/master/AFG/projections.csv
https://raw.githubusercontent.com/mrc-ide/global-lmic-reports/master/AFG/projections.csv
https://raw.githubusercontent.com/mrc-ide/global-lmic-reports/master/AFG/projections.csv
https://raw.githubusercontent.com/mrc-ide/global-lmic-reports/master/AFG/projections.csv
https://raw.githubusercontent.com/mrc-ide/global-lmic-reports/master/AFG/projections.csv
https://raw.githubusercontent.com/mrc-ide/global-lmic-reports/master/AFG/projections.csv
https://raw.githubusercontent.com/mrc-ide/global-lmic-reports/master/AFG/projections.csv
https://raw.githubusercontent.com/mrc-ide/global-lmic-reports/master/AFG/projections.csv
https://raw.githubusercontent.com/mrc-ide/global-lmic-reports/master/AFG/projections.csv
https://raw.githubusercontent.com/mrc-ide/global-lmic-reports/master/AFG/projections.csv
https://raw.githubusercontent.com/mrc-ide/global-lmic-reports/master/AFG/projections.csv
https://raw.githubusercontent.com/mrc-ide/global-lmic-reports/master/AFG/projections.csv
https://raw.githubusercontent.com/mrc-ide/global-lmic-reports/master/AFG/projections.csv
https://raw.githubusercontent.com/mrc-ide/global-lmic-reports/master/AFG/projections.csv
https://raw.githubusercontent.com/mrc-ide/global-lmic-reports/master/AFG/projections.csv
https://raw.githubusercontent.com/mrc-ide/global-lmic-reports/master/AFG/projections.csv
https://raw.githubusercontent.com/mrc-ide/global-lmic-reports/master/AFG/projections.csv
https://raw.githubusercontent.com/mrc-ide/global-lmic-reports/master/AFG/projections.csv
https://raw.githubusercontent.com/mrc-ide/global-lmic-reports/master/AFG/projections.csv
https://raw.githubusercontent.com/mrc-ide/global-lmic-reports/master/AFG/projections.csv
https://raw.githubusercontent.com/mrc-ide/global-lmic-reports/master/AFG/projections.csv
https://raw.githubusercontent.com/mrc-ide/global-lmic-reports/master/AFG/projections.csv
https://raw.githubusercontent.com/mrc-ide/global-lmic-reports/master/AFG/projections.csv
https://raw.githubusercontent.com/mrc-ide/global-lmic-reports/master/AFG/projections.csv
https://raw.githubusercontent.com/mrc-ide/global-lmic-reports/master/AFG/projections.csv
https://raw.githubusercontent.com/mrc-ide/global-lmic-reports/master/AFG/projections.csv
https://raw.githubusercontent.com/mrc-ide/global-lmic-reports/master/AFG/projections.csv
https://raw.githubusercontent.com/mrc-ide/global-lmic-reports/master/AFG/projections.csv
https://raw.githubusercontent.com/mrc-ide/global-lmic-reports/master/AFG/projections.csv
https://raw.githubusercontent.com/mrc-ide/global-lmic-reports/master/AFG/projections.csv
https://raw.githubusercontent.com/mrc-ide/global-lmic-reports/master/AFG/projections.csv
https://raw.githubusercontent.com/mrc-ide/global-lmic-reports/master/AFG/projections.csv
https://raw.githubusercontent.com/mrc-ide/global-lmic-reports/master/AFG/projections.csv
https://raw.githubusercontent.com/mrc-ide/global-lmic-reports/master/AFG/projections.csv
https://raw.githubusercontent.com/mrc-ide/global-lmic-reports/master/AFG/projections.csv
https://raw.githubusercontent.com/mrc-ide/global-lmic-reports/master/AFG/projections.csv
https://raw.githubusercontent.com/mrc-ide/global-lmic-reports/master/AFG/projections.csv
https://raw.githubusercontent.com/mrc-ide/global-lmic-reports/master/AFG/projections.csv
https://raw.githubusercontent.com/mrc-ide/global-lmic-reports/master/AFG/projections.csv
https://raw.githubusercontent.com/mrc-ide/global-lmic-reports/master/AFG/projections.csv
https://raw.githubusercontent.com/mrc-ide/global-lmic-reports/master/AFG/projections.csv
https://raw.githubusercontent.com/mrc-ide/global-lmic-reports/master/AFG/projections.csv
https://raw.githubusercontent.com/mrc-ide/global-lmic-reports/master/AFG/projections.csv
https://raw.githubusercontent.com/mrc-ide/global-lmic-reports/master/AFG/projections.csv
https://raw.githubusercontent.com/mrc-ide/global-lmic-reports/master/AFG/projections.csv
https://raw.githubusercontent.com/mrc-ide/global-lmic-reports/master/AFG/projections.csv
https://raw.githubusercontent.com/mrc-ide/global-lmic-reports/master/AFG/projections.csv
https://raw.githubusercontent.com/mrc-ide/global-lmic-reports/master/AFG/projections.csv
https://raw.githubusercontent.com/mrc-ide/global-lmic-reports/master/AFG/projections.csv
https://raw.githubusercontent.com/mrc-ide/global-lmic-reports/master/AFG/projections.csv
https://raw.githubusercontent.com/mrc-ide/global-lmic-reports/master/AFG/projections.csv
https://raw.githubusercontent.com/mrc-ide/global-lmic-reports/master/AFG/projections.csv
https://raw.githubusercontent.com/mrc-ide/global-lmic-reports/master/AFG/projections.csv
https://raw.githubusercontent.com/mrc-ide/global-lmic-reports/master/AFG/projections.csv
https://raw.githubusercontent.com/mrc-ide/global-lmic-reports/master/AFG/projections.csv
https://raw.githubusercontent.com/mrc-ide/global-lmic-reports/master/AFG/projections.csv
https://raw.githubusercontent.com/mrc-ide/global-lmic-reports/master/AFG/projections.csv
https://raw.githubusercontent.com/mrc-ide/global-lmic-reports/master/AFG/projections.csv
https://raw.githubusercontent.com/mrc-ide/global-lmic-reports/master/AFG/projections.csv
https://raw.githubusercontent.com/mrc-ide/global-lmic-reports/master/AFG/projections.csv
https://raw.githubusercontent.com/mrc-ide/global-lmic-reports/master/AFG/projections.csv
https://raw.githubusercontent.com/mrc-ide/global-lmic-reports/master/AFG/projections.csv
https://raw.githubusercontent.com/mrc-ide/global-lmic-reports/master/AFG/projections.csv
https://raw.githubusercontent.com/mrc-ide/global-lmic-reports/master/AFG/projections.csv
https://raw.githubusercontent.com/mrc-ide/global-lmic-reports/master/AFG/projections.csv
https://raw.githubusercontent.com/mrc-ide/global-lmic-reports/master/AFG/projections.csv
https://raw.githubusercontent.com/mrc-ide/global-lmic-reports/master/AFG/projections.csv
https://raw.githubusercontent.com/mrc-ide/global-lmic-reports/master/AFG/projections.csv
https://raw.githubusercontent.com/mrc-ide/global-lmic-reports/master/AFG/projections.csv
https://raw.githubusercontent.com/mrc-ide/global-lmic-reports/master/AFG/projections.csv
https://raw.githubusercontent.com/mrc-ide/global-lmic-reports/master/AFG/projections.csv
https://raw.githubusercontent.com/mrc-ide/global-lmic-reports/master/AFG/projections.csv
https://raw.githubusercontent.com/mrc-ide/global-lmic-reports/master/AFG/projections.csv
https://raw.githubusercontent.com/mrc-ide/global-lmic-reports/master/AFG/projections.csv
https://raw.githubusercontent.com/mrc-ide/global-lmic-reports/master/AFG/projections.csv
https://raw.githubusercontent.com/mrc-ide/global-lmic-reports/master/AFG/projections.csv
https://raw.githubusercontent.com/mrc-ide/global-lmic-reports/master/AFG/projections.csv
https://raw.githubusercontent.com/mrc-ide/global-lmic-reports/master/AFG/projections.csv
https://raw.githubusercontent.com/mrc-ide/global-lmic-reports/master/AFG/projections.csv
https://raw.githubusercontent.com/mrc-ide/global-lmic-reports/master/AFG/projections.csv
https://raw.githubusercontent.com/mrc-ide/global-lmic-reports/master/AFG/projections.csv
https://raw.githubusercontent.com/mrc-ide/global-lmic-reports/master/AFG/projections.csv
https://raw.githubusercontent.com/mrc-ide/global-lmic-reports/master/AFG/projections.csv
https://raw.githubusercontent.com/mrc-ide/global-lmic-reports/master/AFG/projections.csv
https://raw.githubusercontent.com/mrc-ide/global-lmic-reports/master/AFG/projections.csv
https://raw.githubusercontent.com/mrc-ide/global-lmic-reports/master/AFG/projections.csv
https://raw.githubusercontent.com/mrc-ide/global-lmic-reports/master/AFG/projections.csv
https://raw.githubusercontent.com/mrc-ide/global-lmic-reports/master/AFG/projections.csv
https://raw.githubusercontent.com/mrc-ide/global-lmic-reports/master/AFG/projections.csv
https://raw.githubusercontent.com/mrc-ide/global-lmic-reports/master/AFG/projections.csv
https://raw.githubusercontent.com/mrc-ide/global-lmic-reports/master/AFG/projections.csv
https://raw.githubusercontent.com/mrc-ide/global-lmic-reports/master/AFG/projections.csv
https://raw.githubusercontent.com/mrc-ide/global-lmic-reports/master/AFG/projections.csv
https://raw.githubusercontent.com/mrc-ide/global-lmic-reports/master/AFG/projections.csv
https://raw.githubusercontent.com/mrc-ide/global-lmic-reports/master/AFG/projections.csv
https://raw.githubusercontent.com/mrc-ide/global-lmic-reports/master/AFG/projections.csv
https://raw.githubusercontent.com/mrc-ide/global-lmic-reports/master/AFG/projections.csv
https://raw.githubusercontent.com/mrc-ide/global-lmic-reports/master/AFG/projections.csv
https://raw.githubusercontent.com/mrc-ide/global-lmic-reports/master/AFG/projections.csv
https://raw.githubusercontent.com/mrc-ide/global-lmic-reports/master/AFG/projections.csv
https://raw.githubusercontent.com/mrc-ide/global-lmic-reports/master/AFG/projections.csv
https://raw.githubusercontent.com/mrc-ide/global-lmic-reports/master/AFG/projections.csv
https://raw.githubusercontent.com/mrc-ide/global-lmic-reports/master/AFG/projections.csv
https://raw.githubusercontent.com/mrc-ide/global-lmic-reports/master/AFG/projections.csv
https://raw.githubusercontent.com/mrc-ide/global-lmic-reports/master/AFG/projections.csv
https://raw.githubusercontent.com/mrc-ide/global-lmic-reports/master/AFG/projections.csv
https://raw.githubusercontent.com/mrc-ide/global-lmic-reports/master/AFG/projections.csv
https://raw.githubusercontent.com/mrc-ide/global-lmic-reports/master/AFG/projections.csv
https://raw.githubusercontent.com/mrc-ide/global-lmic-reports/master/AFG/projections.csv
https://raw.githubusercontent.com/mrc-ide/global-lmic-reports/master/AFG/projections.csv
https://raw.githubusercontent.com/mrc-ide/global-lmic-reports/master/AFG/projections.csv
https://raw.githubusercontent.com/mrc-ide/global-lmic-reports/master/AFG/projections.csv
https://raw.githubusercontent.com/mrc-ide/global-lmic-reports/master/AFG/projections.csv
https://raw.githubusercontent.com/mrc-ide/global-lmic-reports/master/AFG/projections.csv
https://raw.githubusercontent.com/mrc-ide/global-lmic-reports/master/AFG/projections.csv
https://raw.githubusercontent.com/mrc-ide/global-lmic-reports/master/AFG/projections.csv
https://raw.githubusercontent.com/mrc-ide/global-lmic-reports/master/AFG/projections.csv
https://raw.githubusercontent.com/mrc-ide/global-lmic-reports/master/AFG/projections.csv
https://raw.githubusercontent.com/mrc-ide/global-lmic-reports/master/AFG/projections.csv
https://raw.githubusercontent.com/mrc-ide/global-lmic-reports/master/AFG/projections.csv
https://raw.githubusercontent.com/mrc-ide/global-lmic-reports/master/AFG/projections.csv
https://raw.githubusercontent.com/mrc-ide/global-lmic-reports/master/AFG/projections.csv
https://raw.githubusercontent.com/mrc-ide/global-lmic-reports/master/AFG/projections.csv
https://raw.githubusercontent.com/mrc-ide/global-lmic-reports/master/AFG/projections.csv
https://raw.githubusercontent.com/mrc-ide/global-lmic-reports/master/AFG/projections.csv
https://raw.githubusercontent.com/mrc-ide/global-lmic-reports/master/AFG/projections.csv
https://raw.githubusercontent.com/mrc-ide/global-lmic-reports/master/AFG/projections.csv
https://raw.githubusercontent.com/mrc-ide/global-lmic-reports/master/AFG/projections.csv
https://raw.githubusercontent.com/mrc-ide/global-lmic-reports/master/AFG/projections.csv
https://raw.githubusercontent.com/mrc-ide/global-lmic-reports/master/AFG/projections.csv
https://raw.githubusercontent.com/mrc-ide/global-lmic-reports/master/AFG/projections.csv
https://raw.githubusercontent.com/mrc-ide/global-lmic-reports/master/AFG/projections.csv
https://raw.githubusercontent.com/mrc-ide/global-lmic-reports/master/AFG/projections.csv
https://raw.githubusercontent.com/mrc-ide/global-lmic-reports/master/AFG/projections.csv
https://raw.githubusercontent.com/mrc-ide/global-lmic-reports/master/AFG/projections.csv
https://raw.githubusercontent.com/mrc-ide/global-lmic-reports/master/AFG/projections.csv
https://raw.githubusercontent.com/mrc-ide/global-lmic-reports/master/AFG/projections.csv
https://raw.githubusercontent.com/mrc-ide/global-lmic-reports/master/AFG/projections.csv
https://raw.githubusercontent.com/mrc-ide/global-lmic-reports/master/AFG/projections.csv
https://raw.githubusercontent.com/mrc-ide/global-lmic-reports/master/AFG/projections.csv
https://raw.githubusercontent.com/mrc-ide/global-lmic-reports/master/AFG/projections.csv
https://raw.githubusercontent.com/mrc-ide/global-lmic-reports/master/AFG/projections.csv
https://raw.githubusercontent.com/mrc-ide/global-lmic-reports/master/AFG/projections.csv
https://raw.githubusercontent.com/mrc-ide/global-lmic-reports/master/AFG/projections.csv
https://raw.githubusercontent.com/mrc-ide/global-lmic-reports/master/AFG/projections.csv
https://raw.githubusercontent.com/mrc-ide/global-lmic-reports/master/AFG/projections.csv
https://raw.githubusercontent.com/mrc-ide/global-lmic-reports/master/AFG/projections.csv
https://raw.githubusercontent.com/mrc-ide/global-lmic-reports/master/AFG/projections.csv
https://raw.githubusercontent.com/mrc-ide/global-lmic-reports/master/AFG/projections.csv
https://raw.githubusercontent.com/mrc-ide/global-lmic-reports/master/AFG/projections.csv
https://raw.githubusercontent.com/mrc-ide/global-lmic-reports/master/AFG/projections.csv
https://raw.githubusercontent.com/mrc-ide/global-lmic-reports/master/AFG/projections.csv
https://raw.githubusercontent.com/mrc-ide/global-lmic-reports/master/AFG/projections.csv
https://raw.githubusercontent.com/mrc-ide/global-lmic-reports/master/AFG/projections.csv
https://raw.githubusercontent.com/mrc-ide/global-lmic-reports/master/AFG/projections.csv
https://raw.githubusercontent.com/mrc-ide/global-lmic-reports/master/AFG/projections.csv
https://raw.githubusercontent.com/mrc-ide/global-lmic-reports/master/AFG/projections.csv
https://raw.githubusercontent.com/mrc-ide/global-lmic-reports/master/AFG/projections.csv
https://raw.githubusercontent.com/mrc-ide/global-lmic-reports/master/AFG/projections.csv
https://raw.githubusercontent.com/mrc-ide/global-lmic-reports/master/AFG/projections.csv
https://raw.githubusercontent.com/mrc-ide/global-lmic-reports/master/AFG/projections.csv
https://raw.githubusercontent.com/mrc-ide/global-lmic-reports/master/AFG/projections.csv
https://raw.githubusercontent.com/mrc-ide/global-lmic-reports/master/AFG/projections.csv
https://raw.githubusercontent.com/mrc-ide/global-lmic-reports/master/AFG/projections.csv
https://raw.githubusercontent.com/mrc-ide/global-lmic-reports/master/AFG/projections.csv
https://raw.githubusercontent.com/mrc-ide/global-lmic-reports/master/AFG/projections.csv
https://raw.githubusercontent.com/mrc-ide/global-lmic-reports/master/AFG/projections.csv
https://raw.githubusercontent.com/mrc-ide/global-lmic-reports/master/AFG/projections.csv
https://raw.githubusercontent.com/mrc-ide/global-lmic-reports/master/AFG/projections.csv
https://raw.githubusercontent.com/mrc-ide/global-lmic-reports/master/AFG/projections.csv
https://raw.githubusercontent.com/mrc-ide/global-lmic-reports/master/AFG/projections.csv
https://raw.githubusercontent.com/mrc-ide/global-lmic-reports/master/AFG/projections.csv
https://raw.githubusercontent.com/mrc-ide/global-lmic-reports/master/AFG/projections.csv
https://raw.githubusercontent.com/mrc-ide/global-lmic-reports/master/AFG/projections.csv
https://raw.githubusercontent.com/mrc-ide/global-lmic-reports/master/AFG/projections.csv
https://raw.githubusercontent.com/mrc-ide/global-lmic-reports/master/AFG/projections.csv
https://raw.githubusercontent.com/mrc-ide/global-lmic-reports/master/AFG/projections.csv
https://raw.githubusercontent.com/mrc-ide/global-lmic-reports/master/AFG/projections.csv
https://raw.githubusercontent.com/mrc-ide/global-lmic-reports/master/AFG/projections.csv
https://raw.githubusercontent.com/mrc-ide/global-lmic-reports/master/AFG/projections.csv
https://raw.githubusercontent.com/mrc-ide/global-lmic-reports/master/AFG/projections.csv
https://raw.githubusercontent.com/mrc-ide/global-lmic-reports/master/AFG/projections.csv
https://raw.githubusercontent.com/mrc-ide/global-lmic-reports/master/AFG/projections.csv
https://raw.githubusercontent.com/mrc-ide/global-lmic-reports/master/AFG/projections.csv
https://raw.githubusercontent.com/mrc-ide/global-lmic-reports/master/AFG/projections.csv
https://raw.githubusercontent.com/mrc-ide/global-lmic-reports/master/AFG/projections.csv
https://raw.githubusercontent.com/mrc-ide/global-lmic-reports/master/AFG/projections.csv
https://raw.githubusercontent.com/mrc-ide/global-lmic-reports/master/AFG/projections.csv
https://raw.githubusercontent.com/mrc-ide/global-lmic-reports/master/AFG/projections.csv
https://raw.githubusercontent.com/mrc-ide/global-lmic-reports/master/AFG/projections.csv
https://raw.githubusercontent.com/mrc-ide/global-lmic-reports/master/AFG/projections.csv
https://raw.githubusercontent.com/mrc-ide/global-lmic-reports/master/AFG/projections.csv
https://raw.githubusercontent.com/mrc-ide/global-lmic-reports/master/AFG/projections.csv
https://raw.githubusercontent.com/mrc-ide/global-lmic-reports/master/AFG/projections.csv
https://raw.githubusercontent.com/mrc-ide/global-lmic-reports/master/AFG/projections.csv
https://raw.githubusercontent.com/mrc-ide/global-lmic-reports/master/AFG/projections.csv
https://raw.githubusercontent.com/mrc-ide/global-lmic-reports/master/AFG/projections.csv
https://raw.githubusercontent.com/mrc-ide/global-lmic-reports/master/AFG/projections.csv
https://raw.githubusercontent.com/mrc-ide/global-lmic-reports/master/AFG/projections.csv
https://raw.githubusercontent.com/mrc-ide/global-lmic-reports/master/AFG/projections.csv
https://raw.githubusercontent.com/mrc-ide/global-lmic-reports/master/AFG/projections.csv
https://raw.githubusercontent.com/mrc-ide/global-lmic-reports/master/AFG/projections.csv
https://raw.githubusercontent.com/mrc-ide/global-lmic-reports/master/AFG/projections.csv
https://raw.githubusercontent.com/mrc-ide/global-lmic-reports/master/AFG/projections.csv
https://raw.githubusercontent.com/mrc-ide/global-lmic-reports/master/AFG/projections.csv
https://raw.githubusercontent.com/mrc-ide/global-lmic-reports/master/AFG/projections.csv
https://raw.githubusercontent.com/mrc-ide/global-lmic-reports/master/AFG/projections.csv
https://raw.githubusercontent.com/mrc-ide/global-lmic-reports/master/AFG/projections.csv
https://raw.githubusercontent.com/mrc-ide/global-lmic-reports/master/AFG/projections.csv
https://raw.githubusercontent.com/mrc-ide/global-lmic-reports/master/AFG/projections.csv
https://raw.githubusercontent.com/mrc-ide/global-lmic-reports/master/AFG/projections.csv
https://raw.githubusercontent.com/mrc-ide/global-lmic-reports/master/AFG/projections.csv
https://raw.githubusercontent.com/mrc-ide/global-lmic-reports/master/AFG/projections.csv
https://raw.githubusercontent.com/mrc-ide/global-lmic-reports/master/AFG/projections.csv
https://raw.githubusercontent.com/mrc-ide/global-lmic-reports/master/AFG/projections.csv
https://raw.githubusercontent.com/mrc-ide/global-lmic-reports/master/AFG/projections.csv
https://raw.githubusercontent.com/mrc-ide/global-lmic-reports/master/AFG/projections.csv
https://raw.githubusercontent.com/mrc-ide/global-lmic-reports/master/AFG/projections.csv
https://raw.githubusercontent.com/mrc-ide/global-lmic-reports/master/AFG/projections.csv
https://raw.githubusercontent.com/mrc-ide/global-lmic-reports/master/AFG/projections.csv
https://raw.githubusercontent.com/mrc-ide/global-lmic-reports/master/AFG/projections.csv
https://raw.githubusercontent.com/mrc-ide/global-lmic-reports/master/AFG/projections.csv
https://raw.githubusercontent.com/mrc-ide/global-lmic-reports/master/AFG/projections.csv
https://raw.githubusercontent.com/mrc-ide/global-lmic-reports/master/AFG/projections.csv
https://raw.githubusercontent.com/mrc-ide/global-lmic-reports/master/AFG/projections.csv
https://raw.githubusercontent.com/mrc-ide/global-lmic-reports/master/AFG/projections.csv
https://raw.githubusercontent.com/mrc-ide/global-lmic-reports/master/AFG/projections.csv
https://raw.githubusercontent.com/mrc-ide/global-lmic-reports/master/AFG/projections.csv
https://raw.githubusercontent.com/mrc-ide/global-lmic-reports/master/AFG/projections.csv
https://raw.githubusercontent.com/mrc-ide/global-lmic-reports/master/AFG/projections.csv
https://raw.githubusercontent.com/mrc-ide/global-lmic-reports/master/AFG/projections.csv
https://raw.githubusercontent.com/mrc-ide/global-lmic-reports/master/AFG/projections.csv
https://raw.githubusercontent.com/mrc-ide/global-lmic-reports/master/AFG/projections.csv
https://raw.githubusercontent.com/mrc-ide/global-lmic-reports/master/AFG/projections.csv
https://raw.githubusercontent.com/mrc-ide/global-lmic-reports/master/AFG/projections.csv
https://raw.githubusercontent.com/mrc-ide/global-lmic-reports/master/AFG/projections.csv
https://raw.githubusercontent.com/mrc-ide/global-lmic-reports/master/AFG/projections.csv
https://raw.githubusercontent.com/mrc-ide/global-lmic-reports/master/AFG/projections.csv
https://raw.githubusercontent.com/mrc-ide/global-lmic-reports/master/AFG/projections.csv
https://raw.githubusercontent.com/mrc-ide/global-lmic-reports/master/AFG/projections.csv
https://raw.githubusercontent.com/mrc-ide/global-lmic-reports/master/AFG/projections.csv
https://raw.githubusercontent.com/mrc-ide/global-lmic-reports/master/AFG/projections.csv
https://raw.githubusercontent.com/mrc-ide/global-lmic-reports/master/AFG/projections.csv
https://raw.githubusercontent.com/mrc-ide/global-lmic-reports/master/AFG/projections.csv
https://raw.githubusercontent.com/mrc-ide/global-lmic-reports/master/AFG/projections.csv
https://raw.githubusercontent.com/mrc-ide/global-lmic-reports/master/AFG/projections.csv
https://raw.githubusercontent.com/mrc-ide/global-lmic-reports/master/AFG/projections.csv
https://raw.githubusercontent.com/mrc-ide/global-lmic-reports/master/AFG/projections.csv
https://raw.githubusercontent.com/mrc-ide/global-lmic-reports/master/AFG/projections.csv
https://raw.githubusercontent.com/mrc-ide/global-lmic-reports/master/AFG/projections.csv
https://raw.githubusercontent.com/mrc-ide/global-lmic-reports/master/AFG/projections.csv
https://raw.githubusercontent.com/mrc-ide/global-lmic-reports/master/AFG/projections.csv
https://raw.githubusercontent.com/mrc-ide/global-lmic-reports/master/AFG/projections.csv
https://raw.githubusercontent.com/mrc-ide/global-lmic-reports/master/AFG/projections.csv
https://raw.githubusercontent.com/mrc-ide/global-lmic-reports/master/AFG/projections.csv
https://raw.githubusercontent.com/mrc-ide/global-lmic-reports/master/AFG/projections.csv
https://raw.githubusercontent.com/mrc-ide/global-lmic-reports/master/AFG/projections.csv
https://raw.githubusercontent.com/mrc-ide/global-lmic-reports/master/AFG/projections.csv
https://raw.githubusercontent.com/mrc-ide/global-lmic-reports/master/AFG/projections.csv
https://raw.githubusercontent.com/mrc-ide/global-lmic-reports/master/AFG/projections.csv
https://raw.githubusercontent.com/mrc-ide/global-lmic-reports/master/AFG/projections.csv
https://raw.githubusercontent.com/mrc-ide/global-lmic-reports/master/AFG/projections.csv
https://raw.githubusercontent.com/mrc-ide/global-lmic-reports/master/AFG/projections.csv
https://raw.githubusercontent.com/mrc-ide/global-lmic-reports/master/AFG/projections.csv
https://raw.githubusercontent.com/mrc-ide/global-lmic-reports/master/AFG/projections.csv
https://raw.githubusercontent.com/mrc-ide/global-lmic-reports/master/AFG/projections.csv
https://raw.githubusercontent.com/mrc-ide/global-lmic-reports/master/AFG/projections.csv
https://raw.githubusercontent.com/mrc-ide/global-lmic-reports/master/AFG/projections.csv
https://raw.githubusercontent.com/mrc-ide/global-lmic-reports/master/AFG/projections.csv
https://raw.githubusercontent.com/mrc-ide/global-lmic-reports/master/AFG/projections.csv
https://raw.githubusercontent.com/mrc-ide/global-lmic-reports/master/AFG/projections.csv
https://raw.githubusercontent.com/mrc-ide/global-lmic-reports/master/AFG/projections.csv
https://raw.githubusercontent.com/mrc-ide/global-lmic-reports/master/AFG/projections.csv
https://raw.githubusercontent.com/mrc-ide/global-lmic-reports/master/AFG/projections.csv
https://raw.githubusercontent.com/mrc-ide/global-lmic-reports/master/AFG/projections.csv
https://raw.githubusercontent.com/mrc-ide/global-lmic-reports/master/AFG/projections.csv
https://raw.githubusercontent.com/mrc-ide/global-lmic-reports/master/AFG/projections.csv
https://raw.githubusercontent.com/mrc-ide/global-lmic-reports/master/AFG/projections.csv
https://raw.githubusercontent.com/mrc-ide/global-lmic-reports/master/AFG/projections.csv
https://raw.githubusercontent.com/mrc-ide/global-lmic-reports/master/AFG/projections.csv
https://raw.githubusercontent.com/mrc-ide/global-lmic-reports/master/AFG/projections.csv
https://raw.githubusercontent.com/mrc-ide/global-lmic-reports/master/AFG/projections.csv
https://raw.githubusercontent.com/mrc-ide/global-lmic-reports/master/AFG/projections.csv
https://raw.githubusercontent.com/mrc-ide/global-lmic-reports/master/AFG/projections.csv
https://raw.githubusercontent.com/mrc-ide/global-lmic-reports/master/AFG/projections.csv
https://raw.githubusercontent.com/mrc-ide/global-lmic-reports/master/AFG/projections.csv
https://raw.githubusercontent.com/mrc-ide/global-lmic-reports/master/AFG/projections.csv
https://raw.githubusercontent.com/mrc-ide/global-lmic-reports/master/AFG/projections.csv
https://raw.githubusercontent.com/mrc-ide/global-lmic-reports/master/AFG/projections.csv
https://raw.githubusercontent.com/mrc-ide/global-lmic-reports/master/AFG/projections.csv
https://raw.githubusercontent.com/mrc-ide/global-lmic-reports/master/AFG/projections.csv
https://raw.githubusercontent.com/mrc-ide/global-lmic-reports/master/AFG/projections.csv
https://raw.githubusercontent.com/mrc-ide/global-lmic-reports/master/AFG/projections.csv
https://raw.githubusercontent.com/mrc-ide/global-lmic-reports/master/AFG/projections.csv
https://raw.githubusercontent.com/mrc-ide/global-lmic-reports/master/AFG/projections.csv
https://raw.githubusercontent.com/mrc-ide/global-lmic-reports/master/AFG/projections.csv
https://raw.githubusercontent.com/mrc-ide/global-lmic-reports/master/AFG/projections.csv
https://raw.githubusercontent.com/mrc-ide/global-lmic-reports/master/AFG/projections.csv
https://raw.githubusercontent.com/mrc-ide/global-lmic-reports/master/AFG/projections.csv
https://raw.githubusercontent.com/mrc-ide/global-lmic-reports/master/AFG/projections.csv
https://raw.githubusercontent.com/mrc-ide/global-lmic-reports/master/AFG/projections.csv
https://raw.githubusercontent.com/mrc-ide/global-lmic-reports/master/AFG/projections.csv
https://raw.githubusercontent.com/mrc-ide/global-lmic-reports/master/AFG/projections.csv
https://raw.githubusercontent.com/mrc-ide/global-lmic-reports/master/AFG/projections.csv
https://raw.githubusercontent.com/mrc-ide/global-lmic-reports/master/AFG/projections.csv
https://raw.githubusercontent.com/mrc-ide/global-lmic-reports/master/AFG/projections.csv
https://raw.githubusercontent.com/mrc-ide/global-lmic-reports/master/AFG/projections.csv
https://raw.githubusercontent.com/mrc-ide/global-lmic-reports/master/AFG/projections.csv
https://raw.githubusercontent.com/mrc-ide/global-lmic-reports/master/AFG/projections.csv
https://raw.githubusercontent.com/mrc-ide/global-lmic-reports/master/AFG/projections.csv
https://raw.githubusercontent.com/mrc-ide/global-lmic-reports/master/AFG/projections.csv
https://raw.githubusercontent.com/mrc-ide/global-lmic-reports/master/AFG/projections.csv
https://raw.githubusercontent.com/mrc-ide/global-lmic-reports/master/AFG/projections.csv
https://raw.githubusercontent.com/mrc-ide/global-lmic-reports/master/AFG/projections.csv
https://raw.githubusercontent.com/mrc-ide/global-lmic-reports/master/AFG/projections.csv
https://raw.githubusercontent.com/mrc-ide/global-lmic-reports/master/AFG/projections.csv
https://raw.githubusercontent.com/mrc-ide/global-lmic-reports/master/AFG/projections.csv
https://raw.githubusercontent.com/mrc-ide/global-lmic-reports/master/AFG/projections.csv
https://raw.githubusercontent.com/mrc-ide/global-lmic-reports/master/AFG/projections.csv
https://raw.githubusercontent.com/mrc-ide/global-lmic-reports/master/AFG/projections.csv
https://raw.githubusercontent.com/mrc-ide/global-lmic-reports/master/AFG/projections.csv
https://raw.githubusercontent.com/mrc-ide/global-lmic-reports/master/AFG/projections.csv
https://raw.githubusercontent.com/mrc-ide/global-lmic-reports/master/AFG/projections.csv
https://raw.githubusercontent.com/mrc-ide/global-lmic-reports/master/AFG/projections.csv
https://raw.githubusercontent.com/mrc-ide/global-lmic-reports/master/AFG/projections.csv
https://raw.githubusercontent.com/mrc-ide/global-lmic-reports/master/AFG/projections.csv
https://raw.githubusercontent.com/mrc-ide/global-lmic-reports/master/AFG/projections.csv
https://raw.githubusercontent.com/mrc-ide/global-lmic-reports/master/AFG/projections.csv
https://raw.githubusercontent.com/mrc-ide/global-lmic-reports/master/AFG/projections.csv
https://raw.githubusercontent.com/mrc-ide/global-lmic-reports/master/AFG/projections.csv
https://raw.githubusercontent.com/mrc-ide/global-lmic-reports/master/AFG/projections.csv
https://raw.githubusercontent.com/mrc-ide/global-lmic-reports/master/AFG/projections.csv
https://raw.githubusercontent.com/mrc-ide/global-lmic-reports/master/AFG/projections.csv
https://raw.githubusercontent.com/mrc-ide/global-lmic-reports/master/AFG/projections.csv
https://raw.githubusercontent.com/mrc-ide/global-lmic-reports/master/AFG/projections.csv
https://raw.githubusercontent.com/mrc-ide/global-lmic-reports/master/AFG/projections.csv
https://raw.githubusercontent.com/mrc-ide/global-lmic-reports/master/AFG/projections.csv
https://raw.githubusercontent.com/mrc-ide/global-lmic-reports/master/AFG/projections.csv
https://raw.githubusercontent.com/mrc-ide/global-lmic-reports/master/AFG/projections.csv
https://raw.githubusercontent.com/mrc-ide/global-lmic-reports/master/AFG/projections.csv
https://raw.githubusercontent.com/mrc-ide/global-lmic-reports/master/AFG/projections.csv
https://raw.githubusercontent.com/mrc-ide/global-lmic-reports/master/AFG/projections.csv
https://raw.githubusercontent.com/mrc-ide/global-lmic-reports/master/AFG/projections.csv
https://raw.githubusercontent.com/mrc-ide/global-lmic-reports/master/AFG/projections.csv
https://raw.githubusercontent.com/mrc-ide/global-lmic-reports/master/AFG/projections.csv
https://raw.githubusercontent.com/mrc-ide/global-lmic-reports/master/AFG/projections.csv
https://raw.githubusercontent.com/mrc-ide/global-lmic-reports/master/AFG/projections.csv
https://raw.githubusercontent.com/mrc-ide/global-lmic-reports/master/AFG/projections.csv
https://raw.githubusercontent.com/mrc-ide/global-lmic-reports/master/AFG/projections.csv
https://raw.githubusercontent.com/mrc-ide/global-lmic-reports/master/AFG/projections.csv
https://raw.githubusercontent.com/mrc-ide/global-lmic-reports/master/AFG/projections.csv
https://raw.githubusercontent.com/mrc-ide/global-lmic-reports/master/AFG/projections.csv
https://raw.githubusercontent.com/mrc-ide/global-lmic-reports/master/AFG/projections.csv
https://raw.githubusercontent.com/mrc-ide/global-lmic-reports/master/AFG/projections.csv
https://raw.githubusercontent.com/mrc-ide/global-lmic-reports/master/AFG/projections.csv
https://raw.githubusercontent.com/mrc-ide/global-lmic-reports/master/AFG/projections.csv
https://raw.githubusercontent.com/mrc-ide/global-lmic-reports/master/AFG/projections.csv
https://raw.githubusercontent.com/mrc-ide/global-lmic-reports/master/AFG/projections.csv
https://raw.githubusercontent.com/mrc-ide/global-lmic-reports/master/AFG/projections.csv
https://raw.githubusercontent.com/mrc-ide/global-lmic-reports/master/AFG/projections.csv
https://raw.githubusercontent.com/mrc-ide/global-lmic-reports/master/AFG/projections.csv
https://raw.githubusercontent.com/mrc-ide/global-lmic-reports/master/AFG/projections.csv
https://raw.githubusercontent.com/mrc-ide/global-lmic-reports/master/AFG/projections.csv
https://raw.githubusercontent.com/mrc-ide/global-lmic-reports/master/AFG/projections.csv
https://raw.githubusercontent.com/mrc-ide/global-lmic-reports/master/AFG/projections.csv
https://raw.githubusercontent.com/mrc-ide/global-lmic-reports/master/AFG/projections.csv
https://raw.githubusercontent.com/mrc-ide/global-lmic-reports/master/AFG/projections.csv
https://raw.githubusercontent.com/mrc-ide/global-lmic-reports/master/AFG/projections.csv
https://raw.githubusercontent.com/mrc-ide/global-lmic-reports/master/AFG/projections.csv
https://raw.githubusercontent.com/mrc-ide/global-lmic-reports/master/AFG/projections.csv
https://raw.githubusercontent.com/mrc-ide/global-lmic-reports/master/AFG/projections.csv
https://raw.githubusercontent.com/mrc-ide/global-lmic-reports/master/AFG/projections.csv
https://raw.githubusercontent.com/mrc-ide/global-lmic-reports/master/AFG/projections.csv
https://raw.githubusercontent.com/mrc-ide/global-lmic-reports/master/AFG/projections.csv
https://raw.githubusercontent.com/mrc-ide/global-lmic-reports/master/AFG/projections.csv
https://raw.githubusercontent.com/mrc-ide/global-lmic-reports/master/AFG/projections.csv
https://raw.githubusercontent.com/mrc-ide/global-lmic-reports/master/AFG/projections.csv
https://raw.githubusercontent.com/mrc-ide/global-lmic-reports/master/AFG/projections.csv
https://raw.githubusercontent.com/mrc-ide/global-lmic-reports/master/AFG/projections.csv
https://raw.githubusercontent.com/mrc-ide/global-lmic-reports/master/AFG/projections.csv
https://raw.githubusercontent.com/mrc-ide/global-lmic-reports/master/AFG/projections.csv
https://raw.githubusercontent.com/mrc-ide/global-lmic-reports/master/AFG/projections.csv
https://raw.githubusercontent.com/mrc-ide/global-lmic-reports/master/AFG/projections.csv
https://raw.githubusercontent.com/mrc-ide/global-lmic-reports/master/AFG/projections.csv
https://raw.githubusercontent.com/mrc-ide/global-lmic-reports/master/AFG/projections.csv
https://raw.githubusercontent.com/mrc-ide/global-lmic-reports/master/AFG/projections.csv
https://raw.githubusercontent.com/mrc-ide/global-lmic-reports/master/AFG/projections.csv
https://raw.githubusercontent.com/mrc-ide/global-lmic-reports/master/AFG/projections.csv
https://raw.githubusercontent.com/mrc-ide/global-lmic-reports/master/AFG/projections.csv
https://raw.githubusercontent.com/mrc-ide/global-lmic-reports/master/AFG/projections.csv
https://raw.githubusercontent.com/mrc-ide/global-lmic-reports/master/AFG/projections.csv
https://raw.githubusercontent.com/mrc-ide/global-lmic-reports/master/AFG/projections.csv
https://raw.githubusercontent.com/mrc-ide/global-lmic-reports/master/AFG/projections.csv
https://raw.githubusercontent.com/mrc-ide/global-lmic-reports/master/AFG/projections.csv
https://raw.githubusercontent.com/mrc-ide/global-lmic-reports/master/AFG/projections.csv
https://raw.githubusercontent.com/mrc-ide/global-lmic-reports/master/AFG/projections.csv
https://raw.githubusercontent.com/mrc-ide/global-lmic-reports/master/AFG/projections.csv
https://raw.githubusercontent.com/mrc-ide/global-lmic-reports/master/AFG/projections.csv
https://raw.githubusercontent.com/mrc-ide/global-lmic-reports/master/AFG/projections.csv
https://raw.githubusercontent.com/mrc-ide/global-lmic-reports/master/AFG/projections.csv
https://raw.githubusercontent.com/mrc-ide/global-lmic-reports/master/AFG/projections.csv
https://raw.githubusercontent.com/mrc-ide/global-lmic-reports/master/AFG/projections.csv
https://raw.githubusercontent.com/mrc-ide/global-lmic-reports/master/AFG/projections.csv
https://raw.githubusercontent.com/mrc-ide/global-lmic-reports/master/AFG/projections.csv
https://raw.githubusercontent.com/mrc-ide/global-lmic-reports/master/AFG/projections.csv
https://raw.githubusercontent.com/mrc-ide/global-lmic-reports/master/AFG/projections.csv
https://raw.githubusercontent.com/mrc-ide/global-lmic-reports/master/AFG/projections.csv
https://raw.githubusercontent.com/mrc-ide/global-lmic-reports/master/AFG/projections.csv
https://raw.githubusercontent.com/mrc-ide/global-lmic-reports/master/AFG/projections.csv
https://raw.githubusercontent.com/mrc-ide/global-lmic-reports/master/AFG/projections.csv
https://raw.githubusercontent.com/mrc-ide/global-lmic-reports/master/AFG/projections.csv
https://raw.githubusercontent.com/mrc-ide/global-lmic-reports/master/AFG/projections.csv
https://raw.githubusercontent.com/mrc-ide/global-lmic-reports/master/AFG/projections.csv
https://raw.githubusercontent.com/mrc-ide/global-lmic-reports/master/AFG/projections.csv
https://raw.githubusercontent.com/mrc-ide/global-lmic-reports/master/AFG/projections.csv
https://raw.githubusercontent.com/mrc-ide/global-lmic-reports/master/AFG/projections.csv
https://raw.githubusercontent.com/mrc-ide/global-lmic-reports/master/AFG/projections.csv
https://raw.githubusercontent.com/mrc-ide/global-lmic-reports/master/AFG/projections.csv
https://raw.githubusercontent.com/mrc-ide/global-lmic-reports/master/AFG/projections.csv
https://raw.githubusercontent.com/mrc-ide/global-lmic-reports/master/AFG/projections.csv
https://raw.githubusercontent.com/mrc-ide/global-lmic-reports/master/AFG/projections.csv
https://raw.githubusercontent.com/mrc-ide/global-lmic-reports/master/AFG/projections.csv
https://raw.githubusercontent.com/mrc-ide/global-lmic-reports/master/AFG/projections.csv
https://raw.githubusercontent.com/mrc-ide/global-lmic-reports/master/AFG/projections.csv
https://raw.githubusercontent.com/mrc-ide/global-lmic-reports/master/AFG/projections.csv
https://raw.githubusercontent.com/mrc-ide/global-lmic-reports/master/AFG/projections.csv
https://raw.githubusercontent.com/mrc-ide/global-lmic-reports/master/AFG/projections.csv
https://raw.githubusercontent.com/mrc-ide/global-lmic-reports/master/AFG/projections.csv
https://raw.githubusercontent.com/mrc-ide/global-lmic-reports/master/AFG/projections.csv
https://raw.githubusercontent.com/mrc-ide/global-lmic-reports/master/AFG/projections.csv
https://raw.githubusercontent.com/mrc-ide/global-lmic-reports/master/AFG/projections.csv
https://raw.githubusercontent.com/mrc-ide/global-lmic-reports/master/AFG/projections.csv
https://raw.githubusercontent.com/mrc-ide/global-lmic-reports/master/AFG/projections.csv
https://raw.githubusercontent.com/mrc-ide/global-lmic-reports/master/AFG/projections.csv
https://raw.githubusercontent.com/mrc-ide/global-lmic-reports/master/AFG/projections.csv
https://raw.githubusercontent.com/mrc-ide/global-lmic-reports/master/AFG/projections.csv
https://raw.githubusercontent.com/mrc-ide/global-lmic-reports/master/AFG/projections.csv
https://raw.githubusercontent.com/mrc-ide/global-lmic-reports/master/AFG/projections.csv
https://raw.githubusercontent.com/mrc-ide/global-lmic-reports/master/AFG/projections.csv
https://raw.githubusercontent.com/mrc-ide/global-lmic-reports/master/AFG/projections.csv
https://raw.githubusercontent.com/mrc-ide/global-lmic-reports/master/AFG/projections.csv
https://raw.githubusercontent.com/mrc-ide/global-lmic-reports/master/AFG/projections.csv
https://raw.githubusercontent.com/mrc-ide/global-lmic-reports/master/AFG/projections.csv
https://raw.githubusercontent.com/mrc-ide/global-lmic-reports/master/AFG/projections.csv
https://raw.githubusercontent.com/mrc-ide/global-lmic-reports/master/AFG/projections.csv
https://raw.githubusercontent.com/mrc-ide/global-lmic-reports/master/AFG/projections.csv
https://raw.githubusercontent.com/mrc-ide/global-lmic-reports/master/AFG/projections.csv
https://raw.githubusercontent.com/mrc-ide/global-lmic-reports/master/AFG/projections.csv
https://raw.githubusercontent.com/mrc-ide/global-lmic-reports/master/AFG/projections.csv
https://raw.githubusercontent.com/mrc-ide/global-lmic-reports/master/AFG/projections.csv
https://raw.githubusercontent.com/mrc-ide/global-lmic-reports/master/AFG/projections.csv
https://raw.githubusercontent.com/mrc-ide/global-lmic-reports/master/AFG/projections.csv
https://raw.githubusercontent.com/mrc-ide/global-lmic-reports/master/AFG/projections.csv
https://raw.githubusercontent.com/mrc-ide/global-lmic-reports/master/AFG/projections.csv
https://raw.githubusercontent.com/mrc-ide/global-lmic-reports/master/AFG/projections.csv
https://raw.githubusercontent.com/mrc-ide/global-lmic-reports/master/AFG/projections.csv
https://raw.githubusercontent.com/mrc-ide/global-lmic-reports/master/AFG/projections.csv
https://raw.githubusercontent.com/mrc-ide/global-lmic-reports/master/AFG/projections.csv
https://raw.githubusercontent.com/mrc-ide/global-lmic-reports/master/AFG/projections.csv
https://raw.githubusercontent.com/mrc-ide/global-lmic-reports/master/AFG/projections.csv
https://raw.githubusercontent.com/mrc-ide/global-lmic-reports/master/AFG/projections.csv
https://raw.githubusercontent.com/mrc-ide/global-lmic-reports/master/AFG/projections.csv
https://raw.githubusercontent.com/mrc-ide/global-lmic-reports/master/AFG/projections.csv
https://raw.githubusercontent.com/mrc-ide/global-lmic-reports/master/AFG/projections.csv
https://raw.githubusercontent.com/mrc-ide/global-lmic-reports/master/AFG/projections.csv
https://raw.githubusercontent.com/mrc-ide/global-lmic-reports/master/AFG/projections.csv
https://raw.githubusercontent.com/mrc-ide/global-lmic-reports/master/AFG/projections.csv
https://raw.githubusercontent.com/mrc-ide/global-lmic-reports/master/AFG/projections.csv
https://raw.githubusercontent.com/mrc-ide/global-lmic-reports/master/AFG/projections.csv
https://raw.githubusercontent.com/mrc-ide/global-lmic-reports/master/AFG/projections.csv
https://raw.githubusercontent.com/mrc-ide/global-lmic-reports/master/AFG/projections.csv
https://raw.githubusercontent.com/mrc-ide/global-lmic-reports/master/AFG/projections.csv
https://raw.githubusercontent.com/mrc-ide/global-lmic-reports/master/AFG/projections.csv
https://raw.githubusercontent.com/mrc-ide/global-lmic-reports/master/AFG/projections.csv
https://raw.githubusercontent.com/mrc-ide/global-lmic-reports/master/AFG/projections.csv
https://raw.githubusercontent.com/mrc-ide/global-lmic-reports/master/AFG/projections.csv
https://raw.githubusercontent.com/mrc-ide/global-lmic-reports/master/AFG/projections.csv
https://raw.githubusercontent.com/mrc-ide/global-lmic-reports/master/AFG/projections.csv
https://raw.githubusercontent.com/mrc-ide/global-lmic-reports/master/AFG/projections.csv
https://raw.githubusercontent.com/mrc-ide/global-lmic-reports/master/AFG/projections.csv
https://raw.githubusercontent.com/mrc-ide/global-lmic-reports/master/AFG/projections.csv
https://raw.githubusercontent.com/mrc-ide/global-lmic-reports/master/AFG/projections.csv
https://raw.githubusercontent.com/mrc-ide/global-lmic-reports/master/AFG/projections.csv
https://raw.githubusercontent.com/mrc-ide/global-lmic-reports/master/AFG/projections.csv
https://raw.githubusercontent.com/mrc-ide/global-lmic-reports/master/AFG/projections.csv
https://raw.githubusercontent.com/mrc-ide/global-lmic-reports/master/AFG/projections.csv
https://raw.githubusercontent.com/mrc-ide/global-lmic-reports/master/AFG/projections.csv
https://raw.githubusercontent.com/mrc-ide/global-lmic-reports/master/AFG/projections.csv
https://raw.githubusercontent.com/mrc-ide/global-lmic-reports/master/AFG/projections.csv
https://raw.githubusercontent.com/mrc-ide/global-lmic-reports/master/AFG/projections.csv
https://raw.githubusercontent.com/mrc-ide/global-lmic-reports/master/AFG/projections.csv
https://raw.githubusercontent.com/mrc-ide/global-lmic-reports/master/AFG/projections.csv
https://raw.githubusercontent.com/mrc-ide/global-lmic-reports/master/AFG/projections.csv
https://raw.githubusercontent.com/mrc-ide/global-lmic-reports/master/AFG/projections.csv
https://raw.githubusercontent.com/mrc-ide/global-lmic-reports/master/AFG/projections.csv
https://raw.githubusercontent.com/mrc-ide/global-lmic-reports/master/AFG/projections.csv
https://raw.githubusercontent.com/mrc-ide/global-lmic-reports/master/AFG/projections.csv
https://raw.githubusercontent.com/mrc-ide/global-lmic-reports/master/AFG/projections.csv
https://raw.githubusercontent.com/mrc-ide/global-lmic-reports/master/AFG/projections.csv
https://raw.githubusercontent.com/mrc-ide/global-lmic-reports/master/AFG/projections.csv
https://raw.githubusercontent.com/mrc-ide/global-lmic-reports/master/AFG/projections.csv
https://raw.githubusercontent.com/mrc-ide/global-lmic-reports/master/AFG/projections.csv
https://raw.githubusercontent.com/mrc-ide/global-lmic-reports/master/AFG/projections.csv
https://raw.githubusercontent.com/mrc-ide/global-lmic-reports/master/AFG/projections.csv
https://raw.githubusercontent.com/mrc-ide/global-lmic-reports/master/AFG/projections.csv
https://raw.githubusercontent.com/mrc-ide/global-lmic-reports/master/AFG/projections.csv
https://raw.githubusercontent.com/mrc-ide/global-lmic-reports/master/AFG/projections.csv
https://raw.githubusercontent.com/mrc-ide/global-lmic-reports/master/AFG/projections.csv
https://raw.githubusercontent.com/mrc-ide/global-lmic-reports/master/AFG/projections.csv
https://raw.githubusercontent.com/mrc-ide/global-lmic-reports/master/AFG/projections.csv
https://raw.githubusercontent.com/mrc-ide/global-lmic-reports/master/AFG/projections.csv
https://raw.githubusercontent.com/mrc-ide/global-lmic-reports/master/AFG/projections.csv
https://raw.githubusercontent.com/mrc-ide/global-lmic-reports/master/AFG/projections.csv
https://raw.githubusercontent.com/mrc-ide/global-lmic-reports/master/AFG/projections.csv
https://raw.githubusercontent.com/mrc-ide/global-lmic-reports/master/AFG/projections.csv
https://raw.githubusercontent.com/mrc-ide/global-lmic-reports/master/AFG/projections.csv
https://raw.githubusercontent.com/mrc-ide/global-lmic-reports/master/AFG/projections.csv
https://raw.githubusercontent.com/mrc-ide/global-lmic-reports/master/AFG/projections.csv
https://raw.githubusercontent.com/mrc-ide/global-lmic-reports/master/AFG/projections.csv
https://raw.githubusercontent.com/mrc-ide/global-lmic-reports/master/AFG/projections.csv
https://raw.githubusercontent.com/mrc-ide/global-lmic-reports/master/AFG/projections.csv
https://raw.githubusercontent.com/mrc-ide/global-lmic-reports/master/AFG/projections.csv
https://raw.githubusercontent.com/mrc-ide/global-lmic-reports/master/AFG/projections.csv
https://raw.githubusercontent.com/mrc-ide/global-lmic-reports/master/AFG/projections.csv
https://raw.githubusercontent.com/mrc-ide/global-lmic-reports/master/AFG/projections.csv
https://raw.githubusercontent.com/mrc-ide/global-lmic-reports/master/AFG/projections.csv
https://raw.githubusercontent.com/mrc-ide/global-lmic-reports/master/AFG/projections.csv
https://raw.githubusercontent.com/mrc-ide/global-lmic-reports/master/AFG/projections.csv
https://raw.githubusercontent.com/mrc-ide/global-lmic-reports/master/AFG/projections.csv
https://raw.githubusercontent.com/mrc-ide/global-lmic-reports/master/AFG/projections.csv
https://raw.githubusercontent.com/mrc-ide/global-lmic-reports/master/AFG/projections.csv
https://raw.githubusercontent.com/mrc-ide/global-lmic-reports/master/AFG/projections.csv
https://raw.githubusercontent.com/mrc-ide/global-lmic-reports/master/AFG/projections.csv
https://raw.githubusercontent.com/mrc-ide/global-lmic-reports/master/AFG/projections.csv
https://raw.githubusercontent.com/mrc-ide/global-lmic-reports/master/AFG/projections.csv
https://raw.githubusercontent.com/mrc-ide/global-lmic-reports/master/AFG/projections.csv
https://raw.githubusercontent.com/mrc-ide/global-lmic-reports/master/AFG/projections.csv
https://raw.githubusercontent.com/mrc-ide/global-lmic-reports/master/AFG/projections.csv
https://raw.githubusercontent.com/mrc-ide/global-lmic-reports/master/AFG/projections.csv
https://raw.githubusercontent.com/mrc-ide/global-lmic-reports/master/AFG/projections.csv
https://raw.githubusercontent.com/mrc-ide/global-lmic-reports/master/AFG/projections.csv
https://raw.githubusercontent.com/mrc-ide/global-lmic-reports/master/AFG/projections.csv
https://raw.githubusercontent.com/mrc-ide/global-lmic-reports/master/AFG/projections.csv
https://raw.githubusercontent.com/mrc-ide/global-lmic-reports/master/AFG/projections.csv
https://raw.githubusercontent.com/mrc-ide/global-lmic-reports/master/AFG/projections.csv
https://raw.githubusercontent.com/mrc-ide/global-lmic-reports/master/AFG/projections.csv
https://raw.githubusercontent.com/mrc-ide/global-lmic-reports/master/AFG/projections.csv
https://raw.githubusercontent.com/mrc-ide/global-lmic-reports/master/AFG/projections.csv
https://raw.githubusercontent.com/mrc-ide/global-lmic-reports/master/AFG/projections.csv
https://raw.githubusercontent.com/mrc-ide/global-lmic-reports/master/AFG/projections.csv
https://raw.githubusercontent.com/mrc-ide/global-lmic-reports/master/AFG/projections.csv
https://raw.githubusercontent.com/mrc-ide/global-lmic-reports/master/AFG/projections.csv
https://raw.githubusercontent.com/mrc-ide/global-lmic-reports/master/AFG/projections.csv
https://raw.githubusercontent.com/mrc-ide/global-lmic-reports/master/AFG/projections.csv
https://raw.githubusercontent.com/mrc-ide/global-lmic-reports/master/AFG/projections.csv
https://raw.githubusercontent.com/mrc-ide/global-lmic-reports/master/AFG/projections.csv
https://raw.githubusercontent.com/mrc-ide/global-lmic-reports/master/AFG/projections.csv
https://raw.githubusercontent.com/mrc-ide/global-lmic-reports/master/AFG/projections.csv
https://raw.githubusercontent.com/mrc-ide/global-lmic-reports/master/AFG/projections.csv
https://raw.githubusercontent.com/mrc-ide/global-lmic-reports/master/AFG/projections.csv
https://raw.githubusercontent.com/mrc-ide/global-lmic-reports/master/AFG/projections.csv
https://raw.githubusercontent.com/mrc-ide/global-lmic-reports/master/AFG/projections.csv
https://raw.githubusercontent.com/mrc-ide/global-lmic-reports/master/AFG/projections.csv
https://raw.githubusercontent.com/mrc-ide/global-lmic-reports/master/AFG/projections.csv
https://raw.githubusercontent.com/mrc-ide/global-lmic-reports/master/AFG/projections.csv
https://raw.githubusercontent.com/mrc-ide/global-lmic-reports/master/AFG/projections.csv
https://raw.githubusercontent.com/mrc-ide/global-lmic-reports/master/AFG/projections.csv
https://raw.githubusercontent.com/mrc-ide/global-lmic-reports/master/AFG/projections.csv
https://raw.githubusercontent.com/mrc-ide/global-lmic-reports/master/AFG/projections.csv
https://raw.githubusercontent.com/mrc-ide/global-lmic-reports/master/AFG/projections.csv
https://raw.githubusercontent.com/mrc-ide/global-lmic-reports/master/AFG/projections.csv
https://raw.githubusercontent.com/mrc-ide/global-lmic-reports/master/AFG/projections.csv
https://raw.githubusercontent.com/mrc-ide/global-lmic-reports/master/AFG/projections.csv
https://raw.githubusercontent.com/mrc-ide/global-lmic-reports/master/AFG/projections.csv
https://raw.githubusercontent.com/mrc-ide/global-lmic-reports/master/AFG/projections.csv
https://raw.githubusercontent.com/mrc-ide/global-lmic-reports/master/AFG/projections.csv
https://raw.githubusercontent.com/mrc-ide/global-lmic-reports/master/AFG/projections.csv
https://raw.githubusercontent.com/mrc-ide/global-lmic-reports/master/AFG/projections.csv
https://raw.githubusercontent.com/mrc-ide/global-lmic-reports/master/AFG/projections.csv
https://raw.githubusercontent.com/mrc-ide/global-lmic-reports/master/AFG/projections.csv
https://raw.githubusercontent.com/mrc-ide/global-lmic-reports/master/AFG/projections.csv
https://raw.githubusercontent.com/mrc-ide/global-lmic-reports/master/AFG/projections.csv
https://raw.githubusercontent.com/mrc-ide/global-lmic-reports/master/AFG/projections.csv
https://raw.githubusercontent.com/mrc-ide/global-lmic-reports/master/AFG/projections.csv
https://raw.githubusercontent.com/mrc-ide/global-lmic-reports/master/AFG/projections.csv
https://raw.githubusercontent.com/mrc-ide/global-lmic-reports/master/AFG/projections.csv
https://raw.githubusercontent.com/mrc-ide/global-lmic-reports/master/AFG/projections.csv
https://raw.githubusercontent.com/mrc-ide/global-lmic-reports/master/AFG/projections.csv
https://raw.githubusercontent.com/mrc-ide/global-lmic-reports/master/AFG/projections.csv
https://raw.githubusercontent.com/mrc-ide/global-lmic-reports/master/AFG/projections.csv
https://raw.githubusercontent.com/mrc-ide/global-lmic-reports/master/AFG/projections.csv
https://raw.githubusercontent.com/mrc-ide/global-lmic-reports/master/AFG/projections.csv
https://raw.githubusercontent.com/mrc-ide/global-lmic-reports/master/AFG/projections.csv
https://raw.githubusercontent.com/mrc-ide/global-lmic-reports/master/AFG/projections.csv
https://raw.githubusercontent.com/mrc-ide/global-lmic-reports/master/AFG/projections.csv
https://raw.githubusercontent.com/mrc-ide/global-lmic-reports/master/AFG/projections.csv
https://raw.githubusercontent.com/mrc-ide/global-lmic-reports/master/AFG/projections.csv
https://raw.githubusercontent.com/mrc-ide/global-lmic-reports/master/AFG/projections.csv
https://raw.githubusercontent.com/mrc-ide/global-lmic-reports/master/AFG/projections.csv
https://raw.githubusercontent.com/mrc-ide/global-lmic-reports/master/AFG/projections.csv
https://raw.githubusercontent.com/mrc-ide/global-lmic-reports/master/AFG/projections.csv
https://raw.githubusercontent.com/mrc-ide/global-lmic-reports/master/AFG/projections.csv
https://raw.githubusercontent.com/mrc-ide/global-lmic-reports/master/AFG/projections.csv
https://raw.githubusercontent.com/mrc-ide/global-lmic-reports/master/AFG/projections.csv
https://raw.githubusercontent.com/mrc-ide/global-lmic-reports/master/AFG/projections.csv
https://raw.githubusercontent.com/mrc-ide/global-lmic-reports/master/AFG/projections.csv
https://raw.githubusercontent.com/mrc-ide/global-lmic-reports/master/AFG/projections.csv
https://raw.githubusercontent.com/mrc-ide/global-lmic-reports/master/AFG/projections.csv
https://raw.githubusercontent.com/mrc-ide/global-lmic-reports/master/AFG/projections.csv
https://raw.githubusercontent.com/mrc-ide/global-lmic-reports/master/AFG/projections.csv
https://raw.githubusercontent.com/mrc-ide/global-lmic-reports/master/AFG/projections.csv
https://raw.githubusercontent.com/mrc-ide/global-lmic-reports/master/AFG/projections.csv
https://raw.githubusercontent.com/mrc-ide/global-lmic-reports/master/AFG/projections.csv
https://raw.githubusercontent.com/mrc-ide/global-lmic-reports/master/AFG/projections.csv
https://raw.githubusercontent.com/mrc-ide/global-lmic-reports/master/AFG/projections.csv
https://raw.githubusercontent.com/mrc-ide/global-lmic-reports/master/AFG/projections.csv
https://raw.githubusercontent.com/mrc-ide/global-lmic-reports/master/AFG/projections.csv
https://raw.githubusercontent.com/mrc-ide/global-lmic-reports/master/AFG/projections.csv
https://raw.githubusercontent.com/mrc-ide/global-lmic-reports/master/AFG/projections.csv
https://raw.githubusercontent.com/mrc-ide/global-lmic-reports/master/AFG/projections.csv
https://raw.githubusercontent.com/mrc-ide/global-lmic-reports/master/AFG/projections.csv
https://raw.githubusercontent.com/mrc-ide/global-lmic-reports/master/AFG/projections.csv
https://raw.githubusercontent.com/mrc-ide/global-lmic-reports/master/AFG/projections.csv
https://raw.githubusercontent.com/mrc-ide/global-lmic-reports/master/AFG/projections.csv
https://raw.githubusercontent.com/mrc-ide/global-lmic-reports/master/AFG/projections.csv
https://raw.githubusercontent.com/mrc-ide/global-lmic-reports/master/AFG/projections.csv
https://raw.githubusercontent.com/mrc-ide/global-lmic-reports/master/AFG/projections.csv
https://raw.githubusercontent.com/mrc-ide/global-lmic-reports/master/AFG/projections.csv
https://raw.githubusercontent.com/mrc-ide/global-lmic-reports/master/AFG/projections.csv
https://raw.githubusercontent.com/mrc-ide/global-lmic-reports/master/AFG/projections.csv
https://raw.githubusercontent.com/mrc-ide/global-lmic-reports/master/AFG/projections.csv
https://raw.githubusercontent.com/mrc-ide/global-lmic-reports/master/AFG/projections.csv
https://raw.githubusercontent.com/mrc-ide/global-lmic-reports/master/AFG/projections.csv
https://raw.githubusercontent.com/mrc-ide/global-lmic-reports/master/AFG/projections.csv
https://raw.githubusercontent.com/mrc-ide/global-lmic-reports/master/AFG/projections.csv
https://raw.githubusercontent.com/mrc-ide/global-lmic-reports/master/AFG/projections.csv
https://raw.githubusercontent.com/mrc-ide/global-lmic-reports/master/AFG/projections.csv
https://raw.githubusercontent.com/mrc-ide/global-lmic-reports/master/AFG/projections.csv
https://raw.githubusercontent.com/mrc-ide/global-lmic-reports/master/AFG/projections.csv
https://raw.githubusercontent.com/mrc-ide/global-lmic-reports/master/AFG/projections.csv
https://raw.githubusercontent.com/mrc-ide/global-lmic-reports/master/AFG/projections.csv
https://raw.githubusercontent.com/mrc-ide/global-lmic-reports/master/AFG/projections.csv
https://raw.githubusercontent.com/mrc-ide/global-lmic-reports/master/AFG/projections.csv
https://raw.githubusercontent.com/mrc-ide/global-lmic-reports/master/AFG/projections.csv
https://raw.githubusercontent.com/mrc-ide/global-lmic-reports/master/AFG/projections.csv
https://raw.githubusercontent.com/mrc-ide/global-lmic-reports/master/AFG/projections.csv
https://raw.githubusercontent.com/mrc-ide/global-lmic-reports/master/AFG/projections.csv
https://raw.githubusercontent.com/mrc-ide/global-lmic-reports/master/AFG/projections.csv
https://raw.githubusercontent.com/mrc-ide/global-lmic-reports/master/AFG/projections.csv
https://raw.githubusercontent.com/mrc-ide/global-lmic-reports/master/AFG/projections.csv
https://raw.githubusercontent.com/mrc-ide/global-lmic-reports/master/AFG/projections.csv
https://raw.githubusercontent.com/mrc-ide/global-lmic-reports/master/AFG/projections.csv
https://raw.githubusercontent.com/mrc-ide/global-lmic-reports/master/AFG/projections.csv
https://raw.githubusercontent.com/mrc-ide/global-lmic-reports/master/AFG/projections.csv
https://raw.githubusercontent.com/mrc-ide/global-lmic-reports/master/AFG/projections.csv
https://raw.githubusercontent.com/mrc-ide/global-lmic-reports/master/AFG/projections.csv
https://raw.githubusercontent.com/mrc-ide/global-lmic-reports/master/AFG/projections.csv
https://raw.githubusercontent.com/mrc-ide/global-lmic-reports/master/AFG/projections.csv
https://raw.githubusercontent.com/mrc-ide/global-lmic-reports/master/AFG/projections.csv
https://raw.githubusercontent.com/mrc-ide/global-lmic-reports/master/AFG/projections.csv
https://raw.githubusercontent.com/mrc-ide/global-lmic-reports/master/AFG/projections.csv
https://raw.githubusercontent.com/mrc-ide/global-lmic-reports/master/AFG/projections.csv
https://raw.githubusercontent.com/mrc-ide/global-lmic-reports/master/AFG/projections.csv
https://raw.githubusercontent.com/mrc-ide/global-lmic-reports/master/AFG/projections.csv
https://raw.githubusercontent.com/mrc-ide/global-lmic-reports/master/AFG/projections.csv
https://raw.githubusercontent.com/mrc-ide/global-lmic-reports/master/AFG/projections.csv
https://raw.githubusercontent.com/mrc-ide/global-lmic-reports/master/AFG/projections.csv
https://raw.githubusercontent.com/mrc-ide/global-lmic-reports/master/AFG/projections.csv
https://raw.githubusercontent.com/mrc-ide/global-lmic-reports/master/AFG/projections.csv
https://raw.githubusercontent.com/mrc-ide/global-lmic-reports/master/AFG/projections.csv
https://raw.githubusercontent.com/mrc-ide/global-lmic-reports/master/AFG/projections.csv
https://raw.githubusercontent.com/mrc-ide/global-lmic-reports/master/AFG/projections.csv
https://raw.githubusercontent.com/mrc-ide/global-lmic-reports/master/AFG/projections.csv
https://raw.githubusercontent.com/mrc-ide/global-lmic-reports/master/AFG/projections.csv
https://raw.githubusercontent.com/mrc-ide/global-lmic-reports/master/AFG/projections.csv
https://raw.githubusercontent.com/mrc-ide/global-lmic-reports/master/AFG/projections.csv
https://raw.githubusercontent.com/mrc-ide/global-lmic-reports/master/AFG/projections.csv
https://raw.githubusercontent.com/mrc-ide/global-lmic-reports/master/AFG/projections.csv
https://raw.githubusercontent.com/mrc-ide/global-lmic-reports/master/AFG/projections.csv
https://raw.githubusercontent.com/mrc-ide/global-lmic-reports/master/AFG/projections.csv
https://raw.githubusercontent.com/mrc-ide/global-lmic-reports/master/AFG/projections.csv
https://raw.githubusercontent.com/mrc-ide/global-lmic-reports/master/AFG/projections.csv
https://raw.githubusercontent.com/mrc-ide/global-lmic-reports/master/AFG/projections.csv
https://raw.githubusercontent.com/mrc-ide/global-lmic-reports/master/AFG/projections.csv
https://raw.githubusercontent.com/mrc-ide/global-lmic-reports/master/AFG/projections.csv
https://raw.githubusercontent.com/mrc-ide/global-lmic-reports/master/AFG/projections.csv
https://raw.githubusercontent.com/mrc-ide/global-lmic-reports/master/AFG/projections.csv
https://raw.githubusercontent.com/mrc-ide/global-lmic-reports/master/AFG/projections.csv
https://raw.githubusercontent.com/mrc-ide/global-lmic-reports/master/AFG/projections.csv
https://raw.githubusercontent.com/mrc-ide/global-lmic-reports/master/AFG/projections.csv
https://raw.githubusercontent.com/mrc-ide/global-lmic-reports/master/AFG/projections.csv
https://raw.githubusercontent.com/mrc-ide/global-lmic-reports/master/AFG/projections.csv
https://raw.githubusercontent.com/mrc-ide/global-lmic-reports/master/AFG/projections.csv
https://raw.githubusercontent.com/mrc-ide/global-lmic-reports/master/AFG/projections.csv
https://raw.githubusercontent.com/mrc-ide/global-lmic-reports/master/AFG/projections.csv
https://raw.githubusercontent.com/mrc-ide/global-lmic-reports/master/AFG/projections.csv
https://raw.githubusercontent.com/mrc-ide/global-lmic-reports/master/AFG/projections.csv
https://raw.githubusercontent.com/mrc-ide/global-lmic-reports/master/AFG/projections.csv
https://raw.githubusercontent.com/mrc-ide/global-lmic-reports/master/AFG/projections.csv
https://raw.githubusercontent.com/mrc-ide/global-lmic-reports/master/AFG/projections.csv
https://raw.githubusercontent.com/mrc-ide/global-lmic-reports/master/AFG/projections.csv
https://raw.githubusercontent.com/mrc-ide/global-lmic-reports/master/AFG/projections.csv
https://raw.githubusercontent.com/mrc-ide/global-lmic-reports/master/AFG/projections.csv
https://raw.githubusercontent.com/mrc-ide/global-lmic-reports/master/AFG/projections.csv
https://raw.githubusercontent.com/mrc-ide/global-lmic-reports/master/AFG/projections.csv
https://raw.githubusercontent.com/mrc-ide/global-lmic-reports/master/AFG/projections.csv
https://raw.githubusercontent.com/mrc-ide/global-lmic-reports/master/AFG/projections.csv
https://raw.githubusercontent.com/mrc-ide/global-lmic-reports/master/AFG/projections.csv
https://raw.githubusercontent.com/mrc-ide/global-lmic-reports/master/AFG/projections.csv
https://raw.githubusercontent.com/mrc-ide/global-lmic-reports/master/AFG/projections.csv
https://raw.githubusercontent.com/mrc-ide/global-lmic-reports/master/AFG/projections.csv
https://raw.githubusercontent.com/mrc-ide/global-lmic-reports/master/AFG/projections.csv
https://raw.githubusercontent.com/mrc-ide/global-lmic-reports/master/AFG/projections.csv
https://raw.githubusercontent.com/mrc-ide/global-lmic-reports/master/AFG/projections.csv
https://raw.githubusercontent.com/mrc-ide/global-lmic-reports/master/AFG/projections.csv
https://raw.githubusercontent.com/mrc-ide/global-lmic-reports/master/AFG/projections.csv
https://raw.githubusercontent.com/mrc-ide/global-lmic-reports/master/AFG/projections.csv
https://raw.githubusercontent.com/mrc-ide/global-lmic-reports/master/AFG/projections.csv
https://raw.githubusercontent.com/mrc-ide/global-lmic-reports/master/AFG/projections.csv
https://raw.githubusercontent.com/mrc-ide/global-lmic-reports/master/AFG/projections.csv
https://raw.githubusercontent.com/mrc-ide/global-lmic-reports/master/AFG/projections.csv
https://raw.githubusercontent.com/mrc-ide/global-lmic-reports/master/AFG/projections.csv
https://raw.githubusercontent.com/mrc-ide/global-lmic-reports/master/AFG/projections.csv
https://raw.githubusercontent.com/mrc-ide/global-lmic-reports/master/AFG/projections.csv
https://raw.githubusercontent.com/mrc-ide/global-lmic-reports/master/AFG/projections.csv
https://raw.githubusercontent.com/mrc-ide/global-lmic-reports/master/AFG/projections.csv
https://raw.githubusercontent.com/mrc-ide/global-lmic-reports/master/AFG/projections.csv
https://raw.githubusercontent.com/mrc-ide/global-lmic-reports/master/AFG/projections.csv
https://raw.githubusercontent.com/mrc-ide/global-lmic-reports/master/AFG/projections.csv
https://raw.githubusercontent.com/mrc-ide/global-lmic-reports/master/AFG/projections.csv
https://raw.githubusercontent.com/mrc-ide/global-lmic-reports/master/AFG/projections.csv
https://raw.githubusercontent.com/mrc-ide/global-lmic-reports/master/AFG/projections.csv
https://raw.githubusercontent.com/mrc-ide/global-lmic-reports/master/AFG/projections.csv
https://raw.githubusercontent.com/mrc-ide/global-lmic-reports/master/AFG/projections.csv
https://raw.githubusercontent.com/mrc-ide/global-lmic-reports/master/AFG/projections.csv
https://raw.githubusercontent.com/mrc-ide/global-lmic-reports/master/AFG/projections.csv
https://raw.githubusercontent.com/mrc-ide/global-lmic-reports/master/AFG/projections.csv
https://raw.githubusercontent.com/mrc-ide/global-lmic-reports/master/AFG/projections.csv
https://raw.githubusercontent.com/mrc-ide/global-lmic-reports/master/AFG/projections.csv
https://raw.githubusercontent.com/mrc-ide/global-lmic-reports/master/AFG/projections.csv
https://raw.githubusercontent.com/mrc-ide/global-lmic-reports/master/AFG/projections.csv
https://raw.githubusercontent.com/mrc-ide/global-lmic-reports/master/AFG/projections.csv
https://raw.githubusercontent.com/mrc-ide/global-lmic-reports/master/AFG/projections.csv
https://raw.githubusercontent.com/mrc-ide/global-lmic-reports/master/AFG/projections.csv
https://raw.githubusercontent.com/mrc-ide/global-lmic-reports/master/AFG/projections.csv
https://raw.githubusercontent.com/mrc-ide/global-lmic-reports/master/AFG/projections.csv
https://raw.githubusercontent.com/mrc-ide/global-lmic-reports/master/AFG/projections.csv
https://raw.githubusercontent.com/mrc-ide/global-lmic-reports/master/AFG/projections.csv
https://raw.githubusercontent.com/mrc-ide/global-lmic-reports/master/AFG/projections.csv
https://raw.githubusercontent.com/mrc-ide/global-lmic-reports/master/AFG/projections.csv
https://raw.githubusercontent.com/mrc-ide/global-lmic-reports/master/AFG/projections.csv
https://raw.githubusercontent.com/mrc-ide/global-lmic-reports/master/AFG/projections.csv
https://raw.githubusercontent.com/mrc-ide/global-lmic-reports/master/AFG/projections.csv
https://raw.githubusercontent.com/mrc-ide/global-lmic-reports/master/AFG/projections.csv
https://raw.githubusercontent.com/mrc-ide/global-lmic-reports/master/AFG/projections.csv
https://raw.githubusercontent.com/mrc-ide/global-lmic-reports/master/AFG/projections.csv
https://raw.githubusercontent.com/mrc-ide/global-lmic-reports/master/AFG/projections.csv
https://raw.githubusercontent.com/mrc-ide/global-lmic-reports/master/AFG/projections.csv
https://raw.githubusercontent.com/mrc-ide/global-lmic-reports/master/AFG/projections.csv
https://raw.githubusercontent.com/mrc-ide/global-lmic-reports/master/AFG/projections.csv
https://raw.githubusercontent.com/mrc-ide/global-lmic-reports/master/AFG/projections.csv
https://raw.githubusercontent.com/mrc-ide/global-lmic-reports/master/AFG/projections.csv
https://raw.githubusercontent.com/mrc-ide/global-lmic-reports/master/AFG/projections.csv
https://raw.githubusercontent.com/mrc-ide/global-lmic-reports/master/AFG/projections.csv
https://raw.githubusercontent.com/mrc-ide/global-lmic-reports/master/AFG/projections.csv
https://raw.githubusercontent.com/mrc-ide/global-lmic-reports/master/AFG/projections.csv
https://raw.githubusercontent.com/mrc-ide/global-lmic-reports/master/AFG/projections.csv
https://raw.githubusercontent.com/mrc-ide/global-lmic-reports/master/AFG/projections.csv
https://raw.githubusercontent.com/mrc-ide/global-lmic-reports/master/AFG/projections.csv
https://raw.githubusercontent.com/mrc-ide/global-lmic-reports/master/AFG/projections.csv
https://raw.githubusercontent.com/mrc-ide/global-lmic-reports/master/AFG/projections.csv
https://raw.githubusercontent.com/mrc-ide/global-lmic-reports/master/AFG/projections.csv
https://raw.githubusercontent.com/mrc-ide/global-lmic-reports/master/AFG/projections.csv
https://raw.githubusercontent.com/mrc-ide/global-lmic-reports/master/AFG/projections.csv
https://raw.githubusercontent.com/mrc-ide/global-lmic-reports/master/AFG/projections.csv
https://raw.githubusercontent.com/mrc-ide/global-lmic-reports/master/AFG/projections.csv
https://raw.githubusercontent.com/mrc-ide/global-lmic-reports/master/AFG/projections.csv
https://raw.githubusercontent.com/mrc-ide/global-lmic-reports/master/AFG/projections.csv
https://raw.githubusercontent.com/mrc-ide/global-lmic-reports/master/AFG/projections.csv
https://raw.githubusercontent.com/mrc-ide/global-lmic-reports/master/AFG/projections.csv
https://raw.githubusercontent.com/mrc-ide/global-lmic-reports/master/AFG/projections.csv
https://raw.githubusercontent.com/mrc-ide/global-lmic-reports/master/AFG/projections.csv
https://raw.githubusercontent.com/mrc-ide/global-lmic-reports/master/AFG/projections.csv
https://raw.githubusercontent.com/mrc-ide/global-lmic-reports/master/AFG/projections.csv
https://raw.githubusercontent.com/mrc-ide/global-lmic-reports/master/AFG/projections.csv
https://raw.githubusercontent.com/mrc-ide/global-lmic-reports/master/AFG/projections.csv
https://raw.githubusercontent.com/mrc-ide/global-lmic-reports/master/AFG/projections.csv
https://raw.githubusercontent.com/mrc-ide/global-lmic-reports/master/AFG/projections.csv
https://raw.githubusercontent.com/mrc-ide/global-lmic-reports/master/AFG/projections.csv
https://raw.githubusercontent.com/mrc-ide/global-lmic-reports/master/AFG/projections.csv
https://raw.githubusercontent.com/mrc-ide/global-lmic-reports/master/AFG/projections.csv
https://raw.githubusercontent.com/mrc-ide/global-lmic-reports/master/AFG/projections.csv
https://raw.githubusercontent.com/mrc-ide/global-lmic-reports/master/AFG/projections.csv
https://raw.githubusercontent.com/mrc-ide/global-lmic-reports/master/AFG/projections.csv
https://raw.githubusercontent.com/mrc-ide/global-lmic-reports/master/AFG/projections.csv
https://raw.githubusercontent.com/mrc-ide/global-lmic-reports/master/AFG/projections.csv
https://raw.githubusercontent.com/mrc-ide/global-lmic-reports/master/AFG/projections.csv
https://raw.githubusercontent.com/mrc-ide/global-lmic-reports/master/AFG/projections.csv
https://raw.githubusercontent.com/mrc-ide/global-lmic-reports/master/AFG/projections.csv
https://raw.githubusercontent.com/mrc-ide/global-lmic-reports/master/AFG/projections.csv
https://raw.githubusercontent.com/mrc-ide/global-lmic-reports/master/AFG/projections.csv
https://raw.githubusercontent.com/mrc-ide/global-lmic-reports/master/AFG/projections.csv
https://raw.githubusercontent.com/mrc-ide/global-lmic-reports/master/AFG/projections.csv
https://raw.githubusercontent.com/mrc-ide/global-lmic-reports/master/AFG/projections.csv
https://raw.githubusercontent.com/mrc-ide/global-lmic-reports/master/AFG/projections.csv
https://raw.githubusercontent.com/mrc-ide/global-lmic-reports/master/AFG/projections.csv
https://raw.githubusercontent.com/mrc-ide/global-lmic-reports/master/AFG/projections.csv
https://raw.githubusercontent.com/mrc-ide/global-lmic-reports/master/AFG/projections.csv
https://raw.githubusercontent.com/mrc-ide/global-lmic-reports/master/AFG/projections.csv
https://raw.githubusercontent.com/mrc-ide/global-lmic-reports/master/AFG/projections.csv
https://raw.githubusercontent.com/mrc-ide/global-lmic-reports/master/AFG/projections.csv
https://raw.githubusercontent.com/mrc-ide/global-lmic-reports/master/AFG/projections.csv
https://raw.githubusercontent.com/mrc-ide/global-lmic-reports/master/AFG/projections.csv
https://raw.githubusercontent.com/mrc-ide/global-lmic-reports/master/AFG/projections.csv
https://raw.githubusercontent.com/mrc-ide/global-lmic-reports/master/AFG/projections.csv
https://raw.githubusercontent.com/mrc-ide/global-lmic-reports/master/AFG/projections.csv
https://raw.githubusercontent.com/mrc-ide/global-lmic-reports/master/AFG/projections.csv
https://raw.githubusercontent.com/mrc-ide/global-lmic-reports/master/AFG/projections.csv
https://raw.githubusercontent.com/mrc-ide/global-lmic-reports/master/AFG/projections.csv
https://raw.githubusercontent.com/mrc-ide/global-lmic-reports/master/AFG/projections.csv
https://raw.githubusercontent.com/mrc-ide/global-lmic-reports/master/AFG/projections.csv
https://raw.githubusercontent.com/mrc-ide/global-lmic-reports/master/AFG/projections.csv
https://raw.githubusercontent.com/mrc-ide/global-lmic-reports/master/AFG/projections.csv
https://raw.githubusercontent.com/mrc-ide/global-lmic-reports/master/AFG/projections.csv
https://raw.githubusercontent.com/mrc-ide/global-lmic-reports/master/AFG/projections.csv
https://raw.githubusercontent.com/mrc-ide/global-lmic-reports/master/AFG/projections.csv
https://raw.githubusercontent.com/mrc-ide/global-lmic-reports/master/AFG/projections.csv
https://raw.githubusercontent.com/mrc-ide/global-lmic-reports/master/AFG/projections.csv
https://raw.githubusercontent.com/mrc-ide/global-lmic-reports/master/AFG/projections.csv
https://raw.githubusercontent.com/mrc-ide/global-lmic-reports/master/AFG/projections.csv
https://raw.githubusercontent.com/mrc-ide/global-lmic-reports/master/AFG/projections.csv
https://raw.githubusercontent.com/mrc-ide/global-lmic-reports/master/AFG/projections.csv
https://raw.githubusercontent.com/mrc-ide/global-lmic-reports/master/AFG/projections.csv
https://raw.githubusercontent.com/mrc-ide/global-lmic-reports/master/AFG/projections.csv
https://raw.githubusercontent.com/mrc-ide/global-lmic-reports/master/AFG/projections.csv
https://raw.githubusercontent.com/mrc-ide/global-lmic-reports/master/AFG/projections.csv
https://raw.githubusercontent.com/mrc-ide/global-lmic-reports/master/AFG/projections.csv
https://raw.githubusercontent.com/mrc-ide/global-lmic-reports/master/AFG/projections.csv
https://raw.githubusercontent.com/mrc-ide/global-lmic-reports/master/AFG/projections.csv
https://raw.githubusercontent.com/mrc-ide/global-lmic-reports/master/AFG/projections.csv
https://raw.githubusercontent.com/mrc-ide/global-lmic-reports/master/AFG/projections.csv
https://raw.githubusercontent.com/mrc-ide/global-lmic-reports/master/AFG/projections.csv
https://raw.githubusercontent.com/mrc-ide/global-lmic-reports/master/AFG/projections.csv
https://raw.githubusercontent.com/mrc-ide/global-lmic-reports/master/AFG/projections.csv
https://raw.githubusercontent.com/mrc-ide/global-lmic-reports/master/AFG/projections.csv
https://raw.githubusercontent.com/mrc-ide/global-lmic-reports/master/AFG/projections.csv
https://raw.githubusercontent.com/mrc-ide/global-lmic-reports/master/AFG/projections.csv
https://raw.githubusercontent.com/mrc-ide/global-lmic-reports/master/AFG/projections.csv
https://raw.githubusercontent.com/mrc-ide/global-lmic-reports/master/AFG/projections.csv
https://raw.githubusercontent.com/mrc-ide/global-lmic-reports/master/AFG/projections.csv
https://raw.githubusercontent.com/mrc-ide/global-lmic-reports/master/AFG/projections.csv
https://raw.githubusercontent.com/mrc-ide/global-lmic-reports/master/AFG/projections.csv
https://raw.githubusercontent.com/mrc-ide/global-lmic-reports/master/AFG/projections.csv
https://raw.githubusercontent.com/mrc-ide/global-lmic-reports/master/AFG/projections.csv
https://raw.githubusercontent.com/mrc-ide/global-lmic-reports/master/AFG/projections.csv
https://raw.githubusercontent.com/mrc-ide/global-lmic-reports/master/AFG/projections.csv
https://raw.githubusercontent.com/mrc-ide/global-lmic-reports/master/AFG/projections.csv
https://raw.githubusercontent.com/mrc-ide/global-lmic-reports/master/AFG/projections.csv
https://raw.githubusercontent.com/mrc-ide/global-lmic-reports/master/AFG/projections.csv
https://raw.githubusercontent.com/mrc-ide/global-lmic-reports/master/AFG/projections.csv
https://raw.githubusercontent.com/mrc-ide/global-lmic-reports/master/AFG/projections.csv
https://raw.githubusercontent.com/mrc-ide/global-lmic-reports/master/AFG/projections.csv
https://raw.githubusercontent.com/mrc-ide/global-lmic-reports/master/AFG/projections.csv
https://raw.githubusercontent.com/mrc-ide/global-lmic-reports/master/AFG/projections.csv
https://raw.githubusercontent.com/mrc-ide/global-lmic-reports/master/AFG/projections.csv
https://raw.githubusercontent.com/mrc-ide/global-lmic-reports/master/AFG/projections.csv
https://raw.githubusercontent.com/mrc-ide/global-lmic-reports/master/AFG/projections.csv
https://raw.githubusercontent.com/mrc-ide/global-lmic-reports/master/AFG/projections.csv
https://raw.githubusercontent.com/mrc-ide/global-lmic-reports/master/AFG/projections.csv
https://raw.githubusercontent.com/mrc-ide/global-lmic-reports/master/AFG/projections.csv
https://raw.githubusercontent.com/mrc-ide/global-lmic-reports/master/AFG/projections.csv
https://raw.githubusercontent.com/mrc-ide/global-lmic-reports/master/AFG/projections.csv
https://raw.githubusercontent.com/mrc-ide/global-lmic-reports/master/AFG/projections.csv
https://raw.githubusercontent.com/mrc-ide/global-lmic-reports/master/AFG/projections.csv
https://raw.githubusercontent.com/mrc-ide/global-lmic-reports/master/AFG/projections.csv
https://raw.githubusercontent.com/mrc-ide/global-lmic-reports/master/AFG/projections.csv
https://raw.githubusercontent.com/mrc-ide/global-lmic-reports/master/AFG/projections.csv
https://raw.githubusercontent.com/mrc-ide/global-lmic-reports/master/AFG/projections.csv
https://raw.githubusercontent.com/mrc-ide/global-lmic-reports/master/AFG/projections.csv
https://raw.githubusercontent.com/mrc-ide/global-lmic-reports/master/AFG/projections.csv
https://raw.githubusercontent.com/mrc-ide/global-lmic-reports/master/AFG/projections.csv
https://raw.githubusercontent.com/mrc-ide/global-lmic-reports/master/AFG/projections.csv
https://raw.githubusercontent.com/mrc-ide/global-lmic-reports/master/AFG/projections.csv
https://raw.githubusercontent.com/mrc-ide/global-lmic-reports/master/AFG/projections.csv
https://raw.githubusercontent.com/mrc-ide/global-lmic-reports/master/AFG/projections.csv
https://raw.githubusercontent.com/mrc-ide/global-lmic-reports/master/AFG/projections.csv
https://raw.githubusercontent.com/mrc-ide/global-lmic-reports/master/AFG/projections.csv
https://raw.githubusercontent.com/mrc-ide/global-lmic-reports/master/AFG/projections.csv
https://raw.githubusercontent.com/mrc-ide/global-lmic-reports/master/AFG/projections.csv
https://raw.githubusercontent.com/mrc-ide/global-lmic-reports/master/AFG/projections.csv
https://raw.githubusercontent.com/mrc-ide/global-lmic-reports/master/AFG/projections.csv
https://raw.githubusercontent.com/mrc-ide/global-lmic-reports/master/AFG/projections.csv
https://raw.githubusercontent.com/mrc-ide/global-lmic-reports/master/AFG/projections.csv
https://raw.githubusercontent.com/mrc-ide/global-lmic-reports/master/AFG/projections.csv
https://raw.githubusercontent.com/mrc-ide/global-lmic-reports/master/AFG/projections.csv
https://raw.githubusercontent.com/mrc-ide/global-lmic-reports/master/AFG/projections.csv
https://raw.githubusercontent.com/mrc-ide/global-lmic-reports/master/AFG/projections.csv
https://raw.githubusercontent.com/mrc-ide/global-lmic-reports/master/AFG/projections.csv
https://raw.githubusercontent.com/mrc-ide/global-lmic-reports/master/AFG/projections.csv
https://raw.githubusercontent.com/mrc-ide/global-lmic-reports/master/AFG/projections.csv
https://raw.githubusercontent.com/mrc-ide/global-lmic-reports/master/AFG/projections.csv
https://raw.githubusercontent.com/mrc-ide/global-lmic-reports/master/AFG/projections.csv
https://raw.githubusercontent.com/mrc-ide/global-lmic-reports/master/AFG/projections.csv
https://raw.githubusercontent.com/mrc-ide/global-lmic-reports/master/AFG/projections.csv
https://raw.githubusercontent.com/mrc-ide/global-lmic-reports/master/AFG/projections.csv
https://raw.githubusercontent.com/mrc-ide/global-lmic-reports/master/AFG/projections.csv
https://raw.githubusercontent.com/mrc-ide/global-lmic-reports/master/AFG/projections.csv
https://raw.githubusercontent.com/mrc-ide/global-lmic-reports/master/AFG/projections.csv
https://raw.githubusercontent.com/mrc-ide/global-lmic-reports/master/AFG/projections.csv
https://raw.githubusercontent.com/mrc-ide/global-lmic-reports/master/AFG/projections.csv
https://raw.githubusercontent.com/mrc-ide/global-lmic-reports/master/AFG/projections.csv
https://raw.githubusercontent.com/mrc-ide/global-lmic-reports/master/AFG/projections.csv
https://raw.githubusercontent.com/mrc-ide/global-lmic-reports/master/AFG/projections.csv
https://raw.githubusercontent.com/mrc-ide/global-lmic-reports/master/AFG/projections.csv
https://raw.githubusercontent.com/mrc-ide/global-lmic-reports/master/AFG/projections.csv
https://raw.githubusercontent.com/mrc-ide/global-lmic-reports/master/AFG/projections.csv
https://raw.githubusercontent.com/mrc-ide/global-lmic-reports/master/AFG/projections.csv
https://raw.githubusercontent.com/mrc-ide/global-lmic-reports/master/AFG/projections.csv
https://raw.githubusercontent.com/mrc-ide/global-lmic-reports/master/AFG/projections.csv
https://raw.githubusercontent.com/mrc-ide/global-lmic-reports/master/AFG/projections.csv
https://raw.githubusercontent.com/mrc-ide/global-lmic-reports/master/AFG/projections.csv
https://raw.githubusercontent.com/mrc-ide/global-lmic-reports/master/AFG/projections.csv
https://raw.githubusercontent.com/mrc-ide/global-lmic-reports/master/AFG/projections.csv
https://raw.githubusercontent.com/mrc-ide/global-lmic-reports/master/AFG/projections.csv
https://raw.githubusercontent.com/mrc-ide/global-lmic-reports/master/AFG/projections.csv
https://raw.githubusercontent.com/mrc-ide/global-lmic-reports/master/AFG/projections.csv
https://raw.githubusercontent.com/mrc-ide/global-lmic-reports/master/AFG/projections.csv
https://raw.githubusercontent.com/mrc-ide/global-lmic-reports/master/AFG/projections.csv
https://raw.githubusercontent.com/mrc-ide/global-lmic-reports/master/AFG/projections.csv
https://raw.githubusercontent.com/mrc-ide/global-lmic-reports/master/AFG/projections.csv
https://raw.githubusercontent.com/mrc-ide/global-lmic-reports/master/AFG/projections.csv
https://raw.githubusercontent.com/mrc-ide/global-lmic-reports/master/AFG/projections.csv
https://raw.githubusercontent.com/mrc-ide/global-lmic-reports/master/AFG/projections.csv
https://raw.githubusercontent.com/mrc-ide/global-lmic-reports/master/AFG/projections.csv
https://raw.githubusercontent.com/mrc-ide/global-lmic-reports/master/AFG/projections.csv
https://raw.githubusercontent.com/mrc-ide/global-lmic-reports/master/AFG/projections.csv
https://raw.githubusercontent.com/mrc-ide/global-lmic-reports/master/AFG/projections.csv
https://raw.githubusercontent.com/mrc-ide/global-lmic-reports/master/AFG/projections.csv
https://raw.githubusercontent.com/mrc-ide/global-lmic-reports/master/AFG/projections.csv
https://raw.githubusercontent.com/mrc-ide/global-lmic-reports/master/AFG/projections.csv
https://raw.githubusercontent.com/mrc-ide/global-lmic-reports/master/AFG/projections.csv
https://raw.githubusercontent.com/mrc-ide/global-lmic-reports/master/AFG/projections.csv
https://raw.githubusercontent.com/mrc-ide/global-lmic-reports/master/AFG/projections.csv
https://raw.githubusercontent.com/mrc-ide/global-lmic-reports/master/AFG/projections.csv
https://raw.githubusercontent.com/mrc-ide/global-lmic-reports/master/AFG/projections.csv
https://raw.githubusercontent.com/mrc-ide/global-lmic-reports/master/AFG/projections.csv
https://raw.githubusercontent.com/mrc-ide/global-lmic-reports/master/AFG/projections.csv
https://raw.githubusercontent.com/mrc-ide/global-lmic-reports/master/AFG/projections.csv
https://raw.githubusercontent.com/mrc-ide/global-lmic-reports/master/AFG/projections.csv
https://raw.githubusercontent.com/mrc-ide/global-lmic-reports/master/AFG/projections.csv
https://raw.githubusercontent.com/mrc-ide/global-lmic-reports/master/AFG/projections.csv
https://raw.githubusercontent.com/mrc-ide/global-lmic-reports/master/AFG/projections.csv
https://raw.githubusercontent.com/mrc-ide/global-lmic-reports/master/AFG/projections.csv
https://raw.githubusercontent.com/mrc-ide/global-lmic-reports/master/AFG/projections.csv
https://raw.githubusercontent.com/mrc-ide/global-lmic-reports/master/AFG/projections.csv
https://raw.githubusercontent.com/mrc-ide/global-lmic-reports/master/AFG/projections.csv
https://raw.githubusercontent.com/mrc-ide/global-lmic-reports/master/AFG/projections.csv
https://raw.githubusercontent.com/mrc-ide/global-lmic-reports/master/AFG/projections.csv
https://raw.githubusercontent.com/mrc-ide/global-lmic-reports/master/AFG/projections.csv
https://raw.githubusercontent.com/mrc-ide/global-lmic-reports/master/AFG/projections.csv
https://raw.githubusercontent.com/mrc-ide/global-lmic-reports/master/AFG/projections.csv
https://raw.githubusercontent.com/mrc-ide/global-lmic-reports/master/AFG/projections.csv
https://raw.githubusercontent.com/mrc-ide/global-lmic-reports/master/AFG/projections.csv
https://raw.githubusercontent.com/mrc-ide/global-lmic-reports/master/AFG/projections.csv
https://raw.githubusercontent.com/mrc-ide/global-lmic-reports/master/AFG/projections.csv
https://raw.githubusercontent.com/mrc-ide/global-lmic-reports/master/AFG/projections.csv
https://raw.githubusercontent.com/mrc-ide/global-lmic-reports/master/AFG/projections.csv
https://raw.githubusercontent.com/mrc-ide/global-lmic-reports/master/AFG/projections.csv
https://raw.githubusercontent.com/mrc-ide/global-lmic-reports/master/AFG/projections.csv
https://raw.githubusercontent.com/mrc-ide/global-lmic-reports/master/AFG/projections.csv
https://raw.githubusercontent.com/mrc-ide/global-lmic-reports/master/AFG/projections.csv
https://raw.githubusercontent.com/mrc-ide/global-lmic-reports/master/AFG/projections.csv
https://raw.githubusercontent.com/mrc-ide/global-lmic-reports/master/AFG/projections.csv
https://raw.githubusercontent.com/mrc-ide/global-lmic-reports/master/AFG/projections.csv
https://raw.githubusercontent.com/mrc-ide/global-lmic-reports/master/AFG/projections.csv
https://raw.githubusercontent.com/mrc-ide/global-lmic-reports/master/AFG/projections.csv
https://raw.githubusercontent.com/mrc-ide/global-lmic-reports/master/AFG/projections.csv
https://raw.githubusercontent.com/mrc-ide/global-lmic-reports/master/AFG/projections.csv
https://raw.githubusercontent.com/mrc-ide/global-lmic-reports/master/AFG/projections.csv
https://raw.githubusercontent.com/mrc-ide/global-lmic-reports/master/AFG/projections.csv
https://raw.githubusercontent.com/mrc-ide/global-lmic-reports/master/AFG/projections.csv
https://raw.githubusercontent.com/mrc-ide/global-lmic-reports/master/AFG/projections.csv
https://raw.githubusercontent.com/mrc-ide/global-lmic-reports/master/AFG/projections.csv
https://raw.githubusercontent.com/mrc-ide/global-lmic-reports/master/AFG/projections.csv
https://raw.githubusercontent.com/mrc-ide/global-lmic-reports/master/AFG/projections.csv
https://raw.githubusercontent.com/mrc-ide/global-lmic-reports/master/AFG/projections.csv
https://raw.githubusercontent.com/mrc-ide/global-lmic-reports/master/AFG/projections.csv
https://raw.githubusercontent.com/mrc-ide/global-lmic-reports/master/AFG/projections.csv
https://raw.githubusercontent.com/mrc-ide/global-lmic-reports/master/AFG/projections.csv
https://raw.githubusercontent.com/mrc-ide/global-lmic-reports/master/AFG/projections.csv
https://raw.githubusercontent.com/mrc-ide/global-lmic-reports/master/AFG/projections.csv
https://raw.githubusercontent.com/mrc-ide/global-lmic-reports/master/AFG/projections.csv
https://raw.githubusercontent.com/mrc-ide/global-lmic-reports/master/AFG/projections.csv
https://raw.githubusercontent.com/mrc-ide/global-lmic-reports/master/AFG/projections.csv
https://raw.githubusercontent.com/mrc-ide/global-lmic-reports/master/AFG/projections.csv
https://raw.githubusercontent.com/mrc-ide/global-lmic-reports/master/AFG/projections.csv
https://raw.githubusercontent.com/mrc-ide/global-lmic-reports/master/AFG/projections.csv
https://raw.githubusercontent.com/mrc-ide/global-lmic-reports/master/AFG/projections.csv
https://raw.githubusercontent.com/mrc-ide/global-lmic-reports/master/AFG/projections.csv
https://raw.githubusercontent.com/mrc-ide/global-lmic-reports/master/AFG/projections.csv
https://raw.githubusercontent.com/mrc-ide/global-lmic-reports/master/AFG/projections.csv
https://raw.githubusercontent.com/mrc-ide/global-lmic-reports/master/AFG/projections.csv
https://raw.githubusercontent.com/mrc-ide/global-lmic-reports/master/AFG/projections.csv
https://raw.githubusercontent.com/mrc-ide/global-lmic-reports/master/AFG/projections.csv
https://raw.githubusercontent.com/mrc-ide/global-lmic-reports/master/AFG/projections.csv
https://raw.githubusercontent.com/mrc-ide/global-lmic-reports/master/AFG/projections.csv
https://raw.githubusercontent.com/mrc-ide/global-lmic-reports/master/AFG/projections.csv
https://raw.githubusercontent.com/mrc-ide/global-lmic-reports/master/AFG/projections.csv
https://raw.githubusercontent.com/mrc-ide/global-lmic-reports/master/AFG/projections.csv
https://raw.githubusercontent.com/mrc-ide/global-lmic-reports/master/AFG/projections.csv
https://raw.githubusercontent.com/mrc-ide/global-lmic-reports/master/AFG/projections.csv
https://raw.githubusercontent.com/mrc-ide/global-lmic-reports/master/AFG/projections.csv
https://raw.githubusercontent.com/mrc-ide/global-lmic-reports/master/AFG/projections.csv
https://raw.githubusercontent.com/mrc-ide/global-lmic-reports/master/AFG/projections.csv
https://raw.githubusercontent.com/mrc-ide/global-lmic-reports/master/AFG/projections.csv
https://raw.githubusercontent.com/mrc-ide/global-lmic-reports/master/AFG/projections.csv
https://raw.githubusercontent.com/mrc-ide/global-lmic-reports/master/AFG/projections.csv
https://raw.githubusercontent.com/mrc-ide/global-lmic-reports/master/AFG/projections.csv
https://raw.githubusercontent.com/mrc-ide/global-lmic-reports/master/AFG/projections.csv
https://raw.githubusercontent.com/mrc-ide/global-lmic-reports/master/AFG/projections.csv
https://raw.githubusercontent.com/mrc-ide/global-lmic-reports/master/AFG/projections.csv
https://raw.githubusercontent.com/mrc-ide/global-lmic-reports/master/AFG/projections.csv
https://raw.githubusercontent.com/mrc-ide/global-lmic-reports/master/AFG/projections.csv
https://raw.githubusercontent.com/mrc-ide/global-lmic-reports/master/AFG/projections.csv
https://raw.githubusercontent.com/mrc-ide/global-lmic-reports/master/AFG/projections.csv
https://raw.githubusercontent.com/mrc-ide/global-lmic-reports/master/AFG/projections.csv
https://raw.githubusercontent.com/mrc-ide/global-lmic-reports/master/AFG/projections.csv
https://raw.githubusercontent.com/mrc-ide/global-lmic-reports/master/AFG/projections.csv
https://raw.githubusercontent.com/mrc-ide/global-lmic-reports/master/AFG/projections.csv
https://raw.githubusercontent.com/mrc-ide/global-lmic-reports/master/AFG/projections.csv
https://raw.githubusercontent.com/mrc-ide/global-lmic-reports/master/AFG/projections.csv
https://raw.githubusercontent.com/mrc-ide/global-lmic-reports/master/AFG/projections.csv
https://raw.githubusercontent.com/mrc-ide/global-lmic-reports/master/AFG/projections.csv
https://raw.githubusercontent.com/mrc-ide/global-lmic-reports/master/AFG/projections.csv
https://raw.githubusercontent.com/mrc-ide/global-lmic-reports/master/AFG/projections.csv
https://raw.githubusercontent.com/mrc-ide/global-lmic-reports/master/AFG/projections.csv
https://raw.githubusercontent.com/mrc-ide/global-lmic-reports/master/AFG/projections.csv
https://raw.githubusercontent.com/mrc-ide/global-lmic-reports/master/AFG/projections.csv
https://raw.githubusercontent.com/mrc-ide/global-lmic-reports/master/AFG/projections.csv
https://raw.githubusercontent.com/mrc-ide/global-lmic-reports/master/AFG/projections.csv
https://raw.githubusercontent.com/mrc-ide/global-lmic-reports/master/AFG/projections.csv
https://raw.githubusercontent.com/mrc-ide/global-lmic-reports/master/AFG/projections.csv
https://raw.githubusercontent.com/mrc-ide/global-lmic-reports/master/AFG/projections.csv
https://raw.githubusercontent.com/mrc-ide/global-lmic-reports/master/AFG/projections.csv
https://raw.githubusercontent.com/mrc-ide/global-lmic-reports/master/AFG/projections.csv
https://raw.githubusercontent.com/mrc-ide/global-lmic-reports/master/AFG/projections.csv
https://raw.githubusercontent.com/mrc-ide/global-lmic-reports/master/AFG/projections.csv
https://raw.githubusercontent.com/mrc-ide/global-lmic-reports/master/AFG/projections.csv
https://raw.githubusercontent.com/mrc-ide/global-lmic-reports/master/AFG/projections.csv
https://raw.githubusercontent.com/mrc-ide/global-lmic-reports/master/AFG/projections.csv
https://raw.githubusercontent.com/mrc-ide/global-lmic-reports/master/AFG/projections.csv
https://raw.githubusercontent.com/mrc-ide/global-lmic-reports/master/AFG/projections.csv
https://raw.githubusercontent.com/mrc-ide/global-lmic-reports/master/AFG/projections.csv
https://raw.githubusercontent.com/mrc-ide/global-lmic-reports/master/AFG/projections.csv
https://raw.githubusercontent.com/mrc-ide/global-lmic-reports/master/AFG/projections.csv
https://raw.githubusercontent.com/mrc-ide/global-lmic-reports/master/AFG/projections.csv
https://raw.githubusercontent.com/mrc-ide/global-lmic-reports/master/AFG/projections.csv
https://raw.githubusercontent.com/mrc-ide/global-lmic-reports/master/AFG/projections.csv
https://raw.githubusercontent.com/mrc-ide/global-lmic-reports/master/AFG/projections.csv
https://raw.githubusercontent.com/mrc-ide/global-lmic-reports/master/AFG/projections.csv
https://raw.githubusercontent.com/mrc-ide/global-lmic-reports/master/AFG/projections.csv
https://raw.githubusercontent.com/mrc-ide/global-lmic-reports/master/AFG/projections.csv
https://raw.githubusercontent.com/mrc-ide/global-lmic-reports/master/AFG/projections.csv
https://raw.githubusercontent.com/mrc-ide/global-lmic-reports/master/AFG/projections.csv
https://raw.githubusercontent.com/mrc-ide/global-lmic-reports/master/AFG/projections.csv
https://raw.githubusercontent.com/mrc-ide/global-lmic-reports/master/AFG/projections.csv
https://raw.githubusercontent.com/mrc-ide/global-lmic-reports/master/AFG/projections.csv
https://raw.githubusercontent.com/mrc-ide/global-lmic-reports/master/AFG/projections.csv
https://raw.githubusercontent.com/mrc-ide/global-lmic-reports/master/AFG/projections.csv
https://raw.githubusercontent.com/mrc-ide/global-lmic-reports/master/AFG/projections.csv
https://raw.githubusercontent.com/mrc-ide/global-lmic-reports/master/AFG/projections.csv
https://raw.githubusercontent.com/mrc-ide/global-lmic-reports/master/AFG/projections.csv
https://raw.githubusercontent.com/mrc-ide/global-lmic-reports/master/AFG/projections.csv
https://raw.githubusercontent.com/mrc-ide/global-lmic-reports/master/AFG/projections.csv
https://raw.githubusercontent.com/mrc-ide/global-lmic-reports/master/AFG/projections.csv
https://raw.githubusercontent.com/mrc-ide/global-lmic-reports/master/AFG/projections.csv
https://raw.githubusercontent.com/mrc-ide/global-lmic-reports/master/AFG/projections.csv
https://raw.githubusercontent.com/mrc-ide/global-lmic-reports/master/AFG/projections.csv
https://raw.githubusercontent.com/mrc-ide/global-lmic-reports/master/AFG/projections.csv
https://raw.githubusercontent.com/mrc-ide/global-lmic-reports/master/AFG/projections.csv
https://raw.githubusercontent.com/mrc-ide/global-lmic-reports/master/AFG/projections.csv
https://raw.githubusercontent.com/mrc-ide/global-lmic-reports/master/AFG/projections.csv
https://raw.githubusercontent.com/mrc-ide/global-lmic-reports/master/AFG/projections.csv
https://raw.githubusercontent.com/mrc-ide/global-lmic-reports/master/AFG/projections.csv
https://raw.githubusercontent.com/mrc-ide/global-lmic-reports/master/AFG/projections.csv
https://raw.githubusercontent.com/mrc-ide/global-lmic-reports/master/AFG/projections.csv
https://raw.githubusercontent.com/mrc-ide/global-lmic-reports/master/AFG/projections.csv
https://raw.githubusercontent.com/mrc-ide/global-lmic-reports/master/AFG/projections.csv
https://raw.githubusercontent.com/mrc-ide/global-lmic-reports/master/AFG/projections.csv
https://raw.githubusercontent.com/mrc-ide/global-lmic-reports/master/AFG/projections.csv
https://raw.githubusercontent.com/mrc-ide/global-lmic-reports/master/AFG/projections.csv
https://raw.githubusercontent.com/mrc-ide/global-lmic-reports/master/AFG/projections.csv
https://raw.githubusercontent.com/mrc-ide/global-lmic-reports/master/AFG/projections.csv
https://raw.githubusercontent.com/mrc-ide/global-lmic-reports/master/AFG/projections.csv
https://raw.githubusercontent.com/mrc-ide/global-lmic-reports/master/AFG/projections.csv
https://raw.githubusercontent.com/mrc-ide/global-lmic-reports/master/AFG/projections.csv
https://raw.githubusercontent.com/mrc-ide/global-lmic-reports/master/AFG/projections.csv
https://raw.githubusercontent.com/mrc-ide/global-lmic-reports/master/AFG/projections.csv
https://raw.githubusercontent.com/mrc-ide/global-lmic-reports/master/AFG/projections.csv
https://raw.githubusercontent.com/mrc-ide/global-lmic-reports/master/AFG/projections.csv
https://raw.githubusercontent.com/mrc-ide/global-lmic-reports/master/AFG/projections.csv
https://raw.githubusercontent.com/mrc-ide/global-lmic-reports/master/AFG/projections.csv
https://raw.githubusercontent.com/mrc-ide/global-lmic-reports/master/AFG/projections.csv
https://raw.githubusercontent.com/mrc-ide/global-lmic-reports/master/AFG/projections.csv
https://raw.githubusercontent.com/mrc-ide/global-lmic-reports/master/AFG/projections.csv
https://raw.githubusercontent.com/mrc-ide/global-lmic-reports/master/AFG/projections.csv
https://raw.githubusercontent.com/mrc-ide/global-lmic-reports/master/AFG/projections.csv
https://raw.githubusercontent.com/mrc-ide/global-lmic-reports/master/AFG/projections.csv
https://raw.githubusercontent.com/mrc-ide/global-lmic-reports/master/AFG/projections.csv
https://raw.githubusercontent.com/mrc-ide/global-lmic-reports/master/AFG/projections.csv
https://raw.githubusercontent.com/mrc-ide/global-lmic-reports/master/AFG/projections.csv
https://raw.githubusercontent.com/mrc-ide/global-lmic-reports/master/AFG/projections.csv
https://raw.githubusercontent.com/mrc-ide/global-lmic-reports/master/AFG/projections.csv
https://raw.githubusercontent.com/mrc-ide/global-lmic-reports/master/AFG/projections.csv
https://raw.githubusercontent.com/mrc-ide/global-lmic-reports/master/AFG/projections.csv
https://raw.githubusercontent.com/mrc-ide/global-lmic-reports/master/AFG/projections.csv
https://raw.githubusercontent.com/mrc-ide/global-lmic-reports/master/AFG/projections.csv
https://raw.githubusercontent.com/mrc-ide/global-lmic-reports/master/AFG/projections.csv
https://raw.githubusercontent.com/mrc-ide/global-lmic-reports/master/AFG/projections.csv
https://raw.githubusercontent.com/mrc-ide/global-lmic-reports/master/AFG/projections.csv
https://raw.githubusercontent.com/mrc-ide/global-lmic-reports/master/AFG/projections.csv
https://raw.githubusercontent.com/mrc-ide/global-lmic-reports/master/AFG/projections.csv
https://raw.githubusercontent.com/mrc-ide/global-lmic-reports/master/AFG/projections.csv
https://raw.githubusercontent.com/mrc-ide/global-lmic-reports/master/AFG/projections.csv
https://raw.githubusercontent.com/mrc-ide/global-lmic-reports/master/AFG/projections.csv
https://raw.githubusercontent.com/mrc-ide/global-lmic-reports/master/AFG/projections.csv
https://raw.githubusercontent.com/mrc-ide/global-lmic-reports/master/AFG/projections.csv
https://raw.githubusercontent.com/mrc-ide/global-lmic-reports/master/AFG/projections.csv
https://raw.githubusercontent.com/mrc-ide/global-lmic-reports/master/AFG/projections.csv
https://raw.githubusercontent.com/mrc-ide/global-lmic-reports/master/AFG/projections.csv
https://raw.githubusercontent.com/mrc-ide/global-lmic-reports/master/AFG/projections.csv
https://raw.githubusercontent.com/mrc-ide/global-lmic-reports/master/AFG/projections.csv
https://raw.githubusercontent.com/mrc-ide/global-lmic-reports/master/AFG/projections.csv
https://raw.githubusercontent.com/mrc-ide/global-lmic-reports/master/AFG/projections.csv
https://raw.githubusercontent.com/mrc-ide/global-lmic-reports/master/AFG/projections.csv
https://raw.githubusercontent.com/mrc-ide/global-lmic-reports/master/AFG/projections.csv
https://raw.githubusercontent.com/mrc-ide/global-lmic-reports/master/AFG/projections.csv
https://raw.githubusercontent.com/mrc-ide/global-lmic-reports/master/AFG/projections.csv
https://raw.githubusercontent.com/mrc-ide/global-lmic-reports/master/AFG/projections.csv
https://raw.githubusercontent.com/mrc-ide/global-lmic-reports/master/AFG/projections.csv
https://raw.githubusercontent.com/mrc-ide/global-lmic-reports/master/AFG/projections.csv
https://raw.githubusercontent.com/mrc-ide/global-lmic-reports/master/AFG/projections.csv
https://raw.githubusercontent.com/mrc-ide/global-lmic-reports/master/AFG/projections.csv
https://raw.githubusercontent.com/mrc-ide/global-lmic-reports/master/AFG/projections.csv
https://raw.githubusercontent.com/mrc-ide/global-lmic-reports/master/AFG/projections.csv
https://raw.githubusercontent.com/mrc-ide/global-lmic-reports/master/AFG/projections.csv
https://raw.githubusercontent.com/mrc-ide/global-lmic-reports/master/AFG/projections.csv
https://raw.githubusercontent.com/mrc-ide/global-lmic-reports/master/AFG/projections.csv
https://raw.githubusercontent.com/mrc-ide/global-lmic-reports/master/AFG/projections.csv
https://raw.githubusercontent.com/mrc-ide/global-lmic-reports/master/AFG/projections.csv
https://raw.githubusercontent.com/mrc-ide/global-lmic-reports/master/AFG/projections.csv
https://raw.githubusercontent.com/mrc-ide/global-lmic-reports/master/AFG/projections.csv
https://raw.githubusercontent.com/mrc-ide/global-lmic-reports/master/AFG/projections.csv
https://raw.githubusercontent.com/mrc-ide/global-lmic-reports/master/AFG/projections.csv
https://raw.githubusercontent.com/mrc-ide/global-lmic-reports/master/AFG/projections.csv
https://raw.githubusercontent.com/mrc-ide/global-lmic-reports/master/AFG/projections.csv
https://raw.githubusercontent.com/mrc-ide/global-lmic-reports/master/AFG/projections.csv
https://raw.githubusercontent.com/mrc-ide/global-lmic-reports/master/AFG/projections.csv
https://raw.githubusercontent.com/mrc-ide/global-lmic-reports/master/AFG/projections.csv
https://raw.githubusercontent.com/mrc-ide/global-lmic-reports/master/AFG/projections.csv
https://raw.githubusercontent.com/mrc-ide/global-lmic-reports/master/AFG/projections.csv
https://raw.githubusercontent.com/mrc-ide/global-lmic-reports/master/AFG/projections.csv
https://raw.githubusercontent.com/mrc-ide/global-lmic-reports/master/AFG/projections.csv
https://raw.githubusercontent.com/mrc-ide/global-lmic-reports/master/AFG/projections.csv
https://raw.githubusercontent.com/mrc-ide/global-lmic-reports/master/AFG/projections.csv
https://raw.githubusercontent.com/mrc-ide/global-lmic-reports/master/AFG/projections.csv
https://raw.githubusercontent.com/mrc-ide/global-lmic-reports/master/AFG/projections.csv
https://raw.githubusercontent.com/mrc-ide/global-lmic-reports/master/AFG/projections.csv
https://raw.githubusercontent.com/mrc-ide/global-lmic-reports/master/AFG/projections.csv
https://raw.githubusercontent.com/mrc-ide/global-lmic-reports/master/AFG/projections.csv
https://raw.githubusercontent.com/mrc-ide/global-lmic-reports/master/AFG/projections.csv
https://raw.githubusercontent.com/mrc-ide/global-lmic-reports/master/AFG/projections.csv
https://raw.githubusercontent.com/mrc-ide/global-lmic-reports/master/AFG/projections.csv
https://raw.githubusercontent.com/mrc-ide/global-lmic-reports/master/AFG/projections.csv
https://raw.githubusercontent.com/mrc-ide/global-lmic-reports/master/AFG/projections.csv
https://raw.githubusercontent.com/mrc-ide/global-lmic-reports/master/AFG/projections.csv
https://raw.githubusercontent.com/mrc-ide/global-lmic-reports/master/AFG/projections.csv
https://raw.githubusercontent.com/mrc-ide/global-lmic-reports/master/AFG/projections.csv
https://raw.githubusercontent.com/mrc-ide/global-lmic-reports/master/AFG/projections.csv
https://raw.githubusercontent.com/mrc-ide/global-lmic-reports/master/AFG/projections.csv
https://raw.githubusercontent.com/mrc-ide/global-lmic-reports/master/AFG/projections.csv
https://raw.githubusercontent.com/mrc-ide/global-lmic-reports/master/AFG/projections.csv
https://raw.githubusercontent.com/mrc-ide/global-lmic-reports/master/AFG/projections.csv
https://raw.githubusercontent.com/mrc-ide/global-lmic-reports/master/AFG/projections.csv
https://raw.githubusercontent.com/mrc-ide/global-lmic-reports/master/AFG/projections.csv
https://raw.githubusercontent.com/mrc-ide/global-lmic-reports/master/AFG/projections.csv
https://raw.githubusercontent.com/mrc-ide/global-lmic-reports/master/AFG/projections.csv
https://raw.githubusercontent.com/mrc-ide/global-lmic-reports/master/AFG/projections.csv
https://raw.githubusercontent.com/mrc-ide/global-lmic-reports/master/AFG/projections.csv
https://raw.githubusercontent.com/mrc-ide/global-lmic-reports/master/AFG/projections.csv
https://raw.githubusercontent.com/mrc-ide/global-lmic-reports/master/AFG/projections.csv
https://raw.githubusercontent.com/mrc-ide/global-lmic-reports/master/AFG/projections.csv
https://raw.githubusercontent.com/mrc-ide/global-lmic-reports/master/AFG/projections.csv
https://raw.githubusercontent.com/mrc-ide/global-lmic-reports/master/AFG/projections.csv
https://raw.githubusercontent.com/mrc-ide/global-lmic-reports/master/AFG/projections.csv
https://raw.githubusercontent.com/mrc-ide/global-lmic-reports/master/AFG/projections.csv
https://raw.githubusercontent.com/mrc-ide/global-lmic-reports/master/AFG/projections.csv
https://raw.githubusercontent.com/mrc-ide/global-lmic-reports/master/AFG/projections.csv
https://raw.githubusercontent.com/mrc-ide/global-lmic-reports/master/AFG/projections.csv
https://raw.githubusercontent.com/mrc-ide/global-lmic-reports/master/AFG/projections.csv
https://raw.githubusercontent.com/mrc-ide/global-lmic-reports/master/AFG/projections.csv
https://raw.githubusercontent.com/mrc-ide/global-lmic-reports/master/AFG/projections.csv
https://raw.githubusercontent.com/mrc-ide/global-lmic-reports/master/AFG/projections.csv
https://raw.githubusercontent.com/mrc-ide/global-lmic-reports/master/AFG/projections.csv
https://raw.githubusercontent.com/mrc-ide/global-lmic-reports/master/AFG/projections.csv
https://raw.githubusercontent.com/mrc-ide/global-lmic-reports/master/AFG/projections.csv
https://raw.githubusercontent.com/mrc-ide/global-lmic-reports/master/AFG/projections.csv
https://raw.githubusercontent.com/mrc-ide/global-lmic-reports/master/AFG/projections.csv
https://raw.githubusercontent.com/mrc-ide/global-lmic-reports/master/AFG/projections.csv
https://raw.githubusercontent.com/mrc-ide/global-lmic-reports/master/AFG/projections.csv
https://raw.githubusercontent.com/mrc-ide/global-lmic-reports/master/AFG/projections.csv
https://raw.githubusercontent.com/mrc-ide/global-lmic-reports/master/AFG/projections.csv
https://raw.githubusercontent.com/mrc-ide/global-lmic-reports/master/AFG/projections.csv
https://raw.githubusercontent.com/mrc-ide/global-lmic-reports/master/AFG/projections.csv
https://raw.githubusercontent.com/mrc-ide/global-lmic-reports/master/AFG/projections.csv
https://raw.githubusercontent.com/mrc-ide/global-lmic-reports/master/AFG/projections.csv
https://raw.githubusercontent.com/mrc-ide/global-lmic-reports/master/AFG/projections.csv
https://raw.githubusercontent.com/mrc-ide/global-lmic-reports/master/AFG/projections.csv
https://raw.githubusercontent.com/mrc-ide/global-lmic-reports/master/AFG/projections.csv
https://raw.githubusercontent.com/mrc-ide/global-lmic-reports/master/AFG/projections.csv
https://raw.githubusercontent.com/mrc-ide/global-lmic-reports/master/AFG/projections.csv
https://raw.githubusercontent.com/mrc-ide/global-lmic-reports/master/AFG/projections.csv
https://raw.githubusercontent.com/mrc-ide/global-lmic-reports/master/AFG/projections.csv
https://raw.githubusercontent.com/mrc-ide/global-lmic-reports/master/AFG/projections.csv
https://raw.githubusercontent.com/mrc-ide/global-lmic-reports/master/AFG/projections.csv
https://raw.githubusercontent.com/mrc-ide/global-lmic-reports/master/AFG/projections.csv
https://raw.githubusercontent.com/mrc-ide/global-lmic-reports/master/AFG/projections.csv
https://raw.githubusercontent.com/mrc-ide/global-lmic-reports/master/AFG/projections.csv
https://raw.githubusercontent.com/mrc-ide/global-lmic-reports/master/AFG/projections.csv
https://raw.githubusercontent.com/mrc-ide/global-lmic-reports/master/AFG/projections.csv
https://raw.githubusercontent.com/mrc-ide/global-lmic-reports/master/AFG/projections.csv
https://raw.githubusercontent.com/mrc-ide/global-lmic-reports/master/AFG/projections.csv
https://raw.githubusercontent.com/mrc-ide/global-lmic-reports/master/AFG/projections.csv
https://raw.githubusercontent.com/mrc-ide/global-lmic-reports/master/AFG/projections.csv
https://raw.githubusercontent.com/mrc-ide/global-lmic-reports/master/AFG/projections.csv
https://raw.githubusercontent.com/mrc-ide/global-lmic-reports/master/AFG/projections.csv
https://raw.githubusercontent.com/mrc-ide/global-lmic-reports/master/AFG/projections.csv
https://raw.githubusercontent.com/mrc-ide/global-lmic-reports/master/AFG/projections.csv
https://raw.githubusercontent.com/mrc-ide/global-lmic-reports/master/AFG/projections.csv
https://raw.githubusercontent.com/mrc-ide/global-lmic-reports/master/AFG/projections.csv
https://raw.githubusercontent.com/mrc-ide/global-lmic-reports/master/AFG/projections.csv
https://raw.githubusercontent.com/mrc-ide/global-lmic-reports/master/AFG/projections.csv
https://raw.githubusercontent.com/mrc-ide/global-lmic-reports/master/AFG/projections.csv
https://raw.githubusercontent.com/mrc-ide/global-lmic-reports/master/AFG/projections.csv
https://raw.githubusercontent.com/mrc-ide/global-lmic-reports/master/AFG/projections.csv
https://raw.githubusercontent.com/mrc-ide/global-lmic-reports/master/AFG/projections.csv
https://raw.githubusercontent.com/mrc-ide/global-lmic-reports/master/AFG/projections.csv
https://raw.githubusercontent.com/mrc-ide/global-lmic-reports/master/AFG/projections.csv
https://raw.githubusercontent.com/mrc-ide/global-lmic-reports/master/AFG/projections.csv
https://raw.githubusercontent.com/mrc-ide/global-lmic-reports/master/AFG/projections.csv
https://raw.githubusercontent.com/mrc-ide/global-lmic-reports/master/AFG/projections.csv
https://raw.githubusercontent.com/mrc-ide/global-lmic-reports/master/AFG/projections.csv
https://raw.githubusercontent.com/mrc-ide/global-lmic-reports/master/AFG/projections.csv
https://raw.githubusercontent.com/mrc-ide/global-lmic-reports/master/AFG/projections.csv
https://raw.githubusercontent.com/mrc-ide/global-lmic-reports/master/AFG/projections.csv
https://raw.githubusercontent.com/mrc-ide/global-lmic-reports/master/AFG/projections.csv
https://raw.githubusercontent.com/mrc-ide/global-lmic-reports/master/AFG/projections.csv
https://raw.githubusercontent.com/mrc-ide/global-lmic-reports/master/AFG/projections.csv
https://raw.githubusercontent.com/mrc-ide/global-lmic-reports/master/AFG/projections.csv
https://raw.githubusercontent.com/mrc-ide/global-lmic-reports/master/AFG/projections.csv
https://raw.githubusercontent.com/mrc-ide/global-lmic-reports/master/AFG/projections.csv
https://raw.githubusercontent.com/mrc-ide/global-lmic-reports/master/AFG/projections.csv
https://raw.githubusercontent.com/mrc-ide/global-lmic-reports/master/AFG/projections.csv
https://raw.githubusercontent.com/mrc-ide/global-lmic-reports/master/AFG/projections.csv
https://raw.githubusercontent.com/mrc-ide/global-lmic-reports/master/AFG/projections.csv
https://raw.githubusercontent.com/mrc-ide/global-lmic-reports/master/AFG/projections.csv
https://raw.githubusercontent.com/mrc-ide/global-lmic-reports/master/AFG/projections.csv
https://raw.githubusercontent.com/mrc-ide/global-lmic-reports/master/AFG/projections.csv
https://raw.githubusercontent.com/mrc-ide/global-lmic-reports/master/AFG/projections.csv
https://raw.githubusercontent.com/mrc-ide/global-lmic-reports/master/AFG/projections.csv
https://raw.githubusercontent.com/mrc-ide/global-lmic-reports/master/AFG/projections.csv
https://raw.githubusercontent.com/mrc-ide/global-lmic-reports/master/AFG/projections.csv
https://raw.githubusercontent.com/mrc-ide/global-lmic-reports/master/AFG/projections.csv
https://raw.githubusercontent.com/mrc-ide/global-lmic-reports/master/AFG/projections.csv
https://raw.githubusercontent.com/mrc-ide/global-lmic-reports/master/AFG/projections.csv
https://raw.githubusercontent.com/mrc-ide/global-lmic-reports/master/AFG/projections.csv
https://raw.githubusercontent.com/mrc-ide/global-lmic-reports/master/AFG/projections.csv
https://raw.githubusercontent.com/mrc-ide/global-lmic-reports/master/AFG/projections.csv
https://raw.githubusercontent.com/mrc-ide/global-lmic-reports/master/AFG/projections.csv
https://raw.githubusercontent.com/mrc-ide/global-lmic-reports/master/AFG/projections.csv
https://raw.githubusercontent.com/mrc-ide/global-lmic-reports/master/AFG/projections.csv
https://raw.githubusercontent.com/mrc-ide/global-lmic-reports/master/AFG/projections.csv
https://raw.githubusercontent.com/mrc-ide/global-lmic-reports/master/AFG/projections.csv
https://raw.githubusercontent.com/mrc-ide/global-lmic-reports/master/AFG/projections.csv
https://raw.githubusercontent.com/mrc-ide/global-lmic-reports/master/AFG/projections.csv
https://raw.githubusercontent.com/mrc-ide/global-lmic-reports/master/AFG/projections.csv
https://raw.githubusercontent.com/mrc-ide/global-lmic-reports/master/AFG/projections.csv
https://raw.githubusercontent.com/mrc-ide/global-lmic-reports/master/AFG/projections.csv
https://raw.githubusercontent.com/mrc-ide/global-lmic-reports/master/AFG/projections.csv
https://raw.githubusercontent.com/mrc-ide/global-lmic-reports/master/AFG/projections.csv
https://raw.githubusercontent.com/mrc-ide/global-lmic-reports/master/AFG/projections.csv
https://raw.githubusercontent.com/mrc-ide/global-lmic-reports/master/AFG/projections.csv
https://raw.githubusercontent.com/mrc-ide/global-lmic-reports/master/AFG/projections.csv
https://raw.githubusercontent.com/mrc-ide/global-lmic-reports/master/AFG/projections.csv
https://raw.githubusercontent.com/mrc-ide/global-lmic-reports/master/AFG/projections.csv
https://raw.githubusercontent.com/mrc-ide/global-lmic-reports/master/AFG/projections.csv
https://raw.githubusercontent.com/mrc-ide/global-lmic-reports/master/AFG/projections.csv
https://raw.githubusercontent.com/mrc-ide/global-lmic-reports/master/AFG/projections.csv
https://raw.githubusercontent.com/mrc-ide/global-lmic-reports/master/AFG/projections.csv
https://raw.githubusercontent.com/mrc-ide/global-lmic-reports/master/AFG/projections.csv
https://raw.githubusercontent.com/mrc-ide/global-lmic-reports/master/AFG/projections.csv
https://raw.githubusercontent.com/mrc-ide/global-lmic-reports/master/AFG/projections.csv
https://raw.githubusercontent.com/mrc-ide/global-lmic-reports/master/AFG/projections.csv
https://raw.githubusercontent.com/mrc-ide/global-lmic-reports/master/AFG/projections.csv
https://raw.githubusercontent.com/mrc-ide/global-lmic-reports/master/AFG/projections.csv
https://raw.githubusercontent.com/mrc-ide/global-lmic-reports/master/AFG/projections.csv
https://raw.githubusercontent.com/mrc-ide/global-lmic-reports/master/AFG/projections.csv
https://raw.githubusercontent.com/mrc-ide/global-lmic-reports/master/AFG/projections.csv
https://raw.githubusercontent.com/mrc-ide/global-lmic-reports/master/AFG/projections.csv
https://raw.githubusercontent.com/mrc-ide/global-lmic-reports/master/AFG/projections.csv
https://raw.githubusercontent.com/mrc-ide/global-lmic-reports/master/AFG/projections.csv
https://raw.githubusercontent.com/mrc-ide/global-lmic-reports/master/AFG/projections.csv
https://raw.githubusercontent.com/mrc-ide/global-lmic-reports/master/AFG/projections.csv
https://raw.githubusercontent.com/mrc-ide/global-lmic-reports/master/AFG/projections.csv
https://raw.githubusercontent.com/mrc-ide/global-lmic-reports/master/AFG/projections.csv
https://raw.githubusercontent.com/mrc-ide/global-lmic-reports/master/AFG/projections.csv
https://raw.githubusercontent.com/mrc-ide/global-lmic-reports/master/AFG/projections.csv
https://raw.githubusercontent.com/mrc-ide/global-lmic-reports/master/AFG/projections.csv
https://raw.githubusercontent.com/mrc-ide/global-lmic-reports/master/AFG/projections.csv
https://raw.githubusercontent.com/mrc-ide/global-lmic-reports/master/AFG/projections.csv
https://raw.githubusercontent.com/mrc-ide/global-lmic-reports/master/AFG/projections.csv
https://raw.githubusercontent.com/mrc-ide/global-lmic-reports/master/AFG/projections.csv
https://raw.githubusercontent.com/mrc-ide/global-lmic-reports/master/AFG/projections.csv
https://raw.githubusercontent.com/mrc-ide/global-lmic-reports/master/AFG/projections.csv
https://raw.githubusercontent.com/mrc-ide/global-lmic-reports/master/AFG/projections.csv
https://raw.githubusercontent.com/mrc-ide/global-lmic-reports/master/AFG/projections.csv
https://raw.githubusercontent.com/mrc-ide/global-lmic-reports/master/AFG/projections.csv
https://raw.githubusercontent.com/mrc-ide/global-lmic-reports/master/AFG/projections.csv
https://raw.githubusercontent.com/mrc-ide/global-lmic-reports/master/AFG/projections.csv
https://raw.githubusercontent.com/mrc-ide/global-lmic-reports/master/AFG/projections.csv
https://raw.githubusercontent.com/mrc-ide/global-lmic-reports/master/AFG/projections.csv
https://raw.githubusercontent.com/mrc-ide/global-lmic-reports/master/AFG/projections.csv
https://raw.githubusercontent.com/mrc-ide/global-lmic-reports/master/AFG/projections.csv
https://raw.githubusercontent.com/mrc-ide/global-lmic-reports/master/AFG/projections.csv
https://raw.githubusercontent.com/mrc-ide/global-lmic-reports/master/AFG/projections.csv
https://raw.githubusercontent.com/mrc-ide/global-lmic-reports/master/AFG/projections.csv
https://raw.githubusercontent.com/mrc-ide/global-lmic-reports/master/AFG/projections.csv
https://raw.githubusercontent.com/mrc-ide/global-lmic-reports/master/AFG/projections.csv
https://raw.githubusercontent.com/mrc-ide/global-lmic-reports/master/AFG/projections.csv
https://raw.githubusercontent.com/mrc-ide/global-lmic-reports/master/AFG/projections.csv
https://raw.githubusercontent.com/mrc-ide/global-lmic-reports/master/AFG/projections.csv
https://raw.githubusercontent.com/mrc-ide/global-lmic-reports/master/AFG/projections.csv
https://raw.githubusercontent.com/mrc-ide/global-lmic-reports/master/AFG/projections.csv
https://raw.githubusercontent.com/mrc-ide/global-lmic-reports/master/AFG/projections.csv
https://raw.githubusercontent.com/mrc-ide/global-lmic-reports/master/AFG/projections.csv
https://raw.githubusercontent.com/mrc-ide/global-lmic-reports/master/AFG/projections.csv
https://raw.githubusercontent.com/mrc-ide/global-lmic-reports/master/AFG/projections.csv
https://raw.githubusercontent.com/mrc-ide/global-lmic-reports/master/AFG/projections.csv
https://raw.githubusercontent.com/mrc-ide/global-lmic-reports/master/AFG/projections.csv
https://raw.githubusercontent.com/mrc-ide/global-lmic-reports/master/AFG/projections.csv
https://raw.githubusercontent.com/mrc-ide/global-lmic-reports/master/AFG/projections.csv
https://raw.githubusercontent.com/mrc-ide/global-lmic-reports/master/AFG/projections.csv
https://raw.githubusercontent.com/mrc-ide/global-lmic-reports/master/AFG/projections.csv
https://raw.githubusercontent.com/mrc-ide/global-lmic-reports/master/AFG/projections.csv
https://raw.githubusercontent.com/mrc-ide/global-lmic-reports/master/AFG/projections.csv
https://raw.githubusercontent.com/mrc-ide/global-lmic-reports/master/AFG/projections.csv
https://raw.githubusercontent.com/mrc-ide/global-lmic-reports/master/AFG/projections.csv
https://raw.githubusercontent.com/mrc-ide/global-lmic-reports/master/AFG/projections.csv
https://raw.githubusercontent.com/mrc-ide/global-lmic-reports/master/AFG/projections.csv
https://raw.githubusercontent.com/mrc-ide/global-lmic-reports/master/AFG/projections.csv
https://raw.githubusercontent.com/mrc-ide/global-lmic-reports/master/AFG/projections.csv
https://raw.githubusercontent.com/mrc-ide/global-lmic-reports/master/AFG/projections.csv
https://raw.githubusercontent.com/mrc-ide/global-lmic-reports/master/AFG/projections.csv
https://raw.githubusercontent.com/mrc-ide/global-lmic-reports/master/AFG/projections.csv
https://raw.githubusercontent.com/mrc-ide/global-lmic-reports/master/AFG/projections.csv
https://raw.githubusercontent.com/mrc-ide/global-lmic-reports/master/AFG/projections.csv
https://raw.githubusercontent.com/mrc-ide/global-lmic-reports/master/AFG/projections.csv
https://raw.githubusercontent.com/mrc-ide/global-lmic-reports/master/AFG/projections.csv
https://raw.githubusercontent.com/mrc-ide/global-lmic-reports/master/AFG/projections.csv
https://raw.githubusercontent.com/mrc-ide/global-lmic-reports/master/AFG/projections.csv
https://raw.githubusercontent.com/mrc-ide/global-lmic-reports/master/AFG/projections.csv
https://raw.githubusercontent.com/mrc-ide/global-lmic-reports/master/AFG/projections.csv
https://raw.githubusercontent.com/mrc-ide/global-lmic-reports/master/AFG/projections.csv
https://raw.githubusercontent.com/mrc-ide/global-lmic-reports/master/AFG/projections.csv
https://raw.githubusercontent.com/mrc-ide/global-lmic-reports/master/AFG/projections.csv
https://raw.githubusercontent.com/mrc-ide/global-lmic-reports/master/AFG/projections.csv
https://raw.githubusercontent.com/mrc-ide/global-lmic-reports/master/AFG/projections.csv
https://raw.githubusercontent.com/mrc-ide/global-lmic-reports/master/AFG/projections.csv
https://raw.githubusercontent.com/mrc-ide/global-lmic-reports/master/AFG/projections.csv
https://raw.githubusercontent.com/mrc-ide/global-lmic-reports/master/AFG/projections.csv
https://raw.githubusercontent.com/mrc-ide/global-lmic-reports/master/AFG/projections.csv
https://raw.githubusercontent.com/mrc-ide/global-lmic-reports/master/AFG/projections.csv
https://raw.githubusercontent.com/mrc-ide/global-lmic-reports/master/AFG/projections.csv
https://raw.githubusercontent.com/mrc-ide/global-lmic-reports/master/AFG/projections.csv
https://raw.githubusercontent.com/mrc-ide/global-lmic-reports/master/AFG/projections.csv
https://raw.githubusercontent.com/mrc-ide/global-lmic-reports/master/AFG/projections.csv
https://raw.githubusercontent.com/mrc-ide/global-lmic-reports/master/AFG/projections.csv
https://raw.githubusercontent.com/mrc-ide/global-lmic-reports/master/AFG/projections.csv
https://raw.githubusercontent.com/mrc-ide/global-lmic-reports/master/AFG/projections.csv
https://raw.githubusercontent.com/mrc-ide/global-lmic-reports/master/AFG/projections.csv
https://raw.githubusercontent.com/mrc-ide/global-lmic-reports/master/AFG/projections.csv
https://raw.githubusercontent.com/mrc-ide/global-lmic-reports/master/AFG/projections.csv
https://raw.githubusercontent.com/mrc-ide/global-lmic-reports/master/AFG/projections.csv
https://raw.githubusercontent.com/mrc-ide/global-lmic-reports/master/AFG/projections.csv
https://raw.githubusercontent.com/mrc-ide/global-lmic-reports/master/AFG/projections.csv
https://raw.githubusercontent.com/mrc-ide/global-lmic-reports/master/AFG/projections.csv
https://raw.githubusercontent.com/mrc-ide/global-lmic-reports/master/AFG/projections.csv
https://raw.githubusercontent.com/mrc-ide/global-lmic-reports/master/AFG/projections.csv
https://raw.githubusercontent.com/mrc-ide/global-lmic-reports/master/AFG/projections.csv
https://raw.githubusercontent.com/mrc-ide/global-lmic-reports/master/AFG/projections.csv
https://raw.githubusercontent.com/mrc-ide/global-lmic-reports/master/AFG/projections.csv
https://raw.githubusercontent.com/mrc-ide/global-lmic-reports/master/AFG/projections.csv
https://raw.githubusercontent.com/mrc-ide/global-lmic-reports/master/AFG/projections.csv
https://raw.githubusercontent.com/mrc-ide/global-lmic-reports/master/AFG/projections.csv
https://raw.githubusercontent.com/mrc-ide/global-lmic-reports/master/AFG/projections.csv
https://raw.githubusercontent.com/mrc-ide/global-lmic-reports/master/AFG/projections.csv
https://raw.githubusercontent.com/mrc-ide/global-lmic-reports/master/AFG/projections.csv
https://raw.githubusercontent.com/mrc-ide/global-lmic-reports/master/AFG/projections.csv
https://raw.githubusercontent.com/mrc-ide/global-lmic-reports/master/AFG/projections.csv
https://raw.githubusercontent.com/mrc-ide/global-lmic-reports/master/AFG/projections.csv
https://raw.githubusercontent.com/mrc-ide/global-lmic-reports/master/AFG/projections.csv
https://raw.githubusercontent.com/mrc-ide/global-lmic-reports/master/AFG/projections.csv
https://raw.githubusercontent.com/mrc-ide/global-lmic-reports/master/AFG/projections.csv
https://raw.githubusercontent.com/mrc-ide/global-lmic-reports/master/AFG/projections.csv
https://raw.githubusercontent.com/mrc-ide/global-lmic-reports/master/AFG/projections.csv
https://raw.githubusercontent.com/mrc-ide/global-lmic-reports/master/AFG/projections.csv
https://raw.githubusercontent.com/mrc-ide/global-lmic-reports/master/AFG/projections.csv
https://raw.githubusercontent.com/mrc-ide/global-lmic-reports/master/AFG/projections.csv
https://raw.githubusercontent.com/mrc-ide/global-lmic-reports/master/AFG/projections.csv
https://raw.githubusercontent.com/mrc-ide/global-lmic-reports/master/AFG/projections.csv
https://raw.githubusercontent.com/mrc-ide/global-lmic-reports/master/AFG/projections.csv
https://raw.githubusercontent.com/mrc-ide/global-lmic-reports/master/AFG/projections.csv
https://raw.githubusercontent.com/mrc-ide/global-lmic-reports/master/AFG/projections.csv
https://raw.githubusercontent.com/mrc-ide/global-lmic-reports/master/AFG/projections.csv
https://raw.githubusercontent.com/mrc-ide/global-lmic-reports/master/AFG/projections.csv
https://raw.githubusercontent.com/mrc-ide/global-lmic-reports/master/AFG/projections.csv
https://raw.githubusercontent.com/mrc-ide/global-lmic-reports/master/AFG/projections.csv
https://raw.githubusercontent.com/mrc-ide/global-lmic-reports/master/AFG/projections.csv
https://raw.githubusercontent.com/mrc-ide/global-lmic-reports/master/AFG/projections.csv
https://raw.githubusercontent.com/mrc-ide/global-lmic-reports/master/AFG/projections.csv
https://raw.githubusercontent.com/mrc-ide/global-lmic-reports/master/AFG/projections.csv
https://raw.githubusercontent.com/mrc-ide/global-lmic-reports/master/AFG/projections.csv
https://raw.githubusercontent.com/mrc-ide/global-lmic-reports/master/AFG/projections.csv
https://raw.githubusercontent.com/mrc-ide/global-lmic-reports/master/AFG/projections.csv
https://raw.githubusercontent.com/mrc-ide/global-lmic-reports/master/AFG/projections.csv
https://raw.githubusercontent.com/mrc-ide/global-lmic-reports/master/AFG/projections.csv
https://raw.githubusercontent.com/mrc-ide/global-lmic-reports/master/AFG/projections.csv
https://raw.githubusercontent.com/mrc-ide/global-lmic-reports/master/AFG/projections.csv
https://raw.githubusercontent.com/mrc-ide/global-lmic-reports/master/AFG/projections.csv
https://raw.githubusercontent.com/mrc-ide/global-lmic-reports/master/AFG/projections.csv
https://raw.githubusercontent.com/mrc-ide/global-lmic-reports/master/AFG/projections.csv
https://raw.githubusercontent.com/mrc-ide/global-lmic-reports/master/AFG/projections.csv
https://raw.githubusercontent.com/mrc-ide/global-lmic-reports/master/AFG/projections.csv
https://raw.githubusercontent.com/mrc-ide/global-lmic-reports/master/AFG/projections.csv
https://raw.githubusercontent.com/mrc-ide/global-lmic-reports/master/AFG/projections.csv
https://raw.githubusercontent.com/mrc-ide/global-lmic-reports/master/AFG/projections.csv
https://raw.githubusercontent.com/mrc-ide/global-lmic-reports/master/AFG/projections.csv
https://raw.githubusercontent.com/mrc-ide/global-lmic-reports/master/AFG/projections.csv
https://raw.githubusercontent.com/mrc-ide/global-lmic-reports/master/AFG/projections.csv
https://raw.githubusercontent.com/mrc-ide/global-lmic-reports/master/AFG/projections.csv
https://raw.githubusercontent.com/mrc-ide/global-lmic-reports/master/AFG/projections.csv
https://raw.githubusercontent.com/mrc-ide/global-lmic-reports/master/AFG/projections.csv
https://raw.githubusercontent.com/mrc-ide/global-lmic-reports/master/AFG/projections.csv
https://raw.githubusercontent.com/mrc-ide/global-lmic-reports/master/AFG/projections.csv
https://raw.githubusercontent.com/mrc-ide/global-lmic-reports/master/AFG/projections.csv
https://raw.githubusercontent.com/mrc-ide/global-lmic-reports/master/AFG/projections.csv
https://raw.githubusercontent.com/mrc-ide/global-lmic-reports/master/AFG/projections.csv
https://raw.githubusercontent.com/mrc-ide/global-lmic-reports/master/AFG/projections.csv
https://raw.githubusercontent.com/mrc-ide/global-lmic-reports/master/AFG/projections.csv
https://raw.githubusercontent.com/mrc-ide/global-lmic-reports/master/AFG/projections.csv
https://raw.githubusercontent.com/mrc-ide/global-lmic-reports/master/AFG/projections.csv
https://raw.githubusercontent.com/mrc-ide/global-lmic-reports/master/AFG/projections.csv
https://raw.githubusercontent.com/mrc-ide/global-lmic-reports/master/AFG/projections.csv
https://raw.githubusercontent.com/mrc-ide/global-lmic-reports/master/AFG/projections.csv
https://raw.githubusercontent.com/mrc-ide/global-lmic-reports/master/AFG/projections.csv
https://raw.githubusercontent.com/mrc-ide/global-lmic-reports/master/AFG/projections.csv
https://raw.githubusercontent.com/mrc-ide/global-lmic-reports/master/AFG/projections.csv
https://raw.githubusercontent.com/mrc-ide/global-lmic-reports/master/AFG/projections.csv
https://raw.githubusercontent.com/mrc-ide/global-lmic-reports/master/AFG/projections.csv
https://raw.githubusercontent.com/mrc-ide/global-lmic-reports/master/AFG/projections.csv
https://raw.githubusercontent.com/mrc-ide/global-lmic-reports/master/AFG/projections.csv
https://raw.githubusercontent.com/mrc-ide/global-lmic-reports/master/AFG/projections.csv
https://raw.githubusercontent.com/mrc-ide/global-lmic-reports/master/AFG/projections.csv
https://raw.githubusercontent.com/mrc-ide/global-lmic-reports/master/AFG/projections.csv
https://raw.githubusercontent.com/mrc-ide/global-lmic-reports/master/AFG/projections.csv
https://raw.githubusercontent.com/mrc-ide/global-lmic-reports/master/AFG/projections.csv
https://raw.githubusercontent.com/mrc-ide/global-lmic-reports/master/AFG/projections.csv
https://raw.githubusercontent.com/mrc-ide/global-lmic-reports/master/AFG/projections.csv
https://raw.githubusercontent.com/mrc-ide/global-lmic-reports/master/AFG/projections.csv
https://raw.githubusercontent.com/mrc-ide/global-lmic-reports/master/AFG/projections.csv
https://raw.githubusercontent.com/mrc-ide/global-lmic-reports/master/AFG/projections.csv
https://raw.githubusercontent.com/mrc-ide/global-lmic-reports/master/AFG/projections.csv
https://raw.githubusercontent.com/mrc-ide/global-lmic-reports/master/AFG/projections.csv
https://raw.githubusercontent.com/mrc-ide/global-lmic-reports/master/AFG/projections.csv
https://raw.githubusercontent.com/mrc-ide/global-lmic-reports/master/AFG/projections.csv
https://raw.githubusercontent.com/mrc-ide/global-lmic-reports/master/AFG/projections.csv
https://raw.githubusercontent.com/mrc-ide/global-lmic-reports/master/AFG/projections.csv
https://raw.githubusercontent.com/mrc-ide/global-lmic-reports/master/AFG/projections.csv
https://raw.githubusercontent.com/mrc-ide/global-lmic-reports/master/AFG/projections.csv
https://raw.githubusercontent.com/mrc-ide/global-lmic-reports/master/AFG/projections.csv
https://raw.githubusercontent.com/mrc-ide/global-lmic-reports/master/AFG/projections.csv
https://raw.githubusercontent.com/mrc-ide/global-lmic-reports/master/AFG/projections.csv
https://raw.githubusercontent.com/mrc-ide/global-lmic-reports/master/AFG/projections.csv
https://raw.githubusercontent.com/mrc-ide/global-lmic-reports/master/AFG/projections.csv
https://raw.githubusercontent.com/mrc-ide/global-lmic-reports/master/AFG/projections.csv
https://raw.githubusercontent.com/mrc-ide/global-lmic-reports/master/AFG/projections.csv
https://raw.githubusercontent.com/mrc-ide/global-lmic-reports/master/AFG/projections.csv
https://raw.githubusercontent.com/mrc-ide/global-lmic-reports/master/AFG/projections.csv
https://raw.githubusercontent.com/mrc-ide/global-lmic-reports/master/AFG/projections.csv
https://raw.githubusercontent.com/mrc-ide/global-lmic-reports/master/AFG/projections.csv
https://raw.githubusercontent.com/mrc-ide/global-lmic-reports/master/AFG/projections.csv
https://raw.githubusercontent.com/mrc-ide/global-lmic-reports/master/AFG/projections.csv
https://raw.githubusercontent.com/mrc-ide/global-lmic-reports/master/AFG/projections.csv
https://raw.githubusercontent.com/mrc-ide/global-lmic-reports/master/AFG/projections.csv
https://raw.githubusercontent.com/mrc-ide/global-lmic-reports/master/AFG/projections.csv
https://raw.githubusercontent.com/mrc-ide/global-lmic-reports/master/AFG/projections.csv
https://raw.githubusercontent.com/mrc-ide/global-lmic-reports/master/AFG/projections.csv
https://raw.githubusercontent.com/mrc-ide/global-lmic-reports/master/AFG/projections.csv
https://raw.githubusercontent.com/mrc-ide/global-lmic-reports/master/AFG/projections.csv
https://raw.githubusercontent.com/mrc-ide/global-lmic-reports/master/AFG/projections.csv
https://raw.githubusercontent.com/mrc-ide/global-lmic-reports/master/AFG/projections.csv
https://raw.githubusercontent.com/mrc-ide/global-lmic-reports/master/AFG/projections.csv
https://raw.githubusercontent.com/mrc-ide/global-lmic-reports/master/AFG/projections.csv
https://raw.githubusercontent.com/mrc-ide/global-lmic-reports/master/AFG/projections.csv
https://raw.githubusercontent.com/mrc-ide/global-lmic-reports/master/AFG/projections.csv
https://raw.githubusercontent.com/mrc-ide/global-lmic-reports/master/AFG/projections.csv
https://raw.githubusercontent.com/mrc-ide/global-lmic-reports/master/AFG/projections.csv
https://raw.githubusercontent.com/mrc-ide/global-lmic-reports/master/AFG/projections.csv
https://raw.githubusercontent.com/mrc-ide/global-lmic-reports/master/AFG/projections.csv
https://raw.githubusercontent.com/mrc-ide/global-lmic-reports/master/AFG/projections.csv
https://raw.githubusercontent.com/mrc-ide/global-lmic-reports/master/AFG/projections.csv
https://raw.githubusercontent.com/mrc-ide/global-lmic-reports/master/AFG/projections.csv
https://raw.githubusercontent.com/mrc-ide/global-lmic-reports/master/AFG/projections.csv
https://raw.githubusercontent.com/mrc-ide/global-lmic-reports/master/AFG/projections.csv
https://raw.githubusercontent.com/mrc-ide/global-lmic-reports/master/AFG/projections.csv
https://raw.githubusercontent.com/mrc-ide/global-lmic-reports/master/AFG/projections.csv
https://raw.githubusercontent.com/mrc-ide/global-lmic-reports/master/AFG/projections.csv
https://raw.githubusercontent.com/mrc-ide/global-lmic-reports/master/AFG/projections.csv
https://raw.githubusercontent.com/mrc-ide/global-lmic-reports/master/AFG/projections.csv
https://raw.githubusercontent.com/mrc-ide/global-lmic-reports/master/AFG/projections.csv
https://raw.githubusercontent.com/mrc-ide/global-lmic-reports/master/AFG/projections.csv
https://raw.githubusercontent.com/mrc-ide/global-lmic-reports/master/AFG/projections.csv
https://raw.githubusercontent.com/mrc-ide/global-lmic-reports/master/AFG/projections.csv
https://raw.githubusercontent.com/mrc-ide/global-lmic-reports/master/AFG/projections.csv
https://raw.githubusercontent.com/mrc-ide/global-lmic-reports/master/AFG/projections.csv
https://raw.githubusercontent.com/mrc-ide/global-lmic-reports/master/AFG/projections.csv
https://raw.githubusercontent.com/mrc-ide/global-lmic-reports/master/AFG/projections.csv
https://raw.githubusercontent.com/mrc-ide/global-lmic-reports/master/AFG/projections.csv
https://raw.githubusercontent.com/mrc-ide/global-lmic-reports/master/AFG/projections.csv
https://raw.githubusercontent.com/mrc-ide/global-lmic-reports/master/AFG/projections.csv
https://raw.githubusercontent.com/mrc-ide/global-lmic-reports/master/AFG/projections.csv
https://raw.githubusercontent.com/mrc-ide/global-lmic-reports/master/AFG/projections.csv
https://raw.githubusercontent.com/mrc-ide/global-lmic-reports/master/AFG/projections.csv
https://raw.githubusercontent.com/mrc-ide/global-lmic-reports/master/AFG/projections.csv
https://raw.githubusercontent.com/mrc-ide/global-lmic-reports/master/AFG/projections.csv
https://raw.githubusercontent.com/mrc-ide/global-lmic-reports/master/AFG/projections.csv
https://raw.githubusercontent.com/mrc-ide/global-lmic-reports/master/AFG/projections.csv
https://raw.githubusercontent.com/mrc-ide/global-lmic-reports/master/AFG/projections.csv
https://raw.githubusercontent.com/mrc-ide/global-lmic-reports/master/AFG/projections.csv
https://raw.githubusercontent.com/mrc-ide/global-lmic-reports/master/AFG/projections.csv
https://raw.githubusercontent.com/mrc-ide/global-lmic-reports/master/AFG/projections.csv
https://raw.githubusercontent.com/mrc-ide/global-lmic-reports/master/AFG/projections.csv
https://raw.githubusercontent.com/mrc-ide/global-lmic-reports/master/AFG/projections.csv
https://raw.githubusercontent.com/mrc-ide/global-lmic-reports/master/AFG/projections.csv
https://raw.githubusercontent.com/mrc-ide/global-lmic-reports/master/AFG/projections.csv
https://raw.githubusercontent.com/mrc-ide/global-lmic-reports/master/AFG/projections.csv
https://raw.githubusercontent.com/mrc-ide/global-lmic-reports/master/AFG/projections.csv
https://raw.githubusercontent.com/mrc-ide/global-lmic-reports/master/AFG/projections.csv
https://raw.githubusercontent.com/mrc-ide/global-lmic-reports/master/AFG/projections.csv
https://raw.githubusercontent.com/mrc-ide/global-lmic-reports/master/AFG/projections.csv
https://raw.githubusercontent.com/mrc-ide/global-lmic-reports/master/AFG/projections.csv
https://raw.githubusercontent.com/mrc-ide/global-lmic-reports/master/AFG/projections.csv
https://raw.githubusercontent.com/mrc-ide/global-lmic-reports/master/AFG/projections.csv
https://raw.githubusercontent.com/mrc-ide/global-lmic-reports/master/AFG/projections.csv
https://raw.githubusercontent.com/mrc-ide/global-lmic-reports/master/AFG/projections.csv
https://raw.githubusercontent.com/mrc-ide/global-lmic-reports/master/AFG/projections.csv
https://raw.githubusercontent.com/mrc-ide/global-lmic-reports/master/AFG/projections.csv
https://raw.githubusercontent.com/mrc-ide/global-lmic-reports/master/AFG/projections.csv
https://raw.githubusercontent.com/mrc-ide/global-lmic-reports/master/AFG/projections.csv
https://raw.githubusercontent.com/mrc-ide/global-lmic-reports/master/AFG/projections.csv
https://raw.githubusercontent.com/mrc-ide/global-lmic-reports/master/AFG/projections.csv
https://raw.githubusercontent.com/mrc-ide/global-lmic-reports/master/AFG/projections.csv
https://raw.githubusercontent.com/mrc-ide/global-lmic-reports/master/AFG/projections.csv
https://raw.githubusercontent.com/mrc-ide/global-lmic-reports/master/AFG/projections.csv
https://raw.githubusercontent.com/mrc-ide/global-lmic-reports/master/AFG/projections.csv
https://raw.githubusercontent.com/mrc-ide/global-lmic-reports/master/AFG/projections.csv
https://raw.githubusercontent.com/mrc-ide/global-lmic-reports/master/AFG/projections.csv
https://raw.githubusercontent.com/mrc-ide/global-lmic-reports/master/AFG/projections.csv
https://raw.githubusercontent.com/mrc-ide/global-lmic-reports/master/AFG/projections.csv
https://raw.githubusercontent.com/mrc-ide/global-lmic-reports/master/AFG/projections.csv
https://raw.githubusercontent.com/mrc-ide/global-lmic-reports/master/AFG/projections.csv
https://raw.githubusercontent.com/mrc-ide/global-lmic-reports/master/AFG/projections.csv
https://raw.githubusercontent.com/mrc-ide/global-lmic-reports/master/AFG/projections.csv
https://raw.githubusercontent.com/mrc-ide/global-lmic-reports/master/AFG/projections.csv
https://raw.githubusercontent.com/mrc-ide/global-lmic-reports/master/AFG/projections.csv
https://raw.githubusercontent.com/mrc-ide/global-lmic-reports/master/AFG/projections.csv
https://raw.githubusercontent.com/mrc-ide/global-lmic-reports/master/AFG/projections.csv
https://raw.githubusercontent.com/mrc-ide/global-lmic-reports/master/AFG/projections.csv
https://raw.githubusercontent.com/mrc-ide/global-lmic-reports/master/AFG/projections.csv
https://raw.githubusercontent.com/mrc-ide/global-lmic-reports/master/AFG/projections.csv
https://raw.githubusercontent.com/mrc-ide/global-lmic-reports/master/AFG/projections.csv
https://raw.githubusercontent.com/mrc-ide/global-lmic-reports/master/AFG/projections.csv
https://raw.githubusercontent.com/mrc-ide/global-lmic-reports/master/AFG/projections.csv
https://raw.githubusercontent.com/mrc-ide/global-lmic-reports/master/AFG/projections.csv
https://raw.githubusercontent.com/mrc-ide/global-lmic-reports/master/AFG/projections.csv
https://raw.githubusercontent.com/mrc-ide/global-lmic-reports/master/AFG/projections.csv
https://raw.githubusercontent.com/mrc-ide/global-lmic-reports/master/AFG/projections.csv
https://raw.githubusercontent.com/mrc-ide/global-lmic-reports/master/AFG/projections.csv
https://raw.githubusercontent.com/mrc-ide/global-lmic-reports/master/AFG/projections.csv
https://raw.githubusercontent.com/mrc-ide/global-lmic-reports/master/AFG/projections.csv
https://raw.githubusercontent.com/mrc-ide/global-lmic-reports/master/AFG/projections.csv
https://raw.githubusercontent.com/mrc-ide/global-lmic-reports/master/AFG/projections.csv
https://raw.githubusercontent.com/mrc-ide/global-lmic-reports/master/AFG/projections.csv
https://raw.githubusercontent.com/mrc-ide/global-lmic-reports/master/AFG/projections.csv
https://raw.githubusercontent.com/mrc-ide/global-lmic-reports/master/AFG/projections.csv
https://raw.githubusercontent.com/mrc-ide/global-lmic-reports/master/AFG/projections.csv
https://raw.githubusercontent.com/mrc-ide/global-lmic-reports/master/AFG/projections.csv
https://raw.githubusercontent.com/mrc-ide/global-lmic-reports/master/AFG/projections.csv
https://raw.githubusercontent.com/mrc-ide/global-lmic-reports/master/AFG/projections.csv
https://raw.githubusercontent.com/mrc-ide/global-lmic-reports/master/AFG/projections.csv
https://raw.githubusercontent.com/mrc-ide/global-lmic-reports/master/AFG/projections.csv
https://raw.githubusercontent.com/mrc-ide/global-lmic-reports/master/AFG/projections.csv
https://raw.githubusercontent.com/mrc-ide/global-lmic-reports/master/AFG/projections.csv
https://raw.githubusercontent.com/mrc-ide/global-lmic-reports/master/AFG/projections.csv
https://raw.githubusercontent.com/mrc-ide/global-lmic-reports/master/AFG/projections.csv
https://raw.githubusercontent.com/mrc-ide/global-lmic-reports/master/AFG/projections.csv
https://raw.githubusercontent.com/mrc-ide/global-lmic-reports/master/AFG/projections.csv
https://raw.githubusercontent.com/mrc-ide/global-lmic-reports/master/AFG/projections.csv
https://raw.githubusercontent.com/mrc-ide/global-lmic-reports/master/AFG/projections.csv
https://raw.githubusercontent.com/mrc-ide/global-lmic-reports/master/AFG/projections.csv
https://raw.githubusercontent.com/mrc-ide/global-lmic-reports/master/AFG/projections.csv
https://raw.githubusercontent.com/mrc-ide/global-lmic-reports/master/AFG/projections.csv
https://raw.githubusercontent.com/mrc-ide/global-lmic-reports/master/AFG/projections.csv
https://raw.githubusercontent.com/mrc-ide/global-lmic-reports/master/AFG/projections.csv
https://raw.githubusercontent.com/mrc-ide/global-lmic-reports/master/AFG/projections.csv
https://raw.githubusercontent.com/mrc-ide/global-lmic-reports/master/AFG/projections.csv
https://raw.githubusercontent.com/mrc-ide/global-lmic-reports/master/AFG/projections.csv
https://raw.githubusercontent.com/mrc-ide/global-lmic-reports/master/AFG/projections.csv
https://raw.githubusercontent.com/mrc-ide/global-lmic-reports/master/AFG/projections.csv
https://raw.githubusercontent.com/mrc-ide/global-lmic-reports/master/AFG/projections.csv
https://raw.githubusercontent.com/mrc-ide/global-lmic-reports/master/AFG/projections.csv
https://raw.githubusercontent.com/mrc-ide/global-lmic-reports/master/AFG/projections.csv
https://raw.githubusercontent.com/mrc-ide/global-lmic-reports/master/AFG/projections.csv
https://raw.githubusercontent.com/mrc-ide/global-lmic-reports/master/AFG/projections.csv
https://raw.githubusercontent.com/mrc-ide/global-lmic-reports/master/AFG/projections.csv
https://raw.githubusercontent.com/mrc-ide/global-lmic-reports/master/AFG/projections.csv
https://raw.githubusercontent.com/mrc-ide/global-lmic-reports/master/AFG/projections.csv
https://raw.githubusercontent.com/mrc-ide/global-lmic-reports/master/AFG/projections.csv
https://raw.githubusercontent.com/mrc-ide/global-lmic-reports/master/AFG/projections.csv
https://raw.githubusercontent.com/mrc-ide/global-lmic-reports/master/AFG/projections.csv
https://raw.githubusercontent.com/mrc-ide/global-lmic-reports/master/AFG/projections.csv
https://raw.githubusercontent.com/mrc-ide/global-lmic-reports/master/AFG/projections.csv
https://raw.githubusercontent.com/mrc-ide/global-lmic-reports/master/AFG/projections.csv
https://raw.githubusercontent.com/mrc-ide/global-lmic-reports/master/AFG/projections.csv
https://raw.githubusercontent.com/mrc-ide/global-lmic-reports/master/AFG/projections.csv
https://raw.githubusercontent.com/mrc-ide/global-lmic-reports/master/AFG/projections.csv
https://raw.githubusercontent.com/mrc-ide/global-lmic-reports/master/AFG/projections.csv
https://raw.githubusercontent.com/mrc-ide/global-lmic-reports/master/AFG/projections.csv
https://raw.githubusercontent.com/mrc-ide/global-lmic-reports/master/AFG/projections.csv
https://raw.githubusercontent.com/mrc-ide/global-lmic-reports/master/AFG/projections.csv
https://raw.githubusercontent.com/mrc-ide/global-lmic-reports/master/AFG/projections.csv
https://raw.githubusercontent.com/mrc-ide/global-lmic-reports/master/AFG/projections.csv
https://raw.githubusercontent.com/mrc-ide/global-lmic-reports/master/AFG/projections.csv
https://raw.githubusercontent.com/mrc-ide/global-lmic-reports/master/AFG/projections.csv
https://raw.githubusercontent.com/mrc-ide/global-lmic-reports/master/AFG/projections.csv
https://raw.githubusercontent.com/mrc-ide/global-lmic-reports/master/AFG/projections.csv
https://raw.githubusercontent.com/mrc-ide/global-lmic-reports/master/AFG/projections.csv
https://raw.githubusercontent.com/mrc-ide/global-lmic-reports/master/AFG/projections.csv
https://raw.githubusercontent.com/mrc-ide/global-lmic-reports/master/AFG/projections.csv
https://raw.githubusercontent.com/mrc-ide/global-lmic-reports/master/AFG/projections.csv
https://raw.githubusercontent.com/mrc-ide/global-lmic-reports/master/AFG/projections.csv
https://raw.githubusercontent.com/mrc-ide/global-lmic-reports/master/AFG/projections.csv
https://raw.githubusercontent.com/mrc-ide/global-lmic-reports/master/AFG/projections.csv
https://raw.githubusercontent.com/mrc-ide/global-lmic-reports/master/AFG/projections.csv
https://raw.githubusercontent.com/mrc-ide/global-lmic-reports/master/AFG/projections.csv
https://raw.githubusercontent.com/mrc-ide/global-lmic-reports/master/AFG/projections.csv
https://raw.githubusercontent.com/mrc-ide/global-lmic-reports/master/AFG/projections.csv
https://raw.githubusercontent.com/mrc-ide/global-lmic-reports/master/AFG/projections.csv
https://raw.githubusercontent.com/mrc-ide/global-lmic-reports/master/AFG/projections.csv
https://raw.githubusercontent.com/mrc-ide/global-lmic-reports/master/AFG/projections.csv
https://raw.githubusercontent.com/mrc-ide/global-lmic-reports/master/AFG/projections.csv
https://raw.githubusercontent.com/mrc-ide/global-lmic-reports/master/AFG/projections.csv
https://raw.githubusercontent.com/mrc-ide/global-lmic-reports/master/AFG/projections.csv
https://raw.githubusercontent.com/mrc-ide/global-lmic-reports/master/AFG/projections.csv
https://raw.githubusercontent.com/mrc-ide/global-lmic-reports/master/AFG/projections.csv
https://raw.githubusercontent.com/mrc-ide/global-lmic-reports/master/AFG/projections.csv
https://raw.githubusercontent.com/mrc-ide/global-lmic-reports/master/AFG/projections.csv
https://raw.githubusercontent.com/mrc-ide/global-lmic-reports/master/AFG/projections.csv
https://raw.githubusercontent.com/mrc-ide/global-lmic-reports/master/AFG/projections.csv
https://raw.githubusercontent.com/mrc-ide/global-lmic-reports/master/AFG/projections.csv
https://raw.githubusercontent.com/mrc-ide/global-lmic-reports/master/AFG/projections.csv
https://raw.githubusercontent.com/mrc-ide/global-lmic-reports/master/AFG/projections.csv
https://raw.githubusercontent.com/mrc-ide/global-lmic-reports/master/AFG/projections.csv
https://raw.githubusercontent.com/mrc-ide/global-lmic-reports/master/AFG/projections.csv
https://raw.githubusercontent.com/mrc-ide/global-lmic-reports/master/AFG/projections.csv
https://raw.githubusercontent.com/mrc-ide/global-lmic-reports/master/AFG/projections.csv
https://raw.githubusercontent.com/mrc-ide/global-lmic-reports/master/AFG/projections.csv
https://raw.githubusercontent.com/mrc-ide/global-lmic-reports/master/AFG/projections.csv
https://raw.githubusercontent.com/mrc-ide/global-lmic-reports/master/AFG/projections.csv
https://raw.githubusercontent.com/mrc-ide/global-lmic-reports/master/AFG/projections.csv
https://raw.githubusercontent.com/mrc-ide/global-lmic-reports/master/AFG/projections.csv
https://raw.githubusercontent.com/mrc-ide/global-lmic-reports/master/AFG/projections.csv
https://raw.githubusercontent.com/mrc-ide/global-lmic-reports/master/AFG/projections.csv
https://raw.githubusercontent.com/mrc-ide/global-lmic-reports/master/AFG/projections.csv
https://raw.githubusercontent.com/mrc-ide/global-lmic-reports/master/AFG/projections.csv
https://raw.githubusercontent.com/mrc-ide/global-lmic-reports/master/AFG/projections.csv
https://raw.githubusercontent.com/mrc-ide/global-lmic-reports/master/AFG/projections.csv
https://raw.githubusercontent.com/mrc-ide/global-lmic-reports/master/AFG/projections.csv
https://raw.githubusercontent.com/mrc-ide/global-lmic-reports/master/AFG/projections.csv
https://raw.githubusercontent.com/mrc-ide/global-lmic-reports/master/AFG/projections.csv
https://raw.githubusercontent.com/mrc-ide/global-lmic-reports/master/AFG/projections.csv
https://raw.githubusercontent.com/mrc-ide/global-lmic-reports/master/AFG/projections.csv
https://raw.githubusercontent.com/mrc-ide/global-lmic-reports/master/AFG/projections.csv
https://raw.githubusercontent.com/mrc-ide/global-lmic-reports/master/AFG/projections.csv
https://raw.githubusercontent.com/mrc-ide/global-lmic-reports/master/AFG/projections.csv
https://raw.githubusercontent.com/mrc-ide/global-lmic-reports/master/AFG/projections.csv
https://raw.githubusercontent.com/mrc-ide/global-lmic-reports/master/AFG/projections.csv
https://raw.githubusercontent.com/mrc-ide/global-lmic-reports/master/AFG/projections.csv
https://raw.githubusercontent.com/mrc-ide/global-lmic-reports/master/AFG/projections.csv
https://raw.githubusercontent.com/mrc-ide/global-lmic-reports/master/AFG/projections.csv
https://raw.githubusercontent.com/mrc-ide/global-lmic-reports/master/AFG/projections.csv
https://raw.githubusercontent.com/mrc-ide/global-lmic-reports/master/AFG/projections.csv
https://raw.githubusercontent.com/mrc-ide/global-lmic-reports/master/AFG/projections.csv
https://raw.githubusercontent.com/mrc-ide/global-lmic-reports/master/AFG/projections.csv
https://raw.githubusercontent.com/mrc-ide/global-lmic-reports/master/AFG/projections.csv
https://raw.githubusercontent.com/mrc-ide/global-lmic-reports/master/AFG/projections.csv
https://raw.githubusercontent.com/mrc-ide/global-lmic-reports/master/AFG/projections.csv
https://raw.githubusercontent.com/mrc-ide/global-lmic-reports/master/AFG/projections.csv
https://raw.githubusercontent.com/mrc-ide/global-lmic-reports/master/AFG/projections.csv
https://raw.githubusercontent.com/mrc-ide/global-lmic-reports/master/AFG/projections.csv
https://raw.githubusercontent.com/mrc-ide/global-lmic-reports/master/AFG/projections.csv
https://raw.githubusercontent.com/mrc-ide/global-lmic-reports/master/AFG/projections.csv
https://raw.githubusercontent.com/mrc-ide/global-lmic-reports/master/AFG/projections.csv
https://raw.githubusercontent.com/mrc-ide/global-lmic-reports/master/AFG/projections.csv
https://raw.githubusercontent.com/mrc-ide/global-lmic-reports/master/AFG/projections.csv
https://raw.githubusercontent.com/mrc-ide/global-lmic-reports/master/AFG/projections.csv
https://raw.githubusercontent.com/mrc-ide/global-lmic-reports/master/AFG/projections.csv
https://raw.githubusercontent.com/mrc-ide/global-lmic-reports/master/AFG/projections.csv
https://raw.githubusercontent.com/mrc-ide/global-lmic-reports/master/AFG/projections.csv
https://raw.githubusercontent.com/mrc-ide/global-lmic-reports/master/AFG/projections.csv
https://raw.githubusercontent.com/mrc-ide/global-lmic-reports/master/AFG/projections.csv
https://raw.githubusercontent.com/mrc-ide/global-lmic-reports/master/AFG/projections.csv
https://raw.githubusercontent.com/mrc-ide/global-lmic-reports/master/AFG/projections.csv
https://raw.githubusercontent.com/mrc-ide/global-lmic-reports/master/AFG/projections.csv
https://raw.githubusercontent.com/mrc-ide/global-lmic-reports/master/AFG/projections.csv
https://raw.githubusercontent.com/mrc-ide/global-lmic-reports/master/AFG/projections.csv
https://raw.githubusercontent.com/mrc-ide/global-lmic-reports/master/AFG/projections.csv
https://raw.githubusercontent.com/mrc-ide/global-lmic-reports/master/AFG/projections.csv
https://raw.githubusercontent.com/mrc-ide/global-lmic-reports/master/AFG/projections.csv
https://raw.githubusercontent.com/mrc-ide/global-lmic-reports/master/AFG/projections.csv
https://raw.githubusercontent.com/mrc-ide/global-lmic-reports/master/AFG/projections.csv
https://raw.githubusercontent.com/mrc-ide/global-lmic-reports/master/AFG/projections.csv
https://raw.githubusercontent.com/mrc-ide/global-lmic-reports/master/AFG/projections.csv
https://raw.githubusercontent.com/mrc-ide/global-lmic-reports/master/AFG/projections.csv
https://raw.githubusercontent.com/mrc-ide/global-lmic-reports/master/AFG/projections.csv
https://raw.githubusercontent.com/mrc-ide/global-lmic-reports/master/AFG/projections.csv
https://raw.githubusercontent.com/mrc-ide/global-lmic-reports/master/AFG/projections.csv
https://raw.githubusercontent.com/mrc-ide/global-lmic-reports/master/AFG/projections.csv
https://raw.githubusercontent.com/mrc-ide/global-lmic-reports/master/AFG/projections.csv
https://raw.githubusercontent.com/mrc-ide/global-lmic-reports/master/AFG/projections.csv
https://raw.githubusercontent.com/mrc-ide/global-lmic-reports/master/AFG/projections.csv
https://raw.githubusercontent.com/mrc-ide/global-lmic-reports/master/AFG/projections.csv
https://raw.githubusercontent.com/mrc-ide/global-lmic-reports/master/AFG/projections.csv
https://raw.githubusercontent.com/mrc-ide/global-lmic-reports/master/AFG/projections.csv
https://raw.githubusercontent.com/mrc-ide/global-lmic-reports/master/AFG/projections.csv
https://raw.githubusercontent.com/mrc-ide/global-lmic-reports/master/AFG/projections.csv
https://raw.githubusercontent.com/mrc-ide/global-lmic-reports/master/AFG/projections.csv
https://raw.githubusercontent.com/mrc-ide/global-lmic-reports/master/AFG/projections.csv
https://raw.githubusercontent.com/mrc-ide/global-lmic-reports/master/AFG/projections.csv
https://raw.githubusercontent.com/mrc-ide/global-lmic-reports/master/AFG/projections.csv
https://raw.githubusercontent.com/mrc-ide/global-lmic-reports/master/AFG/projections.csv
https://raw.githubusercontent.com/mrc-ide/global-lmic-reports/master/AFG/projections.csv
https://raw.githubusercontent.com/mrc-ide/global-lmic-reports/master/AFG/projections.csv
https://raw.githubusercontent.com/mrc-ide/global-lmic-reports/master/AFG/projections.csv
https://raw.githubusercontent.com/mrc-ide/global-lmic-reports/master/AFG/projections.csv
https://raw.githubusercontent.com/mrc-ide/global-lmic-reports/master/AFG/projections.csv
https://raw.githubusercontent.com/mrc-ide/global-lmic-reports/master/AFG/projections.csv
https://raw.githubusercontent.com/mrc-ide/global-lmic-reports/master/AFG/projections.csv
https://raw.githubusercontent.com/mrc-ide/global-lmic-reports/master/AFG/projections.csv
https://raw.githubusercontent.com/mrc-ide/global-lmic-reports/master/AFG/projections.csv
https://raw.githubusercontent.com/mrc-ide/global-lmic-reports/master/AFG/projections.csv
https://raw.githubusercontent.com/mrc-ide/global-lmic-reports/master/AFG/projections.csv
https://raw.githubusercontent.com/mrc-ide/global-lmic-reports/master/AFG/projections.csv
https://raw.githubusercontent.com/mrc-ide/global-lmic-reports/master/AFG/projections.csv
https://raw.githubusercontent.com/mrc-ide/global-lmic-reports/master/AFG/projections.csv
https://raw.githubusercontent.com/mrc-ide/global-lmic-reports/master/AFG/projections.csv
https://raw.githubusercontent.com/mrc-ide/global-lmic-reports/master/AFG/projections.csv
https://raw.githubusercontent.com/mrc-ide/global-lmic-reports/master/AFG/projections.csv
https://raw.githubusercontent.com/mrc-ide/global-lmic-reports/master/AFG/projections.csv
https://raw.githubusercontent.com/mrc-ide/global-lmic-reports/master/AFG/projections.csv
https://raw.githubusercontent.com/mrc-ide/global-lmic-reports/master/AFG/projections.csv
https://raw.githubusercontent.com/mrc-ide/global-lmic-reports/master/AFG/projections.csv
https://raw.githubusercontent.com/mrc-ide/global-lmic-reports/master/AFG/projections.csv
https://raw.githubusercontent.com/mrc-ide/global-lmic-reports/master/AFG/projections.csv
https://raw.githubusercontent.com/mrc-ide/global-lmic-reports/master/AFG/projections.csv
https://raw.githubusercontent.com/mrc-ide/global-lmic-reports/master/AFG/projections.csv
https://raw.githubusercontent.com/mrc-ide/global-lmic-reports/master/AFG/projections.csv
https://raw.githubusercontent.com/mrc-ide/global-lmic-reports/master/AFG/projections.csv
https://raw.githubusercontent.com/mrc-ide/global-lmic-reports/master/AFG/projections.csv
https://raw.githubusercontent.com/mrc-ide/global-lmic-reports/master/AFG/projections.csv
https://raw.githubusercontent.com/mrc-ide/global-lmic-reports/master/AFG/projections.csv
https://raw.githubusercontent.com/mrc-ide/global-lmic-reports/master/AFG/projections.csv
https://raw.githubusercontent.com/mrc-ide/global-lmic-reports/master/AFG/projections.csv
https://raw.githubusercontent.com/mrc-ide/global-lmic-reports/master/AFG/projections.csv
https://raw.githubusercontent.com/mrc-ide/global-lmic-reports/master/AFG/projections.csv
https://raw.githubusercontent.com/mrc-ide/global-lmic-reports/master/AFG/projections.csv
https://raw.githubusercontent.com/mrc-ide/global-lmic-reports/master/AFG/projections.csv
https://raw.githubusercontent.com/mrc-ide/global-lmic-reports/master/AFG/projections.csv
https://raw.githubusercontent.com/mrc-ide/global-lmic-reports/master/AFG/projections.csv
https://raw.githubusercontent.com/mrc-ide/global-lmic-reports/master/AFG/projections.csv
https://raw.githubusercontent.com/mrc-ide/global-lmic-reports/master/AFG/projections.csv
https://raw.githubusercontent.com/mrc-ide/global-lmic-reports/master/AFG/projections.csv
https://raw.githubusercontent.com/mrc-ide/global-lmic-reports/master/AFG/projections.csv
https://raw.githubusercontent.com/mrc-ide/global-lmic-reports/master/AFG/projections.csv
https://raw.githubusercontent.com/mrc-ide/global-lmic-reports/master/AFG/projections.csv
https://raw.githubusercontent.com/mrc-ide/global-lmic-reports/master/AFG/projections.csv
https://raw.githubusercontent.com/mrc-ide/global-lmic-reports/master/AFG/projections.csv
https://raw.githubusercontent.com/mrc-ide/global-lmic-reports/master/AFG/projections.csv
https://raw.githubusercontent.com/mrc-ide/global-lmic-reports/master/AFG/projections.csv
https://raw.githubusercontent.com/mrc-ide/global-lmic-reports/master/AFG/projections.csv
https://raw.githubusercontent.com/mrc-ide/global-lmic-reports/master/AFG/projections.csv
https://raw.githubusercontent.com/mrc-ide/global-lmic-reports/master/AFG/projections.csv
https://raw.githubusercontent.com/mrc-ide/global-lmic-reports/master/AFG/projections.csv
https://raw.githubusercontent.com/mrc-ide/global-lmic-reports/master/AFG/projections.csv
https://raw.githubusercontent.com/mrc-ide/global-lmic-reports/master/AFG/projections.csv
https://raw.githubusercontent.com/mrc-ide/global-lmic-reports/master/AFG/projections.csv
https://raw.githubusercontent.com/mrc-ide/global-lmic-reports/master/AFG/projections.csv
https://raw.githubusercontent.com/mrc-ide/global-lmic-reports/master/AFG/projections.csv
https://raw.githubusercontent.com/mrc-ide/global-lmic-reports/master/AFG/projections.csv
https://raw.githubusercontent.com/mrc-ide/global-lmic-reports/master/AFG/projections.csv
https://raw.githubusercontent.com/mrc-ide/global-lmic-reports/master/AFG/projections.csv
https://raw.githubusercontent.com/mrc-ide/global-lmic-reports/master/AFG/projections.csv
https://raw.githubusercontent.com/mrc-ide/global-lmic-reports/master/AFG/projections.csv
https://raw.githubusercontent.com/mrc-ide/global-lmic-reports/master/AFG/projections.csv
https://raw.githubusercontent.com/mrc-ide/global-lmic-reports/master/AFG/projections.csv
https://raw.githubusercontent.com/mrc-ide/global-lmic-reports/master/AFG/projections.csv
https://raw.githubusercontent.com/mrc-ide/global-lmic-reports/master/AFG/projections.csv
https://raw.githubusercontent.com/mrc-ide/global-lmic-reports/master/AFG/projections.csv
https://raw.githubusercontent.com/mrc-ide/global-lmic-reports/master/AFG/projections.csv
https://raw.githubusercontent.com/mrc-ide/global-lmic-reports/master/AFG/projections.csv
https://raw.githubusercontent.com/mrc-ide/global-lmic-reports/master/AFG/projections.csv
https://raw.githubusercontent.com/mrc-ide/global-lmic-reports/master/AFG/projections.csv
https://raw.githubusercontent.com/mrc-ide/global-lmic-reports/master/AFG/projections.csv
https://raw.githubusercontent.com/mrc-ide/global-lmic-reports/master/AFG/projections.csv
https://raw.githubusercontent.com/mrc-ide/global-lmic-reports/master/AFG/projections.csv
https://raw.githubusercontent.com/mrc-ide/global-lmic-reports/master/AFG/projections.csv
https://raw.githubusercontent.com/mrc-ide/global-lmic-reports/master/AFG/projections.csv
https://raw.githubusercontent.com/mrc-ide/global-lmic-reports/master/AFG/projections.csv
https://raw.githubusercontent.com/mrc-ide/global-lmic-reports/master/AFG/projections.csv
https://raw.githubusercontent.com/mrc-ide/global-lmic-reports/master/AFG/projections.csv
https://raw.githubusercontent.com/mrc-ide/global-lmic-reports/master/AFG/projections.csv
https://raw.githubusercontent.com/mrc-ide/global-lmic-reports/master/AFG/projections.csv
https://raw.githubusercontent.com/mrc-ide/global-lmic-reports/master/AFG/projections.csv
https://raw.githubusercontent.com/mrc-ide/global-lmic-reports/master/AFG/projections.csv
https://raw.githubusercontent.com/mrc-ide/global-lmic-reports/master/AFG/projections.csv
https://raw.githubusercontent.com/mrc-ide/global-lmic-reports/master/AFG/projections.csv
https://raw.githubusercontent.com/mrc-ide/global-lmic-reports/master/AFG/projections.csv
https://raw.githubusercontent.com/mrc-ide/global-lmic-reports/master/AFG/projections.csv
https://raw.githubusercontent.com/mrc-ide/global-lmic-reports/master/AFG/projections.csv
https://raw.githubusercontent.com/mrc-ide/global-lmic-reports/master/AFG/projections.csv
https://raw.githubusercontent.com/mrc-ide/global-lmic-reports/master/AFG/projections.csv
https://raw.githubusercontent.com/mrc-ide/global-lmic-reports/master/AFG/projections.csv
https://raw.githubusercontent.com/mrc-ide/global-lmic-reports/master/AFG/projections.csv
https://raw.githubusercontent.com/mrc-ide/global-lmic-reports/master/AFG/projections.csv
https://raw.githubusercontent.com/mrc-ide/global-lmic-reports/master/AFG/projections.csv
https://raw.githubusercontent.com/mrc-ide/global-lmic-reports/master/AFG/projections.csv
https://raw.githubusercontent.com/mrc-ide/global-lmic-reports/master/AFG/projections.csv
https://raw.githubusercontent.com/mrc-ide/global-lmic-reports/master/AFG/projections.csv
https://raw.githubusercontent.com/mrc-ide/global-lmic-reports/master/AFG/projections.csv
https://raw.githubusercontent.com/mrc-ide/global-lmic-reports/master/AFG/projections.csv
https://raw.githubusercontent.com/mrc-ide/global-lmic-reports/master/AFG/projections.csv
https://raw.githubusercontent.com/mrc-ide/global-lmic-reports/master/AFG/projections.csv
https://raw.githubusercontent.com/mrc-ide/global-lmic-reports/master/AFG/projections.csv
https://raw.githubusercontent.com/mrc-ide/global-lmic-reports/master/AFG/projections.csv
https://raw.githubusercontent.com/mrc-ide/global-lmic-reports/master/AFG/projections.csv
https://raw.githubusercontent.com/mrc-ide/global-lmic-reports/master/AFG/projections.csv
https://raw.githubusercontent.com/mrc-ide/global-lmic-reports/master/AFG/projections.csv
https://raw.githubusercontent.com/mrc-ide/global-lmic-reports/master/AFG/projections.csv
https://raw.githubusercontent.com/mrc-ide/global-lmic-reports/master/AFG/projections.csv
https://raw.githubusercontent.com/mrc-ide/global-lmic-reports/master/AFG/projections.csv
https://raw.githubusercontent.com/mrc-ide/global-lmic-reports/master/AFG/projections.csv
https://raw.githubusercontent.com/mrc-ide/global-lmic-reports/master/AFG/projections.csv
https://raw.githubusercontent.com/mrc-ide/global-lmic-reports/master/AFG/projections.csv
https://raw.githubusercontent.com/mrc-ide/global-lmic-reports/master/AFG/projections.csv
https://raw.githubusercontent.com/mrc-ide/global-lmic-reports/master/AFG/projections.csv
https://raw.githubusercontent.com/mrc-ide/global-lmic-reports/master/AFG/projections.csv
https://raw.githubusercontent.com/mrc-ide/global-lmic-reports/master/AFG/projections.csv
https://raw.githubusercontent.com/mrc-ide/global-lmic-reports/master/AFG/projections.csv
https://raw.githubusercontent.com/mrc-ide/global-lmic-reports/master/AFG/projections.csv
https://raw.githubusercontent.com/mrc-ide/global-lmic-reports/master/AFG/projections.csv
https://raw.githubusercontent.com/mrc-ide/global-lmic-reports/master/AFG/projections.csv
https://raw.githubusercontent.com/mrc-ide/global-lmic-reports/master/AFG/projections.csv
https://raw.githubusercontent.com/mrc-ide/global-lmic-reports/master/AFG/projections.csv
https://raw.githubusercontent.com/mrc-ide/global-lmic-reports/master/AFG/projections.csv
https://raw.githubusercontent.com/mrc-ide/global-lmic-reports/master/AFG/projections.csv
https://raw.githubusercontent.com/mrc-ide/global-lmic-reports/master/AFG/projections.csv
https://raw.githubusercontent.com/mrc-ide/global-lmic-reports/master/AFG/projections.csv
https://raw.githubusercontent.com/mrc-ide/global-lmic-reports/master/AFG/projections.csv
https://raw.githubusercontent.com/mrc-ide/global-lmic-reports/master/AFG/projections.csv
https://raw.githubusercontent.com/mrc-ide/global-lmic-reports/master/AFG/projections.csv
https://raw.githubusercontent.com/mrc-ide/global-lmic-reports/master/AFG/projections.csv
https://raw.githubusercontent.com/mrc-ide/global-lmic-reports/master/AFG/projections.csv
https://raw.githubusercontent.com/mrc-ide/global-lmic-reports/master/AFG/projections.csv
https://raw.githubusercontent.com/mrc-ide/global-lmic-reports/master/AFG/projections.csv
https://raw.githubusercontent.com/mrc-ide/global-lmic-reports/master/AFG/projections.csv
https://raw.githubusercontent.com/mrc-ide/global-lmic-reports/master/AFG/projections.csv
https://raw.githubusercontent.com/mrc-ide/global-lmic-reports/master/AFG/projections.csv
https://raw.githubusercontent.com/mrc-ide/global-lmic-reports/master/AFG/projections.csv
https://raw.githubusercontent.com/mrc-ide/global-lmic-reports/master/AFG/projections.csv
https://raw.githubusercontent.com/mrc-ide/global-lmic-reports/master/AFG/projections.csv
https://raw.githubusercontent.com/mrc-ide/global-lmic-reports/master/AFG/projections.csv
https://raw.githubusercontent.com/mrc-ide/global-lmic-reports/master/AFG/projections.csv
https://raw.githubusercontent.com/mrc-ide/global-lmic-reports/master/AFG/projections.csv
https://raw.githubusercontent.com/mrc-ide/global-lmic-reports/master/AFG/projections.csv
https://raw.githubusercontent.com/mrc-ide/global-lmic-reports/master/AFG/projections.csv
https://raw.githubusercontent.com/mrc-ide/global-lmic-reports/master/AFG/projections.csv
https://raw.githubusercontent.com/mrc-ide/global-lmic-reports/master/AFG/projections.csv
https://raw.githubusercontent.com/mrc-ide/global-lmic-reports/master/AFG/projections.csv
https://raw.githubusercontent.com/mrc-ide/global-lmic-reports/master/AFG/projections.csv
https://raw.githubusercontent.com/mrc-ide/global-lmic-reports/master/AFG/projections.csv
https://raw.githubusercontent.com/mrc-ide/global-lmic-reports/master/AFG/projections.csv
https://raw.githubusercontent.com/mrc-ide/global-lmic-reports/master/AFG/projections.csv
https://raw.githubusercontent.com/mrc-ide/global-lmic-reports/master/AFG/projections.csv
https://raw.githubusercontent.com/mrc-ide/global-lmic-reports/master/AFG/projections.csv
https://raw.githubusercontent.com/mrc-ide/global-lmic-reports/master/AFG/projections.csv
https://raw.githubusercontent.com/mrc-ide/global-lmic-reports/master/AFG/projections.csv
https://raw.githubusercontent.com/mrc-ide/global-lmic-reports/master/AFG/projections.csv
https://raw.githubusercontent.com/mrc-ide/global-lmic-reports/master/AFG/projections.csv
https://raw.githubusercontent.com/mrc-ide/global-lmic-reports/master/AFG/projections.csv
https://raw.githubusercontent.com/mrc-ide/global-lmic-reports/master/AFG/projections.csv
https://raw.githubusercontent.com/mrc-ide/global-lmic-reports/master/AFG/projections.csv
https://raw.githubusercontent.com/mrc-ide/global-lmic-reports/master/AFG/projections.csv
https://raw.githubusercontent.com/mrc-ide/global-lmic-reports/master/AFG/projections.csv
https://raw.githubusercontent.com/mrc-ide/global-lmic-reports/master/AFG/projections.csv
https://raw.githubusercontent.com/mrc-ide/global-lmic-reports/master/AFG/projections.csv
https://raw.githubusercontent.com/mrc-ide/global-lmic-reports/master/AFG/projections.csv
https://raw.githubusercontent.com/mrc-ide/global-lmic-reports/master/AFG/projections.csv
https://raw.githubusercontent.com/mrc-ide/global-lmic-reports/master/AFG/projections.csv
https://raw.githubusercontent.com/mrc-ide/global-lmic-reports/master/AFG/projections.csv
https://raw.githubusercontent.com/mrc-ide/global-lmic-reports/master/AFG/projections.csv
https://raw.githubusercontent.com/mrc-ide/global-lmic-reports/master/AFG/projections.csv
https://raw.githubusercontent.com/mrc-ide/global-lmic-reports/master/AFG/projections.csv
https://raw.githubusercontent.com/mrc-ide/global-lmic-reports/master/AFG/projections.csv
https://raw.githubusercontent.com/mrc-ide/global-lmic-reports/master/AFG/projections.csv
https://raw.githubusercontent.com/mrc-ide/global-lmic-reports/master/AFG/projections.csv
https://raw.githubusercontent.com/mrc-ide/global-lmic-reports/master/AFG/projections.csv
https://raw.githubusercontent.com/mrc-ide/global-lmic-reports/master/AFG/projections.csv
https://raw.githubusercontent.com/mrc-ide/global-lmic-reports/master/AFG/projections.csv
https://raw.githubusercontent.com/mrc-ide/global-lmic-reports/master/AFG/projections.csv
https://raw.githubusercontent.com/mrc-ide/global-lmic-reports/master/AFG/projections.csv
https://raw.githubusercontent.com/mrc-ide/global-lmic-reports/master/AFG/projections.csv
https://raw.githubusercontent.com/mrc-ide/global-lmic-reports/master/AFG/projections.csv
https://raw.githubusercontent.com/mrc-ide/global-lmic-reports/master/AFG/projections.csv
https://raw.githubusercontent.com/mrc-ide/global-lmic-reports/master/AFG/projections.csv
https://raw.githubusercontent.com/mrc-ide/global-lmic-reports/master/AFG/projections.csv
https://raw.githubusercontent.com/mrc-ide/global-lmic-reports/master/AFG/projections.csv
https://raw.githubusercontent.com/mrc-ide/global-lmic-reports/master/AFG/projections.csv
https://raw.githubusercontent.com/mrc-ide/global-lmic-reports/master/AFG/projections.csv
https://raw.githubusercontent.com/mrc-ide/global-lmic-reports/master/AFG/projections.csv
https://raw.githubusercontent.com/mrc-ide/global-lmic-reports/master/AFG/projections.csv
https://raw.githubusercontent.com/mrc-ide/global-lmic-reports/master/AFG/projections.csv
https://raw.githubusercontent.com/mrc-ide/global-lmic-reports/master/AFG/projections.csv
https://raw.githubusercontent.com/mrc-ide/global-lmic-reports/master/AFG/projections.csv
https://raw.githubusercontent.com/mrc-ide/global-lmic-reports/master/AFG/projections.csv
https://raw.githubusercontent.com/mrc-ide/global-lmic-reports/master/AFG/projections.csv
https://raw.githubusercontent.com/mrc-ide/global-lmic-reports/master/AFG/projections.csv
https://raw.githubusercontent.com/mrc-ide/global-lmic-reports/master/AFG/projections.csv
https://raw.githubusercontent.com/mrc-ide/global-lmic-reports/master/AFG/projections.csv
https://raw.githubusercontent.com/mrc-ide/global-lmic-reports/master/AFG/projections.csv
https://raw.githubusercontent.com/mrc-ide/global-lmic-reports/master/AFG/projections.csv
https://raw.githubusercontent.com/mrc-ide/global-lmic-reports/master/AFG/projections.csv
https://raw.githubusercontent.com/mrc-ide/global-lmic-reports/master/AFG/projections.csv
https://raw.githubusercontent.com/mrc-ide/global-lmic-reports/master/AFG/projections.csv
https://raw.githubusercontent.com/mrc-ide/global-lmic-reports/master/AFG/projections.csv
https://raw.githubusercontent.com/mrc-ide/global-lmic-reports/master/AFG/projections.csv
https://raw.githubusercontent.com/mrc-ide/global-lmic-reports/master/AFG/projections.csv
https://raw.githubusercontent.com/mrc-ide/global-lmic-reports/master/AFG/projections.csv
https://raw.githubusercontent.com/mrc-ide/global-lmic-reports/master/AFG/projections.csv
https://raw.githubusercontent.com/mrc-ide/global-lmic-reports/master/AFG/projections.csv
https://raw.githubusercontent.com/mrc-ide/global-lmic-reports/master/AFG/projections.csv
https://raw.githubusercontent.com/mrc-ide/global-lmic-reports/master/AFG/projections.csv
https://raw.githubusercontent.com/mrc-ide/global-lmic-reports/master/AFG/projections.csv
https://raw.githubusercontent.com/mrc-ide/global-lmic-reports/master/AFG/projections.csv
https://raw.githubusercontent.com/mrc-ide/global-lmic-reports/master/AFG/projections.csv
https://raw.githubusercontent.com/mrc-ide/global-lmic-reports/master/AFG/projections.csv
https://raw.githubusercontent.com/mrc-ide/global-lmic-reports/master/AFG/projections.csv
https://raw.githubusercontent.com/mrc-ide/global-lmic-reports/master/AFG/projections.csv
https://raw.githubusercontent.com/mrc-ide/global-lmic-reports/master/AFG/projections.csv
https://raw.githubusercontent.com/mrc-ide/global-lmic-reports/master/AFG/projections.csv
https://raw.githubusercontent.com/mrc-ide/global-lmic-reports/master/AFG/projections.csv
https://raw.githubusercontent.com/mrc-ide/global-lmic-reports/master/AFG/projections.csv
https://raw.githubusercontent.com/mrc-ide/global-lmic-reports/master/AFG/projections.csv
https://raw.githubusercontent.com/mrc-ide/global-lmic-reports/master/AFG/projections.csv
https://raw.githubusercontent.com/mrc-ide/global-lmic-reports/master/AFG/projections.csv
https://raw.githubusercontent.com/mrc-ide/global-lmic-reports/master/AFG/projections.csv
https://raw.githubusercontent.com/mrc-ide/global-lmic-reports/master/AFG/projections.csv
https://raw.githubusercontent.com/mrc-ide/global-lmic-reports/master/AFG/projections.csv
https://raw.githubusercontent.com/mrc-ide/global-lmic-reports/master/AFG/projections.csv
https://raw.githubusercontent.com/mrc-ide/global-lmic-reports/master/AFG/projections.csv
https://raw.githubusercontent.com/mrc-ide/global-lmic-reports/master/AFG/projections.csv
https://raw.githubusercontent.com/mrc-ide/global-lmic-reports/master/AFG/projections.csv
https://raw.githubusercontent.com/mrc-ide/global-lmic-reports/master/AFG/projections.csv
https://raw.githubusercontent.com/mrc-ide/global-lmic-reports/master/AFG/projections.csv
https://raw.githubusercontent.com/mrc-ide/global-lmic-reports/master/AFG/projections.csv
https://raw.githubusercontent.com/mrc-ide/global-lmic-reports/master/AFG/projections.csv
https://raw.githubusercontent.com/mrc-ide/global-lmic-reports/master/AFG/projections.csv
https://raw.githubusercontent.com/mrc-ide/global-lmic-reports/master/AFG/projections.csv
https://raw.githubusercontent.com/mrc-ide/global-lmic-reports/master/AFG/projections.csv
https://raw.githubusercontent.com/mrc-ide/global-lmic-reports/master/AFG/projections.csv
https://raw.githubusercontent.com/mrc-ide/global-lmic-reports/master/AFG/projections.csv
https://raw.githubusercontent.com/mrc-ide/global-lmic-reports/master/AFG/projections.csv
https://raw.githubusercontent.com/mrc-ide/global-lmic-reports/master/AFG/projections.csv
https://raw.githubusercontent.com/mrc-ide/global-lmic-reports/master/AFG/projections.csv
https://raw.githubusercontent.com/mrc-ide/global-lmic-reports/master/AFG/projections.csv
https://raw.githubusercontent.com/mrc-ide/global-lmic-reports/master/AFG/projections.csv
https://raw.githubusercontent.com/mrc-ide/global-lmic-reports/master/AFG/projections.csv
https://raw.githubusercontent.com/mrc-ide/global-lmic-reports/master/AFG/projections.csv
https://raw.githubusercontent.com/mrc-ide/global-lmic-reports/master/AFG/projections.csv
https://raw.githubusercontent.com/mrc-ide/global-lmic-reports/master/AFG/projections.csv
https://raw.githubusercontent.com/mrc-ide/global-lmic-reports/master/AFG/projections.csv
https://raw.githubusercontent.com/mrc-ide/global-lmic-reports/master/AFG/projections.csv
https://raw.githubusercontent.com/mrc-ide/global-lmic-reports/master/AFG/projections.csv
https://raw.githubusercontent.com/mrc-ide/global-lmic-reports/master/AFG/projections.csv
https://raw.githubusercontent.com/mrc-ide/global-lmic-reports/master/AFG/projections.csv
https://raw.githubusercontent.com/mrc-ide/global-lmic-reports/master/AFG/projections.csv
https://raw.githubusercontent.com/mrc-ide/global-lmic-reports/master/AFG/projections.csv
https://raw.githubusercontent.com/mrc-ide/global-lmic-reports/master/AFG/projections.csv
https://raw.githubusercontent.com/mrc-ide/global-lmic-reports/master/AFG/projections.csv
https://raw.githubusercontent.com/mrc-ide/global-lmic-reports/master/AFG/projections.csv
https://raw.githubusercontent.com/mrc-ide/global-lmic-reports/master/AFG/projections.csv
https://raw.githubusercontent.com/mrc-ide/global-lmic-reports/master/AFG/projections.csv
https://raw.githubusercontent.com/mrc-ide/global-lmic-reports/master/AFG/projections.csv
https://raw.githubusercontent.com/mrc-ide/global-lmic-reports/master/AFG/projections.csv
https://raw.githubusercontent.com/mrc-ide/global-lmic-reports/master/AFG/projections.csv
https://raw.githubusercontent.com/mrc-ide/global-lmic-reports/master/AFG/projections.csv
https://raw.githubusercontent.com/mrc-ide/global-lmic-reports/master/AFG/projections.csv
https://raw.githubusercontent.com/mrc-ide/global-lmic-reports/master/AFG/projections.csv
https://raw.githubusercontent.com/mrc-ide/global-lmic-reports/master/AFG/projections.csv
https://raw.githubusercontent.com/mrc-ide/global-lmic-reports/master/AFG/projections.csv
https://raw.githubusercontent.com/mrc-ide/global-lmic-reports/master/AFG/projections.csv
https://raw.githubusercontent.com/mrc-ide/global-lmic-reports/master/AFG/projections.csv
https://raw.githubusercontent.com/mrc-ide/global-lmic-reports/master/AFG/projections.csv
https://raw.githubusercontent.com/mrc-ide/global-lmic-reports/master/AFG/projections.csv
https://raw.githubusercontent.com/mrc-ide/global-lmic-reports/master/AFG/projections.csv
https://raw.githubusercontent.com/mrc-ide/global-lmic-reports/master/AFG/projections.csv
https://raw.githubusercontent.com/mrc-ide/global-lmic-reports/master/AFG/projections.csv
https://raw.githubusercontent.com/mrc-ide/global-lmic-reports/master/AFG/projections.csv
https://raw.githubusercontent.com/mrc-ide/global-lmic-reports/master/AFG/projections.csv
https://raw.githubusercontent.com/mrc-ide/global-lmic-reports/master/AFG/projections.csv
https://raw.githubusercontent.com/mrc-ide/global-lmic-reports/master/AFG/projections.csv
https://raw.githubusercontent.com/mrc-ide/global-lmic-reports/master/AFG/projections.csv
https://raw.githubusercontent.com/mrc-ide/global-lmic-reports/master/AFG/projections.csv
https://raw.githubusercontent.com/mrc-ide/global-lmic-reports/master/AFG/projections.csv
https://raw.githubusercontent.com/mrc-ide/global-lmic-reports/master/AFG/projections.csv
https://raw.githubusercontent.com/mrc-ide/global-lmic-reports/master/AFG/projections.csv
https://raw.githubusercontent.com/mrc-ide/global-lmic-reports/master/AFG/projections.csv
https://raw.githubusercontent.com/mrc-ide/global-lmic-reports/master/AFG/projections.csv
https://raw.githubusercontent.com/mrc-ide/global-lmic-reports/master/AFG/projections.csv
https://raw.githubusercontent.com/mrc-ide/global-lmic-reports/master/AFG/projections.csv
https://raw.githubusercontent.com/mrc-ide/global-lmic-reports/master/AFG/projections.csv
https://raw.githubusercontent.com/mrc-ide/global-lmic-reports/master/AFG/projections.csv
https://raw.githubusercontent.com/mrc-ide/global-lmic-reports/master/AFG/projections.csv
https://raw.githubusercontent.com/mrc-ide/global-lmic-reports/master/AFG/projections.csv
https://raw.githubusercontent.com/mrc-ide/global-lmic-reports/master/AFG/projections.csv
https://raw.githubusercontent.com/mrc-ide/global-lmic-reports/master/AFG/projections.csv
https://raw.githubusercontent.com/mrc-ide/global-lmic-reports/master/AFG/projections.csv
https://raw.githubusercontent.com/mrc-ide/global-lmic-reports/master/AFG/projections.csv
https://raw.githubusercontent.com/mrc-ide/global-lmic-reports/master/AFG/projections.csv
https://raw.githubusercontent.com/mrc-ide/global-lmic-reports/master/AFG/projections.csv
https://raw.githubusercontent.com/mrc-ide/global-lmic-reports/master/AFG/projections.csv
https://raw.githubusercontent.com/mrc-ide/global-lmic-reports/master/AFG/projections.csv
https://raw.githubusercontent.com/mrc-ide/global-lmic-reports/master/AFG/projections.csv
https://raw.githubusercontent.com/mrc-ide/global-lmic-reports/master/AFG/projections.csv
https://raw.githubusercontent.com/mrc-ide/global-lmic-reports/master/AFG/projections.csv
https://raw.githubusercontent.com/mrc-ide/global-lmic-reports/master/AFG/projections.csv
https://raw.githubusercontent.com/mrc-ide/global-lmic-reports/master/AFG/projections.csv
https://raw.githubusercontent.com/mrc-ide/global-lmic-reports/master/AFG/projections.csv
https://raw.githubusercontent.com/mrc-ide/global-lmic-reports/master/AFG/projections.csv
https://raw.githubusercontent.com/mrc-ide/global-lmic-reports/master/AFG/projections.csv
https://raw.githubusercontent.com/mrc-ide/global-lmic-reports/master/AFG/projections.csv
https://raw.githubusercontent.com/mrc-ide/global-lmic-reports/master/AFG/projections.csv
https://raw.githubusercontent.com/mrc-ide/global-lmic-reports/master/AFG/projections.csv
https://raw.githubusercontent.com/mrc-ide/global-lmic-reports/master/AFG/projections.csv
https://raw.githubusercontent.com/mrc-ide/global-lmic-reports/master/AFG/projections.csv
https://raw.githubusercontent.com/mrc-ide/global-lmic-reports/master/AFG/projections.csv
https://raw.githubusercontent.com/mrc-ide/global-lmic-reports/master/AFG/projections.csv
https://raw.githubusercontent.com/mrc-ide/global-lmic-reports/master/AFG/projections.csv
https://raw.githubusercontent.com/mrc-ide/global-lmic-reports/master/AFG/projections.csv
https://raw.githubusercontent.com/mrc-ide/global-lmic-reports/master/AFG/projections.csv
https://raw.githubusercontent.com/mrc-ide/global-lmic-reports/master/AFG/projections.csv
https://raw.githubusercontent.com/mrc-ide/global-lmic-reports/master/AFG/projections.csv
https://raw.githubusercontent.com/mrc-ide/global-lmic-reports/master/AFG/projections.csv
https://raw.githubusercontent.com/mrc-ide/global-lmic-reports/master/AFG/projections.csv
https://raw.githubusercontent.com/mrc-ide/global-lmic-reports/master/AFG/projections.csv
https://raw.githubusercontent.com/mrc-ide/global-lmic-reports/master/AFG/projections.csv
https://raw.githubusercontent.com/mrc-ide/global-lmic-reports/master/AFG/projections.csv
https://raw.githubusercontent.com/mrc-ide/global-lmic-reports/master/AFG/projections.csv
https://raw.githubusercontent.com/mrc-ide/global-lmic-reports/master/AFG/projections.csv
https://raw.githubusercontent.com/mrc-ide/global-lmic-reports/master/AFG/projections.csv
https://raw.githubusercontent.com/mrc-ide/global-lmic-reports/master/AFG/projections.csv
https://raw.githubusercontent.com/mrc-ide/global-lmic-reports/master/AFG/projections.csv
https://raw.githubusercontent.com/mrc-ide/global-lmic-reports/master/AFG/projections.csv
https://raw.githubusercontent.com/mrc-ide/global-lmic-reports/master/AFG/projections.csv
https://raw.githubusercontent.com/mrc-ide/global-lmic-reports/master/AFG/projections.csv
https://raw.githubusercontent.com/mrc-ide/global-lmic-reports/master/AFG/projections.csv
https://raw.githubusercontent.com/mrc-ide/global-lmic-reports/master/AFG/projections.csv
https://raw.githubusercontent.com/mrc-ide/global-lmic-reports/master/AFG/projections.csv
https://raw.githubusercontent.com/mrc-ide/global-lmic-reports/master/AFG/projections.csv
https://raw.githubusercontent.com/mrc-ide/global-lmic-reports/master/AFG/projections.csv
https://raw.githubusercontent.com/mrc-ide/global-lmic-reports/master/AFG/projections.csv
https://raw.githubusercontent.com/mrc-ide/global-lmic-reports/master/AFG/projections.csv
https://raw.githubusercontent.com/mrc-ide/global-lmic-reports/master/AFG/projections.csv
https://raw.githubusercontent.com/mrc-ide/global-lmic-reports/master/AFG/projections.csv
https://raw.githubusercontent.com/mrc-ide/global-lmic-reports/master/AFG/projections.csv
https://raw.githubusercontent.com/mrc-ide/global-lmic-reports/master/AFG/projections.csv
https://raw.githubusercontent.com/mrc-ide/global-lmic-reports/master/AFG/projections.csv
https://raw.githubusercontent.com/mrc-ide/global-lmic-reports/master/AFG/projections.csv
https://raw.githubusercontent.com/mrc-ide/global-lmic-reports/master/AFG/projections.csv
https://raw.githubusercontent.com/mrc-ide/global-lmic-reports/master/AFG/projections.csv
https://raw.githubusercontent.com/mrc-ide/global-lmic-reports/master/AFG/projections.csv
https://raw.githubusercontent.com/mrc-ide/global-lmic-reports/master/AFG/projections.csv
https://raw.githubusercontent.com/mrc-ide/global-lmic-reports/master/AFG/projections.csv
https://raw.githubusercontent.com/mrc-ide/global-lmic-reports/master/AFG/projections.csv
https://raw.githubusercontent.com/mrc-ide/global-lmic-reports/master/AFG/projections.csv
https://raw.githubusercontent.com/mrc-ide/global-lmic-reports/master/AFG/projections.csv
https://raw.githubusercontent.com/mrc-ide/global-lmic-reports/master/AFG/projections.csv
https://raw.githubusercontent.com/mrc-ide/global-lmic-reports/master/AFG/projections.csv
https://raw.githubusercontent.com/mrc-ide/global-lmic-reports/master/AFG/projections.csv
https://raw.githubusercontent.com/mrc-ide/global-lmic-reports/master/AFG/projections.csv
https://raw.githubusercontent.com/mrc-ide/global-lmic-reports/master/AFG/projections.csv
https://raw.githubusercontent.com/mrc-ide/global-lmic-reports/master/AFG/projections.csv
https://raw.githubusercontent.com/mrc-ide/global-lmic-reports/master/AFG/projections.csv
https://raw.githubusercontent.com/mrc-ide/global-lmic-reports/master/AFG/projections.csv
https://raw.githubusercontent.com/mrc-ide/global-lmic-reports/master/AFG/projections.csv
https://raw.githubusercontent.com/mrc-ide/global-lmic-reports/master/AFG/projections.csv
https://raw.githubusercontent.com/mrc-ide/global-lmic-reports/master/AFG/projections.csv
https://raw.githubusercontent.com/mrc-ide/global-lmic-reports/master/AFG/projections.csv
https://raw.githubusercontent.com/mrc-ide/global-lmic-reports/master/AFG/projections.csv
https://raw.githubusercontent.com/mrc-ide/global-lmic-reports/master/AFG/projections.csv
https://raw.githubusercontent.com/mrc-ide/global-lmic-reports/master/AFG/projections.csv
https://raw.githubusercontent.com/mrc-ide/global-lmic-reports/master/AFG/projections.csv
https://raw.githubusercontent.com/mrc-ide/global-lmic-reports/master/AFG/projections.csv
https://raw.githubusercontent.com/mrc-ide/global-lmic-reports/master/AFG/projections.csv
https://raw.githubusercontent.com/mrc-ide/global-lmic-reports/master/AFG/projections.csv
https://raw.githubusercontent.com/mrc-ide/global-lmic-reports/master/AFG/projections.csv
https://raw.githubusercontent.com/mrc-ide/global-lmic-reports/master/AFG/projections.csv
https://raw.githubusercontent.com/mrc-ide/global-lmic-reports/master/AFG/projections.csv
https://raw.githubusercontent.com/mrc-ide/global-lmic-reports/master/AFG/projections.csv
https://raw.githubusercontent.com/mrc-ide/global-lmic-reports/master/AFG/projections.csv
https://raw.githubusercontent.com/mrc-ide/global-lmic-reports/master/AFG/projections.csv
https://raw.githubusercontent.com/mrc-ide/global-lmic-reports/master/AFG/projections.csv
https://raw.githubusercontent.com/mrc-ide/global-lmic-reports/master/AFG/projections.csv
https://raw.githubusercontent.com/mrc-ide/global-lmic-reports/master/AFG/projections.csv
https://raw.githubusercontent.com/mrc-ide/global-lmic-reports/master/AFG/projections.csv
https://raw.githubusercontent.com/mrc-ide/global-lmic-reports/master/AFG/projections.csv
https://raw.githubusercontent.com/mrc-ide/global-lmic-reports/master/AFG/projections.csv
https://raw.githubusercontent.com/mrc-ide/global-lmic-reports/master/AFG/projections.csv
https://raw.githubusercontent.com/mrc-ide/global-lmic-reports/master/AFG/projections.csv
https://raw.githubusercontent.com/mrc-ide/global-lmic-reports/master/AFG/projections.csv
https://raw.githubusercontent.com/mrc-ide/global-lmic-reports/master/AFG/projections.csv
https://raw.githubusercontent.com/mrc-ide/global-lmic-reports/master/AFG/projections.csv
https://raw.githubusercontent.com/mrc-ide/global-lmic-reports/master/AFG/projections.csv
https://raw.githubusercontent.com/mrc-ide/global-lmic-reports/master/AFG/projections.csv
https://raw.githubusercontent.com/mrc-ide/global-lmic-reports/master/AFG/projections.csv
https://raw.githubusercontent.com/mrc-ide/global-lmic-reports/master/AFG/projections.csv
https://raw.githubusercontent.com/mrc-ide/global-lmic-reports/master/AFG/projections.csv
https://raw.githubusercontent.com/mrc-ide/global-lmic-reports/master/AFG/projections.csv
https://raw.githubusercontent.com/mrc-ide/global-lmic-reports/master/AFG/projections.csv
https://raw.githubusercontent.com/mrc-ide/global-lmic-reports/master/AFG/projections.csv
https://raw.githubusercontent.com/mrc-ide/global-lmic-reports/master/AFG/projections.csv
https://raw.githubusercontent.com/mrc-ide/global-lmic-reports/master/AFG/projections.csv
https://raw.githubusercontent.com/mrc-ide/global-lmic-reports/master/AFG/projections.csv
https://raw.githubusercontent.com/mrc-ide/global-lmic-reports/master/AFG/projections.csv
https://raw.githubusercontent.com/mrc-ide/global-lmic-reports/master/AFG/projections.csv
https://raw.githubusercontent.com/mrc-ide/global-lmic-reports/master/AFG/projections.csv
https://raw.githubusercontent.com/mrc-ide/global-lmic-reports/master/AFG/projections.csv
https://raw.githubusercontent.com/mrc-ide/global-lmic-reports/master/AFG/projections.csv
https://raw.githubusercontent.com/mrc-ide/global-lmic-reports/master/AFG/projections.csv
https://raw.githubusercontent.com/mrc-ide/global-lmic-reports/master/AFG/projections.csv
https://raw.githubusercontent.com/mrc-ide/global-lmic-reports/master/AFG/projections.csv
https://raw.githubusercontent.com/mrc-ide/global-lmic-reports/master/AFG/projections.csv
https://raw.githubusercontent.com/mrc-ide/global-lmic-reports/master/AFG/projections.csv
https://raw.githubusercontent.com/mrc-ide/global-lmic-reports/master/AFG/projections.csv
https://raw.githubusercontent.com/mrc-ide/global-lmic-reports/master/AFG/projections.csv
https://raw.githubusercontent.com/mrc-ide/global-lmic-reports/master/AFG/projections.csv
https://raw.githubusercontent.com/mrc-ide/global-lmic-reports/master/AFG/projections.csv
https://raw.githubusercontent.com/mrc-ide/global-lmic-reports/master/AFG/projections.csv
https://raw.githubusercontent.com/mrc-ide/global-lmic-reports/master/AFG/projections.csv
https://raw.githubusercontent.com/mrc-ide/global-lmic-reports/master/AFG/projections.csv
https://raw.githubusercontent.com/mrc-ide/global-lmic-reports/master/AFG/projections.csv
https://raw.githubusercontent.com/mrc-ide/global-lmic-reports/master/AFG/projections.csv
https://raw.githubusercontent.com/mrc-ide/global-lmic-reports/master/AFG/projections.csv
https://raw.githubusercontent.com/mrc-ide/global-lmic-reports/master/AFG/projections.csv
https://raw.githubusercontent.com/mrc-ide/global-lmic-reports/master/AFG/projections.csv
https://raw.githubusercontent.com/mrc-ide/global-lmic-reports/master/AFG/projections.csv
https://raw.githubusercontent.com/mrc-ide/global-lmic-reports/master/AFG/projections.csv
https://raw.githubusercontent.com/mrc-ide/global-lmic-reports/master/AFG/projections.csv
https://raw.githubusercontent.com/mrc-ide/global-lmic-reports/master/AFG/projections.csv
https://raw.githubusercontent.com/mrc-ide/global-lmic-reports/master/AFG/projections.csv
https://raw.githubusercontent.com/mrc-ide/global-lmic-reports/master/AFG/projections.csv
https://raw.githubusercontent.com/mrc-ide/global-lmic-reports/master/AFG/projections.csv
https://raw.githubusercontent.com/mrc-ide/global-lmic-reports/master/AFG/projections.csv
https://raw.githubusercontent.com/mrc-ide/global-lmic-reports/master/AFG/projections.csv
https://raw.githubusercontent.com/mrc-ide/global-lmic-reports/master/AFG/projections.csv
https://raw.githubusercontent.com/mrc-ide/global-lmic-reports/master/AFG/projections.csv
https://raw.githubusercontent.com/mrc-ide/global-lmic-reports/master/AFG/projections.csv
https://raw.githubusercontent.com/mrc-ide/global-lmic-reports/master/AFG/projections.csv
https://raw.githubusercontent.com/mrc-ide/global-lmic-reports/master/AFG/projections.csv
https://raw.githubusercontent.com/mrc-ide/global-lmic-reports/master/AFG/projections.csv
https://raw.githubusercontent.com/mrc-ide/global-lmic-reports/master/AFG/projections.csv
https://raw.githubusercontent.com/mrc-ide/global-lmic-reports/master/AFG/projections.csv
https://raw.githubusercontent.com/mrc-ide/global-lmic-reports/master/AFG/projections.csv
https://raw.githubusercontent.com/mrc-ide/global-lmic-reports/master/AFG/projections.csv
https://raw.githubusercontent.com/mrc-ide/global-lmic-reports/master/AFG/projections.csv
https://raw.githubusercontent.com/mrc-ide/global-lmic-reports/master/AFG/projections.csv
https://raw.githubusercontent.com/mrc-ide/global-lmic-reports/master/AFG/projections.csv
https://raw.githubusercontent.com/mrc-ide/global-lmic-reports/master/AFG/projections.csv
https://raw.githubusercontent.com/mrc-ide/global-lmic-reports/master/AFG/projections.csv
https://raw.githubusercontent.com/mrc-ide/global-lmic-reports/master/AFG/projections.csv
https://raw.githubusercontent.com/mrc-ide/global-lmic-reports/master/AFG/projections.csv
https://raw.githubusercontent.com/mrc-ide/global-lmic-reports/master/AFG/projections.csv
https://raw.githubusercontent.com/mrc-ide/global-lmic-reports/master/AFG/projections.csv
https://raw.githubusercontent.com/mrc-ide/global-lmic-reports/master/AFG/projections.csv
https://raw.githubusercontent.com/mrc-ide/global-lmic-reports/master/AFG/projections.csv
https://raw.githubusercontent.com/mrc-ide/global-lmic-reports/master/AFG/projections.csv
https://raw.githubusercontent.com/mrc-ide/global-lmic-reports/master/AFG/projections.csv
https://raw.githubusercontent.com/mrc-ide/global-lmic-reports/master/AFG/projections.csv
https://raw.githubusercontent.com/mrc-ide/global-lmic-reports/master/AFG/projections.csv
https://raw.githubusercontent.com/mrc-ide/global-lmic-reports/master/AFG/projections.csv
https://raw.githubusercontent.com/mrc-ide/global-lmic-reports/master/AFG/projections.csv
https://raw.githubusercontent.com/mrc-ide/global-lmic-reports/master/AFG/projections.csv
https://raw.githubusercontent.com/mrc-ide/global-lmic-reports/master/AFG/projections.csv
https://raw.githubusercontent.com/mrc-ide/global-lmic-reports/master/AFG/projections.csv
https://raw.githubusercontent.com/mrc-ide/global-lmic-reports/master/AFG/projections.csv
https://raw.githubusercontent.com/mrc-ide/global-lmic-reports/master/AFG/projections.csv
https://raw.githubusercontent.com/mrc-ide/global-lmic-reports/master/AFG/projections.csv
https://raw.githubusercontent.com/mrc-ide/global-lmic-reports/master/AFG/projections.csv
https://raw.githubusercontent.com/mrc-ide/global-lmic-reports/master/AFG/projections.csv
https://raw.githubusercontent.com/mrc-ide/global-lmic-reports/master/AFG/projections.csv
https://raw.githubusercontent.com/mrc-ide/global-lmic-reports/master/AFG/projections.csv
https://raw.githubusercontent.com/mrc-ide/global-lmic-reports/master/AFG/projections.csv
https://raw.githubusercontent.com/mrc-ide/global-lmic-reports/master/AFG/projections.csv
https://raw.githubusercontent.com/mrc-ide/global-lmic-reports/master/AFG/projections.csv
https://raw.githubusercontent.com/mrc-ide/global-lmic-reports/master/AFG/projections.csv
https://raw.githubusercontent.com/mrc-ide/global-lmic-reports/master/AFG/projections.csv
https://raw.githubusercontent.com/mrc-ide/global-lmic-reports/master/AFG/projections.csv
https://raw.githubusercontent.com/mrc-ide/global-lmic-reports/master/AFG/projections.csv
https://raw.githubusercontent.com/mrc-ide/global-lmic-reports/master/AFG/projections.csv
https://raw.githubusercontent.com/mrc-ide/global-lmic-reports/master/AFG/projections.csv
https://raw.githubusercontent.com/mrc-ide/global-lmic-reports/master/AFG/projections.csv
https://raw.githubusercontent.com/mrc-ide/global-lmic-reports/master/AFG/projections.csv
https://raw.githubusercontent.com/mrc-ide/global-lmic-reports/master/AFG/projections.csv
https://raw.githubusercontent.com/mrc-ide/global-lmic-reports/master/AFG/projections.csv
https://raw.githubusercontent.com/mrc-ide/global-lmic-reports/master/AFG/projections.csv
https://raw.githubusercontent.com/mrc-ide/global-lmic-reports/master/AFG/projections.csv
https://raw.githubusercontent.com/mrc-ide/global-lmic-reports/master/AFG/projections.csv
https://raw.githubusercontent.com/mrc-ide/global-lmic-reports/master/AFG/projections.csv
https://raw.githubusercontent.com/mrc-ide/global-lmic-reports/master/AFG/projections.csv
https://raw.githubusercontent.com/mrc-ide/global-lmic-reports/master/AFG/projections.csv
https://raw.githubusercontent.com/mrc-ide/global-lmic-reports/master/AFG/projections.csv
https://raw.githubusercontent.com/mrc-ide/global-lmic-reports/master/AFG/projections.csv
https://raw.githubusercontent.com/mrc-ide/global-lmic-reports/master/AFG/projections.csv
https://raw.githubusercontent.com/mrc-ide/global-lmic-reports/master/AFG/projections.csv
https://raw.githubusercontent.com/mrc-ide/global-lmic-reports/master/AFG/projections.csv
https://raw.githubusercontent.com/mrc-ide/global-lmic-reports/master/AFG/projections.csv
https://raw.githubusercontent.com/mrc-ide/global-lmic-reports/master/AFG/projections.csv
https://raw.githubusercontent.com/mrc-ide/global-lmic-reports/master/AFG/projections.csv
https://raw.githubusercontent.com/mrc-ide/global-lmic-reports/master/AFG/projections.csv
https://raw.githubusercontent.com/mrc-ide/global-lmic-reports/master/AFG/projections.csv
https://raw.githubusercontent.com/mrc-ide/global-lmic-reports/master/AFG/projections.csv
https://raw.githubusercontent.com/mrc-ide/global-lmic-reports/master/AFG/projections.csv
https://raw.githubusercontent.com/mrc-ide/global-lmic-reports/master/AFG/projections.csv
https://raw.githubusercontent.com/mrc-ide/global-lmic-reports/master/AFG/projections.csv
https://raw.githubusercontent.com/mrc-ide/global-lmic-reports/master/AFG/projections.csv
https://raw.githubusercontent.com/mrc-ide/global-lmic-reports/master/AFG/projections.csv
https://raw.githubusercontent.com/mrc-ide/global-lmic-reports/master/AFG/projections.csv
https://raw.githubusercontent.com/mrc-ide/global-lmic-reports/master/AFG/projections.csv
https://raw.githubusercontent.com/mrc-ide/global-lmic-reports/master/AFG/projections.csv
https://raw.githubusercontent.com/mrc-ide/global-lmic-reports/master/AFG/projections.csv
https://raw.githubusercontent.com/mrc-ide/global-lmic-reports/master/AFG/projections.csv
https://raw.githubusercontent.com/mrc-ide/global-lmic-reports/master/AFG/projections.csv
https://raw.githubusercontent.com/mrc-ide/global-lmic-reports/master/AFG/projections.csv
https://raw.githubusercontent.com/mrc-ide/global-lmic-reports/master/AFG/projections.csv
https://raw.githubusercontent.com/mrc-ide/global-lmic-reports/master/AFG/projections.csv
https://raw.githubusercontent.com/mrc-ide/global-lmic-reports/master/AFG/projections.csv
https://raw.githubusercontent.com/mrc-ide/global-lmic-reports/master/AFG/projections.csv
https://raw.githubusercontent.com/mrc-ide/global-lmic-reports/master/AFG/projections.csv
https://raw.githubusercontent.com/mrc-ide/global-lmic-reports/master/AFG/projections.csv
https://raw.githubusercontent.com/mrc-ide/global-lmic-reports/master/AFG/projections.csv
https://raw.githubusercontent.com/mrc-ide/global-lmic-reports/master/AFG/projections.csv
https://raw.githubusercontent.com/mrc-ide/global-lmic-reports/master/AFG/projections.csv
https://raw.githubusercontent.com/mrc-ide/global-lmic-reports/master/AFG/projections.csv
https://raw.githubusercontent.com/mrc-ide/global-lmic-reports/master/AFG/projections.csv
https://raw.githubusercontent.com/mrc-ide/global-lmic-reports/master/AFG/projections.csv
https://raw.githubusercontent.com/mrc-ide/global-lmic-reports/master/AFG/projections.csv
https://raw.githubusercontent.com/mrc-ide/global-lmic-reports/master/AFG/projections.csv
https://raw.githubusercontent.com/mrc-ide/global-lmic-reports/master/AFG/projections.csv
https://raw.githubusercontent.com/mrc-ide/global-lmic-reports/master/AFG/projections.csv
https://raw.githubusercontent.com/mrc-ide/global-lmic-reports/master/AFG/projections.csv
https://raw.githubusercontent.com/mrc-ide/global-lmic-reports/master/AFG/projections.csv
https://raw.githubusercontent.com/mrc-ide/global-lmic-reports/master/AFG/projections.csv
https://raw.githubusercontent.com/mrc-ide/global-lmic-reports/master/AFG/projections.csv
https://raw.githubusercontent.com/mrc-ide/global-lmic-reports/master/AFG/projections.csv
https://raw.githubusercontent.com/mrc-ide/global-lmic-reports/master/AFG/projections.csv
https://raw.githubusercontent.com/mrc-ide/global-lmic-reports/master/AFG/projections.csv
https://raw.githubusercontent.com/mrc-ide/global-lmic-reports/master/AFG/projections.csv
https://raw.githubusercontent.com/mrc-ide/global-lmic-reports/master/AFG/projections.csv
https://raw.githubusercontent.com/mrc-ide/global-lmic-reports/master/AFG/projections.csv
https://raw.githubusercontent.com/mrc-ide/global-lmic-reports/master/AFG/projections.csv
https://raw.githubusercontent.com/mrc-ide/global-lmic-reports/master/AFG/projections.csv
https://raw.githubusercontent.com/mrc-ide/global-lmic-reports/master/AFG/projections.csv
https://raw.githubusercontent.com/mrc-ide/global-lmic-reports/master/AFG/projections.csv
https://raw.githubusercontent.com/mrc-ide/global-lmic-reports/master/AFG/projections.csv
https://raw.githubusercontent.com/mrc-ide/global-lmic-reports/master/AFG/projections.csv
https://raw.githubusercontent.com/mrc-ide/global-lmic-reports/master/AFG/projections.csv
https://raw.githubusercontent.com/mrc-ide/global-lmic-reports/master/AFG/projections.csv
https://raw.githubusercontent.com/mrc-ide/global-lmic-reports/master/AFG/projections.csv
https://raw.githubusercontent.com/mrc-ide/global-lmic-reports/master/AFG/projections.csv
https://raw.githubusercontent.com/mrc-ide/global-lmic-reports/master/AFG/projections.csv
https://raw.githubusercontent.com/mrc-ide/global-lmic-reports/master/AFG/projections.csv
https://raw.githubusercontent.com/mrc-ide/global-lmic-reports/master/AFG/projections.csv
https://raw.githubusercontent.com/mrc-ide/global-lmic-reports/master/AFG/projections.csv
https://raw.githubusercontent.com/mrc-ide/global-lmic-reports/master/AFG/projections.csv
https://raw.githubusercontent.com/mrc-ide/global-lmic-reports/master/AFG/projections.csv
https://raw.githubusercontent.com/mrc-ide/global-lmic-reports/master/AFG/projections.csv
https://raw.githubusercontent.com/mrc-ide/global-lmic-reports/master/AFG/projections.csv
https://raw.githubusercontent.com/mrc-ide/global-lmic-reports/master/AFG/projections.csv
https://raw.githubusercontent.com/mrc-ide/global-lmic-reports/master/AFG/projections.csv
https://raw.githubusercontent.com/mrc-ide/global-lmic-reports/master/AFG/projections.csv
https://raw.githubusercontent.com/mrc-ide/global-lmic-reports/master/AFG/projections.csv
https://raw.githubusercontent.com/mrc-ide/global-lmic-reports/master/AFG/projections.csv
https://raw.githubusercontent.com/mrc-ide/global-lmic-reports/master/AFG/projections.csv
https://raw.githubusercontent.com/mrc-ide/global-lmic-reports/master/AFG/projections.csv
https://raw.githubusercontent.com/mrc-ide/global-lmic-reports/master/AFG/projections.csv
https://raw.githubusercontent.com/mrc-ide/global-lmic-reports/master/AFG/projections.csv
https://raw.githubusercontent.com/mrc-ide/global-lmic-reports/master/AFG/projections.csv
https://raw.githubusercontent.com/mrc-ide/global-lmic-reports/master/AFG/projections.csv
https://raw.githubusercontent.com/mrc-ide/global-lmic-reports/master/AFG/projections.csv
https://raw.githubusercontent.com/mrc-ide/global-lmic-reports/master/AFG/projections.csv
https://raw.githubusercontent.com/mrc-ide/global-lmic-reports/master/AFG/projections.csv
https://raw.githubusercontent.com/mrc-ide/global-lmic-reports/master/AFG/projections.csv
https://raw.githubusercontent.com/mrc-ide/global-lmic-reports/master/AFG/projections.csv
https://raw.githubusercontent.com/mrc-ide/global-lmic-reports/master/AFG/projections.csv
https://raw.githubusercontent.com/mrc-ide/global-lmic-reports/master/AFG/projections.csv
https://raw.githubusercontent.com/mrc-ide/global-lmic-reports/master/AFG/projections.csv
https://raw.githubusercontent.com/mrc-ide/global-lmic-reports/master/AFG/projections.csv
https://raw.githubusercontent.com/mrc-ide/global-lmic-reports/master/AFG/projections.csv
https://raw.githubusercontent.com/mrc-ide/global-lmic-reports/master/AFG/projections.csv
https://raw.githubusercontent.com/mrc-ide/global-lmic-reports/master/AFG/projections.csv
https://raw.githubusercontent.com/mrc-ide/global-lmic-reports/master/AFG/projections.csv
https://raw.githubusercontent.com/mrc-ide/global-lmic-reports/master/AFG/projections.csv
https://raw.githubusercontent.com/mrc-ide/global-lmic-reports/master/AFG/projections.csv
https://raw.githubusercontent.com/mrc-ide/global-lmic-reports/master/AFG/projections.csv
https://raw.githubusercontent.com/mrc-ide/global-lmic-reports/master/AFG/projections.csv
https://raw.githubusercontent.com/mrc-ide/global-lmic-reports/master/AFG/projections.csv
https://raw.githubusercontent.com/mrc-ide/global-lmic-reports/master/AFG/projections.csv
https://raw.githubusercontent.com/mrc-ide/global-lmic-reports/master/AFG/projections.csv
https://raw.githubusercontent.com/mrc-ide/global-lmic-reports/master/AFG/projections.csv
https://raw.githubusercontent.com/mrc-ide/global-lmic-reports/master/AFG/projections.csv
https://raw.githubusercontent.com/mrc-ide/global-lmic-reports/master/AFG/projections.csv
https://raw.githubusercontent.com/mrc-ide/global-lmic-reports/master/AFG/projections.csv
https://raw.githubusercontent.com/mrc-ide/global-lmic-reports/master/AFG/projections.csv
https://raw.githubusercontent.com/mrc-ide/global-lmic-reports/master/AFG/projections.csv
https://raw.githubusercontent.com/mrc-ide/global-lmic-reports/master/AFG/projections.csv
https://raw.githubusercontent.com/mrc-ide/global-lmic-reports/master/AFG/projections.csv
https://raw.githubusercontent.com/mrc-ide/global-lmic-reports/master/AFG/projections.csv
https://raw.githubusercontent.com/mrc-ide/global-lmic-reports/master/AFG/projections.csv
https://raw.githubusercontent.com/mrc-ide/global-lmic-reports/master/AFG/projections.csv
https://raw.githubusercontent.com/mrc-ide/global-lmic-reports/master/AFG/projections.csv
https://raw.githubusercontent.com/mrc-ide/global-lmic-reports/master/AFG/projections.csv
https://raw.githubusercontent.com/mrc-ide/global-lmic-reports/master/AFG/projections.csv
https://raw.githubusercontent.com/mrc-ide/global-lmic-reports/master/AFG/projections.csv
https://raw.githubusercontent.com/mrc-ide/global-lmic-reports/master/AFG/projections.csv
https://raw.githubusercontent.com/mrc-ide/global-lmic-reports/master/AFG/projections.csv
https://raw.githubusercontent.com/mrc-ide/global-lmic-reports/master/AFG/projections.csv
https://raw.githubusercontent.com/mrc-ide/global-lmic-reports/master/AFG/projections.csv
https://raw.githubusercontent.com/mrc-ide/global-lmic-reports/master/AFG/projections.csv
https://raw.githubusercontent.com/mrc-ide/global-lmic-reports/master/AFG/projections.csv
https://raw.githubusercontent.com/mrc-ide/global-lmic-reports/master/AFG/projections.csv
https://raw.githubusercontent.com/mrc-ide/global-lmic-reports/master/AFG/projections.csv
https://raw.githubusercontent.com/mrc-ide/global-lmic-reports/master/AFG/projections.csv
https://raw.githubusercontent.com/mrc-ide/global-lmic-reports/master/AFG/projections.csv
https://raw.githubusercontent.com/mrc-ide/global-lmic-reports/master/AFG/projections.csv
https://raw.githubusercontent.com/mrc-ide/global-lmic-reports/master/AFG/projections.csv
https://raw.githubusercontent.com/mrc-ide/global-lmic-reports/master/AFG/projections.csv
https://raw.githubusercontent.com/mrc-ide/global-lmic-reports/master/AFG/projections.csv
https://raw.githubusercontent.com/mrc-ide/global-lmic-reports/master/AFG/projections.csv
https://raw.githubusercontent.com/mrc-ide/global-lmic-reports/master/AFG/projections.csv
https://raw.githubusercontent.com/mrc-ide/global-lmic-reports/master/AFG/projections.csv
https://raw.githubusercontent.com/mrc-ide/global-lmic-reports/master/AFG/projections.csv
https://raw.githubusercontent.com/mrc-ide/global-lmic-reports/master/AFG/projections.csv
https://raw.githubusercontent.com/mrc-ide/global-lmic-reports/master/AFG/projections.csv
https://raw.githubusercontent.com/mrc-ide/global-lmic-reports/master/AFG/projections.csv
https://raw.githubusercontent.com/mrc-ide/global-lmic-reports/master/AFG/projections.csv
https://raw.githubusercontent.com/mrc-ide/global-lmic-reports/master/AFG/projections.csv
https://raw.githubusercontent.com/mrc-ide/global-lmic-reports/master/AFG/projections.csv
https://raw.githubusercontent.com/mrc-ide/global-lmic-reports/master/AFG/projections.csv
https://raw.githubusercontent.com/mrc-ide/global-lmic-reports/master/AFG/projections.csv
https://raw.githubusercontent.com/mrc-ide/global-lmic-reports/master/AFG/projections.csv
https://raw.githubusercontent.com/mrc-ide/global-lmic-reports/master/AFG/projections.csv
https://raw.githubusercontent.com/mrc-ide/global-lmic-reports/master/AFG/projections.csv
https://raw.githubusercontent.com/mrc-ide/global-lmic-reports/master/AFG/projections.csv
https://raw.githubusercontent.com/mrc-ide/global-lmic-reports/master/AFG/projections.csv
https://raw.githubusercontent.com/mrc-ide/global-lmic-reports/master/AFG/projections.csv
https://raw.githubusercontent.com/mrc-ide/global-lmic-reports/master/AFG/projections.csv
https://raw.githubusercontent.com/mrc-ide/global-lmic-reports/master/AFG/projections.csv
https://raw.githubusercontent.com/mrc-ide/global-lmic-reports/master/AFG/projections.csv
https://raw.githubusercontent.com/mrc-ide/global-lmic-reports/master/AFG/projections.csv
https://raw.githubusercontent.com/mrc-ide/global-lmic-reports/master/AFG/projections.csv
https://raw.githubusercontent.com/mrc-ide/global-lmic-reports/master/AFG/projections.csv
https://raw.githubusercontent.com/mrc-ide/global-lmic-reports/master/AFG/projections.csv
https://raw.githubusercontent.com/mrc-ide/global-lmic-reports/master/AFG/projections.csv
https://raw.githubusercontent.com/mrc-ide/global-lmic-reports/master/AFG/projections.csv
https://raw.githubusercontent.com/mrc-ide/global-lmic-reports/master/AFG/projections.csv
https://raw.githubusercontent.com/mrc-ide/global-lmic-reports/master/AFG/projections.csv
https://raw.githubusercontent.com/mrc-ide/global-lmic-reports/master/AFG/projections.csv
https://raw.githubusercontent.com/mrc-ide/global-lmic-reports/master/AFG/projections.csv
https://raw.githubusercontent.com/mrc-ide/global-lmic-reports/master/AFG/projections.csv
https://raw.githubusercontent.com/mrc-ide/global-lmic-reports/master/AFG/projections.csv
https://raw.githubusercontent.com/mrc-ide/global-lmic-reports/master/AFG/projections.csv
https://raw.githubusercontent.com/mrc-ide/global-lmic-reports/master/AFG/projections.csv
https://raw.githubusercontent.com/mrc-ide/global-lmic-reports/master/AFG/projections.csv
https://raw.githubusercontent.com/mrc-ide/global-lmic-reports/master/AFG/projections.csv
https://raw.githubusercontent.com/mrc-ide/global-lmic-reports/master/AFG/projections.csv
https://raw.githubusercontent.com/mrc-ide/global-lmic-reports/master/AFG/projections.csv
https://raw.githubusercontent.com/mrc-ide/global-lmic-reports/master/AFG/projections.csv
https://raw.githubusercontent.com/mrc-ide/global-lmic-reports/master/AFG/projections.csv
https://raw.githubusercontent.com/mrc-ide/global-lmic-reports/master/AFG/projections.csv
https://raw.githubusercontent.com/mrc-ide/global-lmic-reports/master/AFG/projections.csv
https://raw.githubusercontent.com/mrc-ide/global-lmic-reports/master/AFG/projections.csv
https://raw.githubusercontent.com/mrc-ide/global-lmic-reports/master/AFG/projections.csv
https://raw.githubusercontent.com/mrc-ide/global-lmic-reports/master/AFG/projections.csv
https://raw.githubusercontent.com/mrc-ide/global-lmic-reports/master/AFG/projections.csv
https://raw.githubusercontent.com/mrc-ide/global-lmic-reports/master/AFG/projections.csv
https://raw.githubusercontent.com/mrc-ide/global-lmic-reports/master/AFG/projections.csv
https://raw.githubusercontent.com/mrc-ide/global-lmic-reports/master/AFG/projections.csv
https://raw.githubusercontent.com/mrc-ide/global-lmic-reports/master/AFG/projections.csv
https://raw.githubusercontent.com/mrc-ide/global-lmic-reports/master/AFG/projections.csv
https://raw.githubusercontent.com/mrc-ide/global-lmic-reports/master/AFG/projections.csv
https://raw.githubusercontent.com/mrc-ide/global-lmic-reports/master/AFG/projections.csv
https://raw.githubusercontent.com/mrc-ide/global-lmic-reports/master/AFG/projections.csv
https://raw.githubusercontent.com/mrc-ide/global-lmic-reports/master/AFG/projections.csv
https://raw.githubusercontent.com/mrc-ide/global-lmic-reports/master/AFG/projections.csv
https://raw.githubusercontent.com/mrc-ide/global-lmic-reports/master/AFG/projections.csv
https://raw.githubusercontent.com/mrc-ide/global-lmic-reports/master/AFG/projections.csv
https://raw.githubusercontent.com/mrc-ide/global-lmic-reports/master/AFG/projections.csv
https://raw.githubusercontent.com/mrc-ide/global-lmic-reports/master/AFG/projections.csv
https://raw.githubusercontent.com/mrc-ide/global-lmic-reports/master/AFG/projections.csv
https://raw.githubusercontent.com/mrc-ide/global-lmic-reports/master/AFG/projections.csv
https://raw.githubusercontent.com/mrc-ide/global-lmic-reports/master/AFG/projections.csv
https://raw.githubusercontent.com/mrc-ide/global-lmic-reports/master/AFG/projections.csv
https://raw.githubusercontent.com/mrc-ide/global-lmic-reports/master/AFG/projections.csv
https://raw.githubusercontent.com/mrc-ide/global-lmic-reports/master/AFG/projections.csv
https://raw.githubusercontent.com/mrc-ide/global-lmic-reports/master/AFG/projections.csv
https://raw.githubusercontent.com/mrc-ide/global-lmic-reports/master/AFG/projections.csv
https://raw.githubusercontent.com/mrc-ide/global-lmic-reports/master/AFG/projections.csv
https://raw.githubusercontent.com/mrc-ide/global-lmic-reports/master/AFG/projections.csv
https://raw.githubusercontent.com/mrc-ide/global-lmic-reports/master/AFG/projections.csv
https://raw.githubusercontent.com/mrc-ide/global-lmic-reports/master/AFG/projections.csv
https://raw.githubusercontent.com/mrc-ide/global-lmic-reports/master/AFG/projections.csv
https://raw.githubusercontent.com/mrc-ide/global-lmic-reports/master/AFG/projections.csv
https://raw.githubusercontent.com/mrc-ide/global-lmic-reports/master/AFG/projections.csv
https://raw.githubusercontent.com/mrc-ide/global-lmic-reports/master/AFG/projections.csv
https://raw.githubusercontent.com/mrc-ide/global-lmic-reports/master/AFG/projections.csv
https://raw.githubusercontent.com/mrc-ide/global-lmic-reports/master/AFG/projections.csv
https://raw.githubusercontent.com/mrc-ide/global-lmic-reports/master/AFG/projections.csv
https://raw.githubusercontent.com/mrc-ide/global-lmic-reports/master/AFG/projections.csv
https://raw.githubusercontent.com/mrc-ide/global-lmic-reports/master/AFG/projections.csv
https://raw.githubusercontent.com/mrc-ide/global-lmic-reports/master/AFG/projections.csv
https://raw.githubusercontent.com/mrc-ide/global-lmic-reports/master/AFG/projections.csv
https://raw.githubusercontent.com/mrc-ide/global-lmic-reports/master/AFG/projections.csv
https://raw.githubusercontent.com/mrc-ide/global-lmic-reports/master/AFG/projections.csv
https://raw.githubusercontent.com/mrc-ide/global-lmic-reports/master/AFG/projections.csv
https://raw.githubusercontent.com/mrc-ide/global-lmic-reports/master/AFG/projections.csv
https://raw.githubusercontent.com/mrc-ide/global-lmic-reports/master/AFG/projections.csv
https://raw.githubusercontent.com/mrc-ide/global-lmic-reports/master/AFG/projections.csv
https://raw.githubusercontent.com/mrc-ide/global-lmic-reports/master/AFG/projections.csv
https://raw.githubusercontent.com/mrc-ide/global-lmic-reports/master/AFG/projections.csv
https://raw.githubusercontent.com/mrc-ide/global-lmic-reports/master/AFG/projections.csv
https://raw.githubusercontent.com/mrc-ide/global-lmic-reports/master/AFG/projections.csv
https://raw.githubusercontent.com/mrc-ide/global-lmic-reports/master/AFG/projections.csv
https://raw.githubusercontent.com/mrc-ide/global-lmic-reports/master/AFG/projections.csv
https://raw.githubusercontent.com/mrc-ide/global-lmic-reports/master/AFG/projections.csv
https://raw.githubusercontent.com/mrc-ide/global-lmic-reports/master/AFG/projections.csv
https://raw.githubusercontent.com/mrc-ide/global-lmic-reports/master/AFG/projections.csv
https://raw.githubusercontent.com/mrc-ide/global-lmic-reports/master/AFG/projections.csv
https://raw.githubusercontent.com/mrc-ide/global-lmic-reports/master/AFG/projections.csv
https://raw.githubusercontent.com/mrc-ide/global-lmic-reports/master/AFG/projections.csv
https://raw.githubusercontent.com/mrc-ide/global-lmic-reports/master/AFG/projections.csv
https://raw.githubusercontent.com/mrc-ide/global-lmic-reports/master/AFG/projections.csv
https://raw.githubusercontent.com/mrc-ide/global-lmic-reports/master/AFG/projections.csv
https://raw.githubusercontent.com/mrc-ide/global-lmic-reports/master/AFG/projections.csv
https://raw.githubusercontent.com/mrc-ide/global-lmic-reports/master/AFG/projections.csv
https://raw.githubusercontent.com/mrc-ide/global-lmic-reports/master/AFG/projections.csv
https://raw.githubusercontent.com/mrc-ide/global-lmic-reports/master/AFG/projections.csv
https://raw.githubusercontent.com/mrc-ide/global-lmic-reports/master/AFG/projections.csv
https://raw.githubusercontent.com/mrc-ide/global-lmic-reports/master/AFG/projections.csv
https://raw.githubusercontent.com/mrc-ide/global-lmic-reports/master/AFG/projections.csv
https://raw.githubusercontent.com/mrc-ide/global-lmic-reports/master/AFG/projections.csv
https://raw.githubusercontent.com/mrc-ide/global-lmic-reports/master/AFG/projections.csv
https://raw.githubusercontent.com/mrc-ide/global-lmic-reports/master/AFG/projections.csv
https://raw.githubusercontent.com/mrc-ide/global-lmic-reports/master/AFG/projections.csv
https://raw.githubusercontent.com/mrc-ide/global-lmic-reports/master/AFG/projections.csv
https://raw.githubusercontent.com/mrc-ide/global-lmic-reports/master/AFG/projections.csv
https://raw.githubusercontent.com/mrc-ide/global-lmic-reports/master/AFG/projections.csv
https://raw.githubusercontent.com/mrc-ide/global-lmic-reports/master/AFG/projections.csv
https://raw.githubusercontent.com/mrc-ide/global-lmic-reports/master/AFG/projections.csv
https://raw.githubusercontent.com/mrc-ide/global-lmic-reports/master/AFG/projections.csv
https://raw.githubusercontent.com/mrc-ide/global-lmic-reports/master/AFG/projections.csv
https://raw.githubusercontent.com/mrc-ide/global-lmic-reports/master/AFG/projections.csv
https://raw.githubusercontent.com/mrc-ide/global-lmic-reports/master/AFG/projections.csv
https://raw.githubusercontent.com/mrc-ide/global-lmic-reports/master/AFG/projections.csv
https://raw.githubusercontent.com/mrc-ide/global-lmic-reports/master/AFG/projections.csv
https://raw.githubusercontent.com/mrc-ide/global-lmic-reports/master/AFG/projections.csv
https://raw.githubusercontent.com/mrc-ide/global-lmic-reports/master/AFG/projections.csv
https://raw.githubusercontent.com/mrc-ide/global-lmic-reports/master/AFG/projections.csv
https://raw.githubusercontent.com/mrc-ide/global-lmic-reports/master/AFG/projections.csv
https://raw.githubusercontent.com/mrc-ide/global-lmic-reports/master/AFG/projections.csv
https://raw.githubusercontent.com/mrc-ide/global-lmic-reports/master/AFG/projections.csv
https://raw.githubusercontent.com/mrc-ide/global-lmic-reports/master/AFG/projections.csv
https://raw.githubusercontent.com/mrc-ide/global-lmic-reports/master/AFG/projections.csv
https://raw.githubusercontent.com/mrc-ide/global-lmic-reports/master/AFG/projections.csv
https://raw.githubusercontent.com/mrc-ide/global-lmic-reports/master/AFG/projections.csv
https://raw.githubusercontent.com/mrc-ide/global-lmic-reports/master/AFG/projections.csv
https://raw.githubusercontent.com/mrc-ide/global-lmic-reports/master/AFG/projections.csv
https://raw.githubusercontent.com/mrc-ide/global-lmic-reports/master/AFG/projections.csv
https://raw.githubusercontent.com/mrc-ide/global-lmic-reports/master/AFG/projections.csv
https://raw.githubusercontent.com/mrc-ide/global-lmic-reports/master/AFG/projections.csv
https://raw.githubusercontent.com/mrc-ide/global-lmic-reports/master/AFG/projections.csv
https://raw.githubusercontent.com/mrc-ide/global-lmic-reports/master/AFG/projections.csv
https://raw.githubusercontent.com/mrc-ide/global-lmic-reports/master/AFG/projections.csv
https://raw.githubusercontent.com/mrc-ide/global-lmic-reports/master/AFG/projections.csv
https://raw.githubusercontent.com/mrc-ide/global-lmic-reports/master/AFG/projections.csv
https://raw.githubusercontent.com/mrc-ide/global-lmic-reports/master/AFG/projections.csv
https://raw.githubusercontent.com/mrc-ide/global-lmic-reports/master/AFG/projections.csv
https://raw.githubusercontent.com/mrc-ide/global-lmic-reports/master/AFG/projections.csv
https://raw.githubusercontent.com/mrc-ide/global-lmic-reports/master/AFG/projections.csv
https://raw.githubusercontent.com/mrc-ide/global-lmic-reports/master/AFG/projections.csv
https://raw.githubusercontent.com/mrc-ide/global-lmic-reports/master/AFG/projections.csv
https://raw.githubusercontent.com/mrc-ide/global-lmic-reports/master/AFG/projections.csv
https://raw.githubusercontent.com/mrc-ide/global-lmic-reports/master/AFG/projections.csv
https://raw.githubusercontent.com/mrc-ide/global-lmic-reports/master/AFG/projections.csv
https://raw.githubusercontent.com/mrc-ide/global-lmic-reports/master/AFG/projections.csv
https://raw.githubusercontent.com/mrc-ide/global-lmic-reports/master/AFG/projections.csv
https://raw.githubusercontent.com/mrc-ide/global-lmic-reports/master/AFG/projections.csv
https://raw.githubusercontent.com/mrc-ide/global-lmic-reports/master/AFG/projections.csv
https://raw.githubusercontent.com/mrc-ide/global-lmic-reports/master/AFG/projections.csv
https://raw.githubusercontent.com/mrc-ide/global-lmic-reports/master/AFG/projections.csv
https://raw.githubusercontent.com/mrc-ide/global-lmic-reports/master/AFG/projections.csv
https://raw.githubusercontent.com/mrc-ide/global-lmic-reports/master/AFG/projections.csv
https://raw.githubusercontent.com/mrc-ide/global-lmic-reports/master/AFG/projections.csv
https://raw.githubusercontent.com/mrc-ide/global-lmic-reports/master/AFG/projections.csv
https://raw.githubusercontent.com/mrc-ide/global-lmic-reports/master/AFG/projections.csv
https://raw.githubusercontent.com/mrc-ide/global-lmic-reports/master/AFG/projections.csv
https://raw.githubusercontent.com/mrc-ide/global-lmic-reports/master/AFG/projections.csv
https://raw.githubusercontent.com/mrc-ide/global-lmic-reports/master/AFG/projections.csv
https://raw.githubusercontent.com/mrc-ide/global-lmic-reports/master/AFG/projections.csv
https://raw.githubusercontent.com/mrc-ide/global-lmic-reports/master/AFG/projections.csv
https://raw.githubusercontent.com/mrc-ide/global-lmic-reports/master/AFG/projections.csv
https://raw.githubusercontent.com/mrc-ide/global-lmic-reports/master/AFG/projections.csv
https://raw.githubusercontent.com/mrc-ide/global-lmic-reports/master/AFG/projections.csv
https://raw.githubusercontent.com/mrc-ide/global-lmic-reports/master/AFG/projections.csv
https://raw.githubusercontent.com/mrc-ide/global-lmic-reports/master/AFG/projections.csv
https://raw.githubusercontent.com/mrc-ide/global-lmic-reports/master/AFG/projections.csv
https://raw.githubusercontent.com/mrc-ide/global-lmic-reports/master/AFG/projections.csv
https://raw.githubusercontent.com/mrc-ide/global-lmic-reports/master/AFG/projections.csv
https://raw.githubusercontent.com/mrc-ide/global-lmic-reports/master/AFG/projections.csv
https://raw.githubusercontent.com/mrc-ide/global-lmic-reports/master/AFG/projections.csv
https://raw.githubusercontent.com/mrc-ide/global-lmic-reports/master/AFG/projections.csv
https://raw.githubusercontent.com/mrc-ide/global-lmic-reports/master/AFG/projections.csv
https://raw.githubusercontent.com/mrc-ide/global-lmic-reports/master/AFG/projections.csv
https://raw.githubusercontent.com/mrc-ide/global-lmic-reports/master/AFG/projections.csv
https://raw.githubusercontent.com/mrc-ide/global-lmic-reports/master/AFG/projections.csv
https://raw.githubusercontent.com/mrc-ide/global-lmic-reports/master/AFG/projections.csv
https://raw.githubusercontent.com/mrc-ide/global-lmic-reports/master/AFG/projections.csv
https://raw.githubusercontent.com/mrc-ide/global-lmic-reports/master/AFG/projections.csv
https://raw.githubusercontent.com/mrc-ide/global-lmic-reports/master/AFG/projections.csv
https://raw.githubusercontent.com/mrc-ide/global-lmic-reports/master/AFG/projections.csv
https://raw.githubusercontent.com/mrc-ide/global-lmic-reports/master/AFG/projections.csv
https://raw.githubusercontent.com/mrc-ide/global-lmic-reports/master/AFG/projections.csv
https://raw.githubusercontent.com/mrc-ide/global-lmic-reports/master/AFG/projections.csv
https://raw.githubusercontent.com/mrc-ide/global-lmic-reports/master/AFG/projections.csv
https://raw.githubusercontent.com/mrc-ide/global-lmic-reports/master/AFG/projections.csv
https://raw.githubusercontent.com/mrc-ide/global-lmic-reports/master/AFG/projections.csv
https://raw.githubusercontent.com/mrc-ide/global-lmic-reports/master/AFG/projections.csv
https://raw.githubusercontent.com/mrc-ide/global-lmic-reports/master/AFG/projections.csv
https://raw.githubusercontent.com/mrc-ide/global-lmic-reports/master/AFG/projections.csv
https://raw.githubusercontent.com/mrc-ide/global-lmic-reports/master/AFG/projections.csv
https://raw.githubusercontent.com/mrc-ide/global-lmic-reports/master/AFG/projections.csv
https://raw.githubusercontent.com/mrc-ide/global-lmic-reports/master/AFG/projections.csv
https://raw.githubusercontent.com/mrc-ide/global-lmic-reports/master/AFG/projections.csv
https://raw.githubusercontent.com/mrc-ide/global-lmic-reports/master/AFG/projections.csv
https://raw.githubusercontent.com/mrc-ide/global-lmic-reports/master/AFG/projections.csv
https://raw.githubusercontent.com/mrc-ide/global-lmic-reports/master/AFG/projections.csv
https://raw.githubusercontent.com/mrc-ide/global-lmic-reports/master/AFG/projections.csv
https://raw.githubusercontent.com/mrc-ide/global-lmic-reports/master/AFG/projections.csv
https://raw.githubusercontent.com/mrc-ide/global-lmic-reports/master/AFG/projections.csv
https://raw.githubusercontent.com/mrc-ide/global-lmic-reports/master/AFG/projections.csv
https://raw.githubusercontent.com/mrc-ide/global-lmic-reports/master/AFG/projections.csv
https://raw.githubusercontent.com/mrc-ide/global-lmic-reports/master/AFG/projections.csv
https://raw.githubusercontent.com/mrc-ide/global-lmic-reports/master/AFG/projections.csv
https://raw.githubusercontent.com/mrc-ide/global-lmic-reports/master/AFG/projections.csv
https://raw.githubusercontent.com/mrc-ide/global-lmic-reports/master/AFG/projections.csv
https://raw.githubusercontent.com/mrc-ide/global-lmic-reports/master/AFG/projections.csv
https://raw.githubusercontent.com/mrc-ide/global-lmic-reports/master/AFG/projections.csv
https://raw.githubusercontent.com/mrc-ide/global-lmic-reports/master/AFG/projections.csv
https://raw.githubusercontent.com/mrc-ide/global-lmic-reports/master/AFG/projections.csv
https://raw.githubusercontent.com/mrc-ide/global-lmic-reports/master/AFG/projections.csv
https://raw.githubusercontent.com/mrc-ide/global-lmic-reports/master/AFG/projections.csv
https://raw.githubusercontent.com/mrc-ide/global-lmic-reports/master/AFG/projections.csv
https://raw.githubusercontent.com/mrc-ide/global-lmic-reports/master/AFG/projections.csv
https://raw.githubusercontent.com/mrc-ide/global-lmic-reports/master/AFG/projections.csv
https://raw.githubusercontent.com/mrc-ide/global-lmic-reports/master/AFG/projections.csv
https://raw.githubusercontent.com/mrc-ide/global-lmic-reports/master/AFG/projections.csv
https://raw.githubusercontent.com/mrc-ide/global-lmic-reports/master/AFG/projections.csv
https://raw.githubusercontent.com/mrc-ide/global-lmic-reports/master/AFG/projections.csv
https://raw.githubusercontent.com/mrc-ide/global-lmic-reports/master/AFG/projections.csv
https://raw.githubusercontent.com/mrc-ide/global-lmic-reports/master/AFG/projections.csv
https://raw.githubusercontent.com/mrc-ide/global-lmic-reports/master/AFG/projections.csv
https://raw.githubusercontent.com/mrc-ide/global-lmic-reports/master/AFG/projections.csv
https://raw.githubusercontent.com/mrc-ide/global-lmic-reports/master/AFG/projections.csv
https://raw.githubusercontent.com/mrc-ide/global-lmic-reports/master/AFG/projections.csv
https://raw.githubusercontent.com/mrc-ide/global-lmic-reports/master/AFG/projections.csv
https://raw.githubusercontent.com/mrc-ide/global-lmic-reports/master/AFG/projections.csv
https://raw.githubusercontent.com/mrc-ide/global-lmic-reports/master/AFG/projections.csv
https://raw.githubusercontent.com/mrc-ide/global-lmic-reports/master/AFG/projections.csv
https://raw.githubusercontent.com/mrc-ide/global-lmic-reports/master/AFG/projections.csv
https://raw.githubusercontent.com/mrc-ide/global-lmic-reports/master/AFG/projections.csv
https://raw.githubusercontent.com/mrc-ide/global-lmic-reports/master/AFG/projections.csv
https://raw.githubusercontent.com/mrc-ide/global-lmic-reports/master/AFG/projections.csv
https://raw.githubusercontent.com/mrc-ide/global-lmic-reports/master/AFG/projections.csv
https://raw.githubusercontent.com/mrc-ide/global-lmic-reports/master/AFG/projections.csv
https://raw.githubusercontent.com/mrc-ide/global-lmic-reports/master/AFG/projections.csv
https://raw.githubusercontent.com/mrc-ide/global-lmic-reports/master/AFG/projections.csv
https://raw.githubusercontent.com/mrc-ide/global-lmic-reports/master/AFG/projections.csv
https://raw.githubusercontent.com/mrc-ide/global-lmic-reports/master/AFG/projections.csv
https://raw.githubusercontent.com/mrc-ide/global-lmic-reports/master/AFG/projections.csv
https://raw.githubusercontent.com/mrc-ide/global-lmic-reports/master/AFG/projections.csv
https://raw.githubusercontent.com/mrc-ide/global-lmic-reports/master/AFG/projections.csv
https://raw.githubusercontent.com/mrc-ide/global-lmic-reports/master/AFG/projections.csv
https://raw.githubusercontent.com/mrc-ide/global-lmic-reports/master/AFG/projections.csv
https://raw.githubusercontent.com/mrc-ide/global-lmic-reports/master/AFG/projections.csv
https://raw.githubusercontent.com/mrc-ide/global-lmic-reports/master/AFG/projections.csv
https://raw.githubusercontent.com/mrc-ide/global-lmic-reports/master/AFG/projections.csv
https://raw.githubusercontent.com/mrc-ide/global-lmic-reports/master/AFG/projections.csv
https://raw.githubusercontent.com/mrc-ide/global-lmic-reports/master/AFG/projections.csv
https://raw.githubusercontent.com/mrc-ide/global-lmic-reports/master/AFG/projections.csv
https://raw.githubusercontent.com/mrc-ide/global-lmic-reports/master/AFG/projections.csv
https://raw.githubusercontent.com/mrc-ide/global-lmic-reports/master/AFG/projections.csv
https://raw.githubusercontent.com/mrc-ide/global-lmic-reports/master/AFG/projections.csv
https://raw.githubusercontent.com/mrc-ide/global-lmic-reports/master/AFG/projections.csv
https://raw.githubusercontent.com/mrc-ide/global-lmic-reports/master/AFG/projections.csv
https://raw.githubusercontent.com/mrc-ide/global-lmic-reports/master/AFG/projections.csv
https://raw.githubusercontent.com/mrc-ide/global-lmic-reports/master/AFG/projections.csv
https://raw.githubusercontent.com/mrc-ide/global-lmic-reports/master/AFG/projections.csv
https://raw.githubusercontent.com/mrc-ide/global-lmic-reports/master/AFG/projections.csv
https://raw.githubusercontent.com/mrc-ide/global-lmic-reports/master/AFG/projections.csv
https://raw.githubusercontent.com/mrc-ide/global-lmic-reports/master/AFG/projections.csv
https://raw.githubusercontent.com/mrc-ide/global-lmic-reports/master/AFG/projections.csv
https://raw.githubusercontent.com/mrc-ide/global-lmic-reports/master/AFG/projections.csv
https://raw.githubusercontent.com/mrc-ide/global-lmic-reports/master/AFG/projections.csv
https://raw.githubusercontent.com/mrc-ide/global-lmic-reports/master/AFG/projections.csv
https://raw.githubusercontent.com/mrc-ide/global-lmic-reports/master/AFG/projections.csv
https://raw.githubusercontent.com/mrc-ide/global-lmic-reports/master/AFG/projections.csv
https://raw.githubusercontent.com/mrc-ide/global-lmic-reports/master/AFG/projections.csv
https://raw.githubusercontent.com/mrc-ide/global-lmic-reports/master/AFG/projections.csv
https://raw.githubusercontent.com/mrc-ide/global-lmic-reports/master/AFG/projections.csv
https://raw.githubusercontent.com/mrc-ide/global-lmic-reports/master/AFG/projections.csv
https://raw.githubusercontent.com/mrc-ide/global-lmic-reports/master/AFG/projections.csv
https://raw.githubusercontent.com/mrc-ide/global-lmic-reports/master/AFG/projections.csv
https://raw.githubusercontent.com/mrc-ide/global-lmic-reports/master/AFG/projections.csv
https://raw.githubusercontent.com/mrc-ide/global-lmic-reports/master/AFG/projections.csv
https://raw.githubusercontent.com/mrc-ide/global-lmic-reports/master/AFG/projections.csv
https://raw.githubusercontent.com/mrc-ide/global-lmic-reports/master/AFG/projections.csv
https://raw.githubusercontent.com/mrc-ide/global-lmic-reports/master/AFG/projections.csv
https://raw.githubusercontent.com/mrc-ide/global-lmic-reports/master/AFG/projections.csv
https://raw.githubusercontent.com/mrc-ide/global-lmic-reports/master/AFG/projections.csv
https://raw.githubusercontent.com/mrc-ide/global-lmic-reports/master/AFG/projections.csv
https://raw.githubusercontent.com/mrc-ide/global-lmic-reports/master/AFG/projections.csv
https://raw.githubusercontent.com/mrc-ide/global-lmic-reports/master/AFG/projections.csv
https://raw.githubusercontent.com/mrc-ide/global-lmic-reports/master/AFG/projections.csv
https://raw.githubusercontent.com/mrc-ide/global-lmic-reports/master/AFG/projections.csv
https://raw.githubusercontent.com/mrc-ide/global-lmic-reports/master/AFG/projections.csv
https://raw.githubusercontent.com/mrc-ide/global-lmic-reports/master/AFG/projections.csv
https://raw.githubusercontent.com/mrc-ide/global-lmic-reports/master/AFG/projections.csv
https://raw.githubusercontent.com/mrc-ide/global-lmic-reports/master/AFG/projections.csv
https://raw.githubusercontent.com/mrc-ide/global-lmic-reports/master/AFG/projections.csv
https://raw.githubusercontent.com/mrc-ide/global-lmic-reports/master/AFG/projections.csv
https://raw.githubusercontent.com/mrc-ide/global-lmic-reports/master/AFG/projections.csv
https://raw.githubusercontent.com/mrc-ide/global-lmic-reports/master/AFG/projections.csv
https://raw.githubusercontent.com/mrc-ide/global-lmic-reports/master/AFG/projections.csv
https://raw.githubusercontent.com/mrc-ide/global-lmic-reports/master/AFG/projections.csv
https://raw.githubusercontent.com/mrc-ide/global-lmic-reports/master/AFG/projections.csv
https://raw.githubusercontent.com/mrc-ide/global-lmic-reports/master/AFG/projections.csv
https://raw.githubusercontent.com/mrc-ide/global-lmic-reports/master/AFG/projections.csv
https://raw.githubusercontent.com/mrc-ide/global-lmic-reports/master/AFG/projections.csv
https://raw.githubusercontent.com/mrc-ide/global-lmic-reports/master/AFG/projections.csv
https://raw.githubusercontent.com/mrc-ide/global-lmic-reports/master/AFG/projections.csv
https://raw.githubusercontent.com/mrc-ide/global-lmic-reports/master/AFG/projections.csv
https://raw.githubusercontent.com/mrc-ide/global-lmic-reports/master/AFG/projections.csv
https://raw.githubusercontent.com/mrc-ide/global-lmic-reports/master/AFG/projections.csv
https://raw.githubusercontent.com/mrc-ide/global-lmic-reports/master/AFG/projections.csv
https://raw.githubusercontent.com/mrc-ide/global-lmic-reports/master/AFG/projections.csv
https://raw.githubusercontent.com/mrc-ide/global-lmic-reports/master/AFG/projections.csv
https://raw.githubusercontent.com/mrc-ide/global-lmic-reports/master/AFG/projections.csv
https://raw.githubusercontent.com/mrc-ide/global-lmic-reports/master/AFG/projections.csv
https://raw.githubusercontent.com/mrc-ide/global-lmic-reports/master/AFG/projections.csv
https://raw.githubusercontent.com/mrc-ide/global-lmic-reports/master/AFG/projections.csv
https://raw.githubusercontent.com/mrc-ide/global-lmic-reports/master/AFG/projections.csv
https://raw.githubusercontent.com/mrc-ide/global-lmic-reports/master/AFG/projections.csv
https://raw.githubusercontent.com/mrc-ide/global-lmic-reports/master/AFG/projections.csv
https://raw.githubusercontent.com/mrc-ide/global-lmic-reports/master/AFG/projections.csv
https://raw.githubusercontent.com/mrc-ide/global-lmic-reports/master/AFG/projections.csv
https://raw.githubusercontent.com/mrc-ide/global-lmic-reports/master/AFG/projections.csv
https://raw.githubusercontent.com/mrc-ide/global-lmic-reports/master/AFG/projections.csv
https://raw.githubusercontent.com/mrc-ide/global-lmic-reports/master/AFG/projections.csv
https://raw.githubusercontent.com/mrc-ide/global-lmic-reports/master/AFG/projections.csv
https://raw.githubusercontent.com/mrc-ide/global-lmic-reports/master/AFG/projections.csv
https://raw.githubusercontent.com/mrc-ide/global-lmic-reports/master/AFG/projections.csv
https://raw.githubusercontent.com/mrc-ide/global-lmic-reports/master/AFG/projections.csv
https://raw.githubusercontent.com/mrc-ide/global-lmic-reports/master/AFG/projections.csv
https://raw.githubusercontent.com/mrc-ide/global-lmic-reports/master/AFG/projections.csv
https://raw.githubusercontent.com/mrc-ide/global-lmic-reports/master/AFG/projections.csv
https://raw.githubusercontent.com/mrc-ide/global-lmic-reports/master/AFG/projections.csv
https://raw.githubusercontent.com/mrc-ide/global-lmic-reports/master/AFG/projections.csv
https://raw.githubusercontent.com/mrc-ide/global-lmic-reports/master/AFG/projections.csv
https://raw.githubusercontent.com/mrc-ide/global-lmic-reports/master/AFG/projections.csv
https://raw.githubusercontent.com/mrc-ide/global-lmic-reports/master/AFG/projections.csv
https://raw.githubusercontent.com/mrc-ide/global-lmic-reports/master/AFG/projections.csv
https://raw.githubusercontent.com/mrc-ide/global-lmic-reports/master/AFG/projections.csv
https://raw.githubusercontent.com/mrc-ide/global-lmic-reports/master/AFG/projections.csv
https://raw.githubusercontent.com/mrc-ide/global-lmic-reports/master/AFG/projections.csv
https://raw.githubusercontent.com/mrc-ide/global-lmic-reports/master/AFG/projections.csv
https://raw.githubusercontent.com/mrc-ide/global-lmic-reports/master/AFG/projections.csv
https://raw.githubusercontent.com/mrc-ide/global-lmic-reports/master/AFG/projections.csv
https://raw.githubusercontent.com/mrc-ide/global-lmic-reports/master/AFG/projections.csv
https://raw.githubusercontent.com/mrc-ide/global-lmic-reports/master/AFG/projections.csv
https://raw.githubusercontent.com/mrc-ide/global-lmic-reports/master/AFG/projections.csv
https://raw.githubusercontent.com/mrc-ide/global-lmic-reports/master/AFG/projections.csv
https://raw.githubusercontent.com/mrc-ide/global-lmic-reports/master/AFG/projections.csv
https://raw.githubusercontent.com/mrc-ide/global-lmic-reports/master/AFG/projections.csv
https://raw.githubusercontent.com/mrc-ide/global-lmic-reports/master/AFG/projections.csv
https://raw.githubusercontent.com/mrc-ide/global-lmic-reports/master/AFG/projections.csv
https://raw.githubusercontent.com/mrc-ide/global-lmic-reports/master/AFG/projections.csv
https://raw.githubusercontent.com/mrc-ide/global-lmic-reports/master/AFG/projections.csv
https://raw.githubusercontent.com/mrc-ide/global-lmic-reports/master/AFG/projections.csv
https://raw.githubusercontent.com/mrc-ide/global-lmic-reports/master/AFG/projections.csv
https://raw.githubusercontent.com/mrc-ide/global-lmic-reports/master/AFG/projections.csv
https://raw.githubusercontent.com/mrc-ide/global-lmic-reports/master/AFG/projections.csv
https://raw.githubusercontent.com/mrc-ide/global-lmic-reports/master/AFG/projections.csv
https://raw.githubusercontent.com/mrc-ide/global-lmic-reports/master/AFG/projections.csv
https://raw.githubusercontent.com/mrc-ide/global-lmic-reports/master/AFG/projections.csv
https://raw.githubusercontent.com/mrc-ide/global-lmic-reports/master/AFG/projections.csv
https://raw.githubusercontent.com/mrc-ide/global-lmic-reports/master/AFG/projections.csv
https://raw.githubusercontent.com/mrc-ide/global-lmic-reports/master/AFG/projections.csv
https://raw.githubusercontent.com/mrc-ide/global-lmic-reports/master/AFG/projections.csv
https://raw.githubusercontent.com/mrc-ide/global-lmic-reports/master/AFG/projections.csv
https://raw.githubusercontent.com/mrc-ide/global-lmic-reports/master/AFG/projections.csv
https://raw.githubusercontent.com/mrc-ide/global-lmic-reports/master/AFG/projections.csv
https://raw.githubusercontent.com/mrc-ide/global-lmic-reports/master/AFG/projections.csv
https://raw.githubusercontent.com/mrc-ide/global-lmic-reports/master/AFG/projections.csv
https://raw.githubusercontent.com/mrc-ide/global-lmic-reports/master/AFG/projections.csv
https://raw.githubusercontent.com/mrc-ide/global-lmic-reports/master/AFG/projections.csv
https://raw.githubusercontent.com/mrc-ide/global-lmic-reports/master/AFG/projections.csv
https://raw.githubusercontent.com/mrc-ide/global-lmic-reports/master/AFG/projections.csv
https://raw.githubusercontent.com/mrc-ide/global-lmic-reports/master/AFG/projections.csv
https://raw.githubusercontent.com/mrc-ide/global-lmic-reports/master/AFG/projections.csv
https://raw.githubusercontent.com/mrc-ide/global-lmic-reports/master/AFG/projections.csv
https://raw.githubusercontent.com/mrc-ide/global-lmic-reports/master/AFG/projections.csv
https://raw.githubusercontent.com/mrc-ide/global-lmic-reports/master/AFG/projections.csv
https://raw.githubusercontent.com/mrc-ide/global-lmic-reports/master/AFG/projections.csv
https://raw.githubusercontent.com/mrc-ide/global-lmic-reports/master/AFG/projections.csv
https://raw.githubusercontent.com/mrc-ide/global-lmic-reports/master/AFG/projections.csv
https://raw.githubusercontent.com/mrc-ide/global-lmic-reports/master/AFG/projections.csv
https://raw.githubusercontent.com/mrc-ide/global-lmic-reports/master/AFG/projections.csv
https://raw.githubusercontent.com/mrc-ide/global-lmic-reports/master/AFG/projections.csv
https://raw.githubusercontent.com/mrc-ide/global-lmic-reports/master/AFG/projections.csv
https://raw.githubusercontent.com/mrc-ide/global-lmic-reports/master/AFG/projections.csv
https://raw.githubusercontent.com/mrc-ide/global-lmic-reports/master/AFG/projections.csv
https://raw.githubusercontent.com/mrc-ide/global-lmic-reports/master/AFG/projections.csv
https://raw.githubusercontent.com/mrc-ide/global-lmic-reports/master/AFG/projections.csv
https://raw.githubusercontent.com/mrc-ide/global-lmic-reports/master/AFG/projections.csv
https://raw.githubusercontent.com/mrc-ide/global-lmic-reports/master/AFG/projections.csv
https://raw.githubusercontent.com/mrc-ide/global-lmic-reports/master/AFG/projections.csv
https://raw.githubusercontent.com/mrc-ide/global-lmic-reports/master/AFG/projections.csv
https://raw.githubusercontent.com/mrc-ide/global-lmic-reports/master/AFG/projections.csv
https://raw.githubusercontent.com/mrc-ide/global-lmic-reports/master/AFG/projections.csv
https://raw.githubusercontent.com/mrc-ide/global-lmic-reports/master/AFG/projections.csv
https://raw.githubusercontent.com/mrc-ide/global-lmic-reports/master/AFG/projections.csv
https://raw.githubusercontent.com/mrc-ide/global-lmic-reports/master/AFG/projections.csv
https://raw.githubusercontent.com/mrc-ide/global-lmic-reports/master/AFG/projections.csv
https://raw.githubusercontent.com/mrc-ide/global-lmic-reports/master/AFG/projections.csv
https://raw.githubusercontent.com/mrc-ide/global-lmic-reports/master/AFG/projections.csv
https://raw.githubusercontent.com/mrc-ide/global-lmic-reports/master/AFG/projections.csv
https://raw.githubusercontent.com/mrc-ide/global-lmic-reports/master/AFG/projections.csv
https://raw.githubusercontent.com/mrc-ide/global-lmic-reports/master/AFG/projections.csv
https://raw.githubusercontent.com/mrc-ide/global-lmic-reports/master/AFG/projections.csv
https://raw.githubusercontent.com/mrc-ide/global-lmic-reports/master/AFG/projections.csv
https://raw.githubusercontent.com/mrc-ide/global-lmic-reports/master/AFG/projections.csv
https://raw.githubusercontent.com/mrc-ide/global-lmic-reports/master/AFG/projections.csv
https://raw.githubusercontent.com/mrc-ide/global-lmic-reports/master/AFG/projections.csv
https://raw.githubusercontent.com/mrc-ide/global-lmic-reports/master/AFG/projections.csv
https://raw.githubusercontent.com/mrc-ide/global-lmic-reports/master/AFG/projections.csv
https://raw.githubusercontent.com/mrc-ide/global-lmic-reports/master/AFG/projections.csv
https://raw.githubusercontent.com/mrc-ide/global-lmic-reports/master/AFG/projections.csv
https://raw.githubusercontent.com/mrc-ide/global-lmic-reports/master/AFG/projections.csv
https://raw.githubusercontent.com/mrc-ide/global-lmic-reports/master/AFG/projections.csv
https://raw.githubusercontent.com/mrc-ide/global-lmic-reports/master/AFG/projections.csv
https://raw.githubusercontent.com/mrc-ide/global-lmic-reports/master/AFG/projections.csv
https://raw.githubusercontent.com/mrc-ide/global-lmic-reports/master/AFG/projections.csv
https://raw.githubusercontent.com/mrc-ide/global-lmic-reports/master/AFG/projections.csv
https://raw.githubusercontent.com/mrc-ide/global-lmic-reports/master/AFG/projections.csv
https://raw.githubusercontent.com/mrc-ide/global-lmic-reports/master/AFG/projections.csv
https://raw.githubusercontent.com/mrc-ide/global-lmic-reports/master/AFG/projections.csv
https://raw.githubusercontent.com/mrc-ide/global-lmic-reports/master/AFG/projections.csv
https://raw.githubusercontent.com/mrc-ide/global-lmic-reports/master/AFG/projections.csv
https://raw.githubusercontent.com/mrc-ide/global-lmic-reports/master/AFG/projections.csv
https://raw.githubusercontent.com/mrc-ide/global-lmic-reports/master/AFG/projections.csv
https://raw.githubusercontent.com/mrc-ide/global-lmic-reports/master/AFG/projections.csv
https://raw.githubusercontent.com/mrc-ide/global-lmic-reports/master/AFG/projections.csv
https://raw.githubusercontent.com/mrc-ide/global-lmic-reports/master/AFG/projections.csv
https://raw.githubusercontent.com/mrc-ide/global-lmic-reports/master/AFG/projections.csv
https://raw.githubusercontent.com/mrc-ide/global-lmic-reports/master/AFG/projections.csv
https://raw.githubusercontent.com/mrc-ide/global-lmic-reports/master/AFG/projections.csv
https://raw.githubusercontent.com/mrc-ide/global-lmic-reports/master/AFG/projections.csv
https://raw.githubusercontent.com/mrc-ide/global-lmic-reports/master/AFG/projections.csv
https://raw.githubusercontent.com/mrc-ide/global-lmic-reports/master/AFG/projections.csv
https://raw.githubusercontent.com/mrc-ide/global-lmic-reports/master/AFG/projections.csv
https://raw.githubusercontent.com/mrc-ide/global-lmic-reports/master/AFG/projections.csv
https://raw.githubusercontent.com/mrc-ide/global-lmic-reports/master/AFG/projections.csv
https://raw.githubusercontent.com/mrc-ide/global-lmic-reports/master/AFG/projections.csv
https://raw.githubusercontent.com/mrc-ide/global-lmic-reports/master/AFG/projections.csv
https://raw.githubusercontent.com/mrc-ide/global-lmic-reports/master/AFG/projections.csv
https://raw.githubusercontent.com/mrc-ide/global-lmic-reports/master/AFG/projections.csv
https://raw.githubusercontent.com/mrc-ide/global-lmic-reports/master/AFG/projections.csv
https://raw.githubusercontent.com/mrc-ide/global-lmic-reports/master/AFG/projections.csv
https://raw.githubusercontent.com/mrc-ide/global-lmic-reports/master/AFG/projections.csv
https://raw.githubusercontent.com/mrc-ide/global-lmic-reports/master/AFG/projections.csv
https://raw.githubusercontent.com/mrc-ide/global-lmic-reports/master/AFG/projections.csv
https://raw.githubusercontent.com/mrc-ide/global-lmic-reports/master/AFG/projections.csv
https://raw.githubusercontent.com/mrc-ide/global-lmic-reports/master/AFG/projections.csv
https://raw.githubusercontent.com/mrc-ide/global-lmic-reports/master/AFG/projections.csv
https://raw.githubusercontent.com/mrc-ide/global-lmic-reports/master/AFG/projections.csv
https://raw.githubusercontent.com/mrc-ide/global-lmic-reports/master/AFG/projections.csv
https://raw.githubusercontent.com/mrc-ide/global-lmic-reports/master/AFG/projections.csv
https://raw.githubusercontent.com/mrc-ide/global-lmic-reports/master/AFG/projections.csv
https://raw.githubusercontent.com/mrc-ide/global-lmic-reports/master/AFG/projections.csv
https://raw.githubusercontent.com/mrc-ide/global-lmic-reports/master/AFG/projections.csv
https://raw.githubusercontent.com/mrc-ide/global-lmic-reports/master/AFG/projections.csv
https://raw.githubusercontent.com/mrc-ide/global-lmic-reports/master/AFG/projections.csv
https://raw.githubusercontent.com/mrc-ide/global-lmic-reports/master/AFG/projections.csv
https://raw.githubusercontent.com/mrc-ide/global-lmic-reports/master/AFG/projections.csv
https://raw.githubusercontent.com/mrc-ide/global-lmic-reports/master/AFG/projections.csv
https://raw.githubusercontent.com/mrc-ide/global-lmic-reports/master/AFG/projections.csv
https://raw.githubusercontent.com/mrc-ide/global-lmic-reports/master/AFG/projections.csv
https://raw.githubusercontent.com/mrc-ide/global-lmic-reports/master/AFG/projections.csv
https://raw.githubusercontent.com/mrc-ide/global-lmic-reports/master/AFG/projections.csv
https://raw.githubusercontent.com/mrc-ide/global-lmic-reports/master/AFG/projections.csv
https://raw.githubusercontent.com/mrc-ide/global-lmic-reports/master/AFG/projections.csv
https://raw.githubusercontent.com/mrc-ide/global-lmic-reports/master/AFG/projections.csv
https://raw.githubusercontent.com/mrc-ide/global-lmic-reports/master/AFG/projections.csv
https://raw.githubusercontent.com/mrc-ide/global-lmic-reports/master/AFG/projections.csv
https://raw.githubusercontent.com/mrc-ide/global-lmic-reports/master/AFG/projections.csv
https://raw.githubusercontent.com/mrc-ide/global-lmic-reports/master/AFG/projections.csv
https://raw.githubusercontent.com/mrc-ide/global-lmic-reports/master/AFG/projections.csv
https://raw.githubusercontent.com/mrc-ide/global-lmic-reports/master/AFG/projections.csv
https://raw.githubusercontent.com/mrc-ide/global-lmic-reports/master/AFG/projections.csv
https://raw.githubusercontent.com/mrc-ide/global-lmic-reports/master/AFG/projections.csv
https://raw.githubusercontent.com/mrc-ide/global-lmic-reports/master/AFG/projections.csv
https://raw.githubusercontent.com/mrc-ide/global-lmic-reports/master/AFG/projections.csv
https://raw.githubusercontent.com/mrc-ide/global-lmic-reports/master/AFG/projections.csv
https://raw.githubusercontent.com/mrc-ide/global-lmic-reports/master/AFG/projections.csv
https://raw.githubusercontent.com/mrc-ide/global-lmic-reports/master/AFG/projections.csv
https://raw.githubusercontent.com/mrc-ide/global-lmic-reports/master/AFG/projections.csv
https://raw.githubusercontent.com/mrc-ide/global-lmic-reports/master/AFG/projections.csv
https://raw.githubusercontent.com/mrc-ide/global-lmic-reports/master/AFG/projections.csv
https://raw.githubusercontent.com/mrc-ide/global-lmic-reports/master/AFG/projections.csv
https://raw.githubusercontent.com/mrc-ide/global-lmic-reports/master/AFG/projections.csv
https://raw.githubusercontent.com/mrc-ide/global-lmic-reports/master/AFG/projections.csv
https://raw.githubusercontent.com/mrc-ide/global-lmic-reports/master/AFG/projections.csv
https://raw.githubusercontent.com/mrc-ide/global-lmic-reports/master/AFG/projections.csv
https://raw.githubusercontent.com/mrc-ide/global-lmic-reports/master/AFG/projections.csv
https://raw.githubusercontent.com/mrc-ide/global-lmic-reports/master/AFG/projections.csv
https://raw.githubusercontent.com/mrc-ide/global-lmic-reports/master/AFG/projections.csv
https://raw.githubusercontent.com/mrc-ide/global-lmic-reports/master/AFG/projections.csv
https://raw.githubusercontent.com/mrc-ide/global-lmic-reports/master/AFG/projections.csv
https://raw.githubusercontent.com/mrc-ide/global-lmic-reports/master/AFG/projections.csv
https://raw.githubusercontent.com/mrc-ide/global-lmic-reports/master/AFG/projections.csv
https://raw.githubusercontent.com/mrc-ide/global-lmic-reports/master/AFG/projections.csv
https://raw.githubusercontent.com/mrc-ide/global-lmic-reports/master/AFG/projections.csv
https://raw.githubusercontent.com/mrc-ide/global-lmic-reports/master/AFG/projections.csv
https://raw.githubusercontent.com/mrc-ide/global-lmic-reports/master/AFG/projections.csv
https://raw.githubusercontent.com/mrc-ide/global-lmic-reports/master/AFG/projections.csv
https://raw.githubusercontent.com/mrc-ide/global-lmic-reports/master/AFG/projections.csv
https://raw.githubusercontent.com/mrc-ide/global-lmic-reports/master/AFG/projections.csv
https://raw.githubusercontent.com/mrc-ide/global-lmic-reports/master/AFG/projections.csv
https://raw.githubusercontent.com/mrc-ide/global-lmic-reports/master/AFG/projections.csv
https://raw.githubusercontent.com/mrc-ide/global-lmic-reports/master/AFG/projections.csv
https://raw.githubusercontent.com/mrc-ide/global-lmic-reports/master/AFG/projections.csv
https://raw.githubusercontent.com/mrc-ide/global-lmic-reports/master/AFG/projections.csv
https://raw.githubusercontent.com/mrc-ide/global-lmic-reports/master/AFG/projections.csv
https://raw.githubusercontent.com/mrc-ide/global-lmic-reports/master/AFG/projections.csv
https://raw.githubusercontent.com/mrc-ide/global-lmic-reports/master/AFG/projections.csv
https://raw.githubusercontent.com/mrc-ide/global-lmic-reports/master/AFG/projections.csv
https://raw.githubusercontent.com/mrc-ide/global-lmic-reports/master/AFG/projections.csv
https://raw.githubusercontent.com/mrc-ide/global-lmic-reports/master/AFG/projections.csv
https://raw.githubusercontent.com/mrc-ide/global-lmic-reports/master/AFG/projections.csv
https://raw.githubusercontent.com/mrc-ide/global-lmic-reports/master/AFG/projections.csv
https://raw.githubusercontent.com/mrc-ide/global-lmic-reports/master/AFG/projections.csv
https://raw.githubusercontent.com/mrc-ide/global-lmic-reports/master/AFG/projections.csv
https://raw.githubusercontent.com/mrc-ide/global-lmic-reports/master/AFG/projections.csv
https://raw.githubusercontent.com/mrc-ide/global-lmic-reports/master/AFG/projections.csv
https://raw.githubusercontent.com/mrc-ide/global-lmic-reports/master/AFG/projections.csv
https://raw.githubusercontent.com/mrc-ide/global-lmic-reports/master/AFG/projections.csv
https://raw.githubusercontent.com/mrc-ide/global-lmic-reports/master/AFG/projections.csv
https://raw.githubusercontent.com/mrc-ide/global-lmic-reports/master/AFG/projections.csv
https://raw.githubusercontent.com/mrc-ide/global-lmic-reports/master/AFG/projections.csv
https://raw.githubusercontent.com/mrc-ide/global-lmic-reports/master/AFG/projections.csv
https://raw.githubusercontent.com/mrc-ide/global-lmic-reports/master/AFG/projections.csv
https://raw.githubusercontent.com/mrc-ide/global-lmic-reports/master/AFG/projections.csv
https://raw.githubusercontent.com/mrc-ide/global-lmic-reports/master/AFG/projections.csv
https://raw.githubusercontent.com/mrc-ide/global-lmic-reports/master/AFG/projections.csv
https://raw.githubusercontent.com/mrc-ide/global-lmic-reports/master/AFG/projections.csv
https://raw.githubusercontent.com/mrc-ide/global-lmic-reports/master/AFG/projections.csv
https://raw.githubusercontent.com/mrc-ide/global-lmic-reports/master/AFG/projections.csv
https://raw.githubusercontent.com/mrc-ide/global-lmic-reports/master/AFG/projections.csv
https://raw.githubusercontent.com/mrc-ide/global-lmic-reports/master/AFG/projections.csv
https://raw.githubusercontent.com/mrc-ide/global-lmic-reports/master/AFG/projections.csv
https://raw.githubusercontent.com/mrc-ide/global-lmic-reports/master/AFG/projections.csv
https://raw.githubusercontent.com/mrc-ide/global-lmic-reports/master/AFG/projections.csv
https://raw.githubusercontent.com/mrc-ide/global-lmic-reports/master/AFG/projections.csv
https://raw.githubusercontent.com/mrc-ide/global-lmic-reports/master/AFG/projections.csv
https://raw.githubusercontent.com/mrc-ide/global-lmic-reports/master/AFG/projections.csv
https://raw.githubusercontent.com/mrc-ide/global-lmic-reports/master/AFG/projections.csv
https://raw.githubusercontent.com/mrc-ide/global-lmic-reports/master/AFG/projections.csv
https://raw.githubusercontent.com/mrc-ide/global-lmic-reports/master/AFG/projections.csv
https://raw.githubusercontent.com/mrc-ide/global-lmic-reports/master/AFG/projections.csv
https://raw.githubusercontent.com/mrc-ide/global-lmic-reports/master/AFG/projections.csv
https://raw.githubusercontent.com/mrc-ide/global-lmic-reports/master/AFG/projections.csv
https://raw.githubusercontent.com/mrc-ide/global-lmic-reports/master/AFG/projections.csv
https://raw.githubusercontent.com/mrc-ide/global-lmic-reports/master/AFG/projections.csv
https://raw.githubusercontent.com/mrc-ide/global-lmic-reports/master/AFG/projections.csv
https://raw.githubusercontent.com/mrc-ide/global-lmic-reports/master/AFG/projections.csv
https://raw.githubusercontent.com/mrc-ide/global-lmic-reports/master/AFG/projections.csv
https://raw.githubusercontent.com/mrc-ide/global-lmic-reports/master/AFG/projections.csv
https://raw.githubusercontent.com/mrc-ide/global-lmic-reports/master/AFG/projections.csv
https://raw.githubusercontent.com/mrc-ide/global-lmic-reports/master/AFG/projections.csv
https://raw.githubusercontent.com/mrc-ide/global-lmic-reports/master/AFG/projections.csv
https://raw.githubusercontent.com/mrc-ide/global-lmic-reports/master/AFG/projections.csv
https://raw.githubusercontent.com/mrc-ide/global-lmic-reports/master/AFG/projections.csv
https://raw.githubusercontent.com/mrc-ide/global-lmic-reports/master/AFG/projections.csv
https://raw.githubusercontent.com/mrc-ide/global-lmic-reports/master/AFG/projections.csv
https://raw.githubusercontent.com/mrc-ide/global-lmic-reports/master/AFG/projections.csv
https://raw.githubusercontent.com/mrc-ide/global-lmic-reports/master/AFG/projections.csv
https://raw.githubusercontent.com/mrc-ide/global-lmic-reports/master/AFG/projections.csv
https://raw.githubusercontent.com/mrc-ide/global-lmic-reports/master/AFG/projections.csv
https://raw.githubusercontent.com/mrc-ide/global-lmic-reports/master/AFG/projections.csv
https://raw.githubusercontent.com/mrc-ide/global-lmic-reports/master/AFG/projections.csv
https://raw.githubusercontent.com/mrc-ide/global-lmic-reports/master/AFG/projections.csv
https://raw.githubusercontent.com/mrc-ide/global-lmic-reports/master/AFG/projections.csv
https://raw.githubusercontent.com/mrc-ide/global-lmic-reports/master/AFG/projections.csv
https://raw.githubusercontent.com/mrc-ide/global-lmic-reports/master/AFG/projections.csv
https://raw.githubusercontent.com/mrc-ide/global-lmic-reports/master/AFG/projections.csv
https://raw.githubusercontent.com/mrc-ide/global-lmic-reports/master/AFG/projections.csv
https://raw.githubusercontent.com/mrc-ide/global-lmic-reports/master/AFG/projections.csv
https://raw.githubusercontent.com/mrc-ide/global-lmic-reports/master/AFG/projections.csv
https://raw.githubusercontent.com/mrc-ide/global-lmic-reports/master/AFG/projections.csv
https://raw.githubusercontent.com/mrc-ide/global-lmic-reports/master/AFG/projections.csv
https://raw.githubusercontent.com/mrc-ide/global-lmic-reports/master/AFG/projections.csv
https://raw.githubusercontent.com/mrc-ide/global-lmic-reports/master/AFG/projections.csv
https://raw.githubusercontent.com/mrc-ide/global-lmic-reports/master/AFG/projections.csv
https://raw.githubusercontent.com/mrc-ide/global-lmic-reports/master/AFG/projections.csv
https://raw.githubusercontent.com/mrc-ide/global-lmic-reports/master/AFG/projections.csv
https://raw.githubusercontent.com/mrc-ide/global-lmic-reports/master/AFG/projections.csv
https://raw.githubusercontent.com/mrc-ide/global-lmic-reports/master/AFG/projections.csv
https://raw.githubusercontent.com/mrc-ide/global-lmic-reports/master/AFG/projections.csv
https://raw.githubusercontent.com/mrc-ide/global-lmic-reports/master/AFG/projections.csv
https://raw.githubusercontent.com/mrc-ide/global-lmic-reports/master/AFG/projections.csv
https://raw.githubusercontent.com/mrc-ide/global-lmic-reports/master/AFG/projections.csv
https://raw.githubusercontent.com/mrc-ide/global-lmic-reports/master/AFG/projections.csv
https://raw.githubusercontent.com/mrc-ide/global-lmic-reports/master/AFG/projections.csv
https://raw.githubusercontent.com/mrc-ide/global-lmic-reports/master/AFG/projections.csv
https://raw.githubusercontent.com/mrc-ide/global-lmic-reports/master/AFG/projections.csv
https://raw.githubusercontent.com/mrc-ide/global-lmic-reports/master/AFG/projections.csv
https://raw.githubusercontent.com/mrc-ide/global-lmic-reports/master/AFG/projections.csv
https://raw.githubusercontent.com/mrc-ide/global-lmic-reports/master/AFG/projections.csv
https://raw.githubusercontent.com/mrc-ide/global-lmic-reports/master/AFG/projections.csv
https://raw.githubusercontent.com/mrc-ide/global-lmic-reports/master/AFG/projections.csv
https://raw.githubusercontent.com/mrc-ide/global-lmic-reports/master/AFG/projections.csv
https://raw.githubusercontent.com/mrc-ide/global-lmic-reports/master/AFG/projections.csv
https://raw.githubusercontent.com/mrc-ide/global-lmic-reports/master/AFG/projections.csv
https://raw.githubusercontent.com/mrc-ide/global-lmic-reports/master/AFG/projections.csv
https://raw.githubusercontent.com/mrc-ide/global-lmic-reports/master/AFG/projections.csv
https://raw.githubusercontent.com/mrc-ide/global-lmic-reports/master/AFG/projections.csv
https://raw.githubusercontent.com/mrc-ide/global-lmic-reports/master/AFG/projections.csv
https://raw.githubusercontent.com/mrc-ide/global-lmic-reports/master/AFG/projections.csv
https://raw.githubusercontent.com/mrc-ide/global-lmic-reports/master/AFG/projections.csv
https://raw.githubusercontent.com/mrc-ide/global-lmic-reports/master/AFG/projections.csv
https://raw.githubusercontent.com/mrc-ide/global-lmic-reports/master/AFG/projections.csv
https://raw.githubusercontent.com/mrc-ide/global-lmic-reports/master/AFG/projections.csv
https://raw.githubusercontent.com/mrc-ide/global-lmic-reports/master/AFG/projections.csv
https://raw.githubusercontent.com/mrc-ide/global-lmic-reports/master/AFG/projections.csv
https://raw.githubusercontent.com/mrc-ide/global-lmic-reports/master/AFG/projections.csv
https://raw.githubusercontent.com/mrc-ide/global-lmic-reports/master/AFG/projections.csv
https://raw.githubusercontent.com/mrc-ide/global-lmic-reports/master/AFG/projections.csv
https://raw.githubusercontent.com/mrc-ide/global-lmic-reports/master/AFG/projections.csv
https://raw.githubusercontent.com/mrc-ide/global-lmic-reports/master/AFG/projections.csv
https://raw.githubusercontent.com/mrc-ide/global-lmic-reports/master/AFG/projections.csv
https://raw.githubusercontent.com/mrc-ide/global-lmic-reports/master/AFG/projections.csv
https://raw.githubusercontent.com/mrc-ide/global-lmic-reports/master/AFG/projections.csv
https://raw.githubusercontent.com/mrc-ide/global-lmic-reports/master/AFG/projections.csv
https://raw.githubusercontent.com/mrc-ide/global-lmic-reports/master/AFG/projections.csv
https://raw.githubusercontent.com/mrc-ide/global-lmic-reports/master/AFG/projections.csv
https://raw.githubusercontent.com/mrc-ide/global-lmic-reports/master/AFG/projections.csv
https://raw.githubusercontent.com/mrc-ide/global-lmic-reports/master/AFG/projections.csv
https://raw.githubusercontent.com/mrc-ide/global-lmic-reports/master/AFG/projections.csv
https://raw.githubusercontent.com/mrc-ide/global-lmic-reports/master/AFG/projections.csv
https://raw.githubusercontent.com/mrc-ide/global-lmic-reports/master/AFG/projections.csv
https://raw.githubusercontent.com/mrc-ide/global-lmic-reports/master/AFG/projections.csv
https://raw.githubusercontent.com/mrc-ide/global-lmic-reports/master/AFG/projections.csv
https://raw.githubusercontent.com/mrc-ide/global-lmic-reports/master/AFG/projections.csv
https://raw.githubusercontent.com/mrc-ide/global-lmic-reports/master/AFG/projections.csv
https://raw.githubusercontent.com/mrc-ide/global-lmic-reports/master/AFG/projections.csv
https://raw.githubusercontent.com/mrc-ide/global-lmic-reports/master/AFG/projections.csv
https://raw.githubusercontent.com/mrc-ide/global-lmic-reports/master/AFG/projections.csv
https://raw.githubusercontent.com/mrc-ide/global-lmic-reports/master/AFG/projections.csv
https://raw.githubusercontent.com/mrc-ide/global-lmic-reports/master/AFG/projections.csv
https://raw.githubusercontent.com/mrc-ide/global-lmic-reports/master/AFG/projections.csv
https://raw.githubusercontent.com/mrc-ide/global-lmic-reports/master/AFG/projections.csv
https://raw.githubusercontent.com/mrc-ide/global-lmic-reports/master/AFG/projections.csv
https://raw.githubusercontent.com/mrc-ide/global-lmic-reports/master/AFG/projections.csv
https://raw.githubusercontent.com/mrc-ide/global-lmic-reports/master/AFG/projections.csv
https://raw.githubusercontent.com/mrc-ide/global-lmic-reports/master/AFG/projections.csv
https://raw.githubusercontent.com/mrc-ide/global-lmic-reports/master/AFG/projections.csv
https://raw.githubusercontent.com/mrc-ide/global-lmic-reports/master/AFG/projections.csv
https://raw.githubusercontent.com/mrc-ide/global-lmic-reports/master/AFG/projections.csv
https://raw.githubusercontent.com/mrc-ide/global-lmic-reports/master/AFG/projections.csv
https://raw.githubusercontent.com/mrc-ide/global-lmic-reports/master/AFG/projections.csv
https://raw.githubusercontent.com/mrc-ide/global-lmic-reports/master/AFG/projections.csv
https://raw.githubusercontent.com/mrc-ide/global-lmic-reports/master/AFG/projections.csv
https://raw.githubusercontent.com/mrc-ide/global-lmic-reports/master/AFG/projections.csv
https://raw.githubusercontent.com/mrc-ide/global-lmic-reports/master/AFG/projections.csv
https://raw.githubusercontent.com/mrc-ide/global-lmic-reports/master/AFG/projections.csv
https://raw.githubusercontent.com/mrc-ide/global-lmic-reports/master/AFG/projections.csv
https://raw.githubusercontent.com/mrc-ide/global-lmic-reports/master/AFG/projections.csv
https://raw.githubusercontent.com/mrc-ide/global-lmic-reports/master/AFG/projections.csv
https://raw.githubusercontent.com/mrc-ide/global-lmic-reports/master/AFG/projections.csv
https://raw.githubusercontent.com/mrc-ide/global-lmic-reports/master/AFG/projections.csv
https://raw.githubusercontent.com/mrc-ide/global-lmic-reports/master/AFG/projections.csv
https://raw.githubusercontent.com/mrc-ide/global-lmic-reports/master/AFG/projections.csv
https://raw.githubusercontent.com/mrc-ide/global-lmic-reports/master/AFG/projections.csv
https://raw.githubusercontent.com/mrc-ide/global-lmic-reports/master/AFG/projections.csv
https://raw.githubusercontent.com/mrc-ide/global-lmic-reports/master/AFG/projections.csv
https://raw.githubusercontent.com/mrc-ide/global-lmic-reports/master/AFG/projections.csv
https://raw.githubusercontent.com/mrc-ide/global-lmic-reports/master/AFG/projections.csv
https://raw.githubusercontent.com/mrc-ide/global-lmic-reports/master/AFG/projections.csv
https://raw.githubusercontent.com/mrc-ide/global-lmic-reports/master/AFG/projections.csv
https://raw.githubusercontent.com/mrc-ide/global-lmic-reports/master/AFG/projections.csv
https://raw.githubusercontent.com/mrc-ide/global-lmic-reports/master/AFG/projections.csv
https://raw.githubusercontent.com/mrc-ide/global-lmic-reports/master/AFG/projections.csv
https://raw.githubusercontent.com/mrc-ide/global-lmic-reports/master/AFG/projections.csv
https://raw.githubusercontent.com/mrc-ide/global-lmic-reports/master/AFG/projections.csv
https://raw.githubusercontent.com/mrc-ide/global-lmic-reports/master/AFG/projections.csv
https://raw.githubusercontent.com/mrc-ide/global-lmic-reports/master/AFG/projections.csv
https://raw.githubusercontent.com/mrc-ide/global-lmic-reports/master/AFG/projections.csv
https://raw.githubusercontent.com/mrc-ide/global-lmic-reports/master/AFG/projections.csv
https://raw.githubusercontent.com/mrc-ide/global-lmic-reports/master/AFG/projections.csv
https://raw.githubusercontent.com/mrc-ide/global-lmic-reports/master/AFG/projections.csv
https://raw.githubusercontent.com/mrc-ide/global-lmic-reports/master/AFG/projections.csv
https://raw.githubusercontent.com/mrc-ide/global-lmic-reports/master/AFG/projections.csv
https://raw.githubusercontent.com/mrc-ide/global-lmic-reports/master/AFG/projections.csv
https://raw.githubusercontent.com/mrc-ide/global-lmic-reports/master/AFG/projections.csv
https://raw.githubusercontent.com/mrc-ide/global-lmic-reports/master/AFG/projections.csv
https://raw.githubusercontent.com/mrc-ide/global-lmic-reports/master/AFG/projections.csv
https://raw.githubusercontent.com/mrc-ide/global-lmic-reports/master/AFG/projections.csv
https://raw.githubusercontent.com/mrc-ide/global-lmic-reports/master/AFG/projections.csv
https://raw.githubusercontent.com/mrc-ide/global-lmic-reports/master/AFG/projections.csv
https://raw.githubusercontent.com/mrc-ide/global-lmic-reports/master/AFG/projections.csv
https://raw.githubusercontent.com/mrc-ide/global-lmic-reports/master/AFG/projections.csv
https://raw.githubusercontent.com/mrc-ide/global-lmic-reports/master/AFG/projections.csv
https://raw.githubusercontent.com/mrc-ide/global-lmic-reports/master/AFG/projections.csv
https://raw.githubusercontent.com/mrc-ide/global-lmic-reports/master/AFG/projections.csv
https://raw.githubusercontent.com/mrc-ide/global-lmic-reports/master/AFG/projections.csv
https://raw.githubusercontent.com/mrc-ide/global-lmic-reports/master/AFG/projections.csv
https://raw.githubusercontent.com/mrc-ide/global-lmic-reports/master/AFG/projections.csv
https://raw.githubusercontent.com/mrc-ide/global-lmic-reports/master/AFG/projections.csv
https://raw.githubusercontent.com/mrc-ide/global-lmic-reports/master/AFG/projections.csv
https://raw.githubusercontent.com/mrc-ide/global-lmic-reports/master/AFG/projections.csv
https://raw.githubusercontent.com/mrc-ide/global-lmic-reports/master/AFG/projections.csv
https://raw.githubusercontent.com/mrc-ide/global-lmic-reports/master/AFG/projections.csv
https://raw.githubusercontent.com/mrc-ide/global-lmic-reports/master/AFG/projections.csv
https://raw.githubusercontent.com/mrc-ide/global-lmic-reports/master/AFG/projections.csv
https://raw.githubusercontent.com/mrc-ide/global-lmic-reports/master/AFG/projections.csv
https://raw.githubusercontent.com/mrc-ide/global-lmic-reports/master/AFG/projections.csv
https://raw.githubusercontent.com/mrc-ide/global-lmic-reports/master/AFG/projections.csv
https://raw.githubusercontent.com/mrc-ide/global-lmic-reports/master/AFG/projections.csv
https://raw.githubusercontent.com/mrc-ide/global-lmic-reports/master/AFG/projections.csv
https://raw.githubusercontent.com/mrc-ide/global-lmic-reports/master/AFG/projections.csv
https://raw.githubusercontent.com/mrc-ide/global-lmic-reports/master/AFG/projections.csv
https://raw.githubusercontent.com/mrc-ide/global-lmic-reports/master/AFG/projections.csv
https://raw.githubusercontent.com/mrc-ide/global-lmic-reports/master/AFG/projections.csv
https://raw.githubusercontent.com/mrc-ide/global-lmic-reports/master/AFG/projections.csv
https://raw.githubusercontent.com/mrc-ide/global-lmic-reports/master/AFG/projections.csv
https://raw.githubusercontent.com/mrc-ide/global-lmic-reports/master/AFG/projections.csv
https://raw.githubusercontent.com/mrc-ide/global-lmic-reports/master/AFG/projections.csv
https://raw.githubusercontent.com/mrc-ide/global-lmic-reports/master/AFG/projections.csv
https://raw.githubusercontent.com/mrc-ide/global-lmic-reports/master/AFG/projections.csv
https://raw.githubusercontent.com/mrc-ide/global-lmic-reports/master/AFG/projections.csv
https://raw.githubusercontent.com/mrc-ide/global-lmic-reports/master/AFG/projections.csv
https://raw.githubusercontent.com/mrc-ide/global-lmic-reports/master/AFG/projections.csv
https://raw.githubusercontent.com/mrc-ide/global-lmic-reports/master/AFG/projections.csv
https://raw.githubusercontent.com/mrc-ide/global-lmic-reports/master/AFG/projections.csv
https://raw.githubusercontent.com/mrc-ide/global-lmic-reports/master/AFG/projections.csv
https://raw.githubusercontent.com/mrc-ide/global-lmic-reports/master/AFG/projections.csv
https://raw.githubusercontent.com/mrc-ide/global-lmic-reports/master/AFG/projections.csv
https://raw.githubusercontent.com/mrc-ide/global-lmic-reports/master/AFG/projections.csv
https://raw.githubusercontent.com/mrc-ide/global-lmic-reports/master/AFG/projections.csv
https://raw.githubusercontent.com/mrc-ide/global-lmic-reports/master/AFG/projections.csv
https://raw.githubusercontent.com/mrc-ide/global-lmic-reports/master/AFG/projections.csv
https://raw.githubusercontent.com/mrc-ide/global-lmic-reports/master/AFG/projections.csv
https://raw.githubusercontent.com/mrc-ide/global-lmic-reports/master/AFG/projections.csv
https://raw.githubusercontent.com/mrc-ide/global-lmic-reports/master/AFG/projections.csv
https://raw.githubusercontent.com/mrc-ide/global-lmic-reports/master/AFG/projections.csv
https://raw.githubusercontent.com/mrc-ide/global-lmic-reports/master/AFG/projections.csv
https://raw.githubusercontent.com/mrc-ide/global-lmic-reports/master/AFG/projections.csv
https://raw.githubusercontent.com/mrc-ide/global-lmic-reports/master/AFG/projections.csv
https://raw.githubusercontent.com/mrc-ide/global-lmic-reports/master/AFG/projections.csv
https://raw.githubusercontent.com/mrc-ide/global-lmic-reports/master/AFG/projections.csv
https://raw.githubusercontent.com/mrc-ide/global-lmic-reports/master/AFG/projections.csv
https://raw.githubusercontent.com/mrc-ide/global-lmic-reports/master/AFG/projections.csv
https://raw.githubusercontent.com/mrc-ide/global-lmic-reports/master/AFG/projections.csv
https://raw.githubusercontent.com/mrc-ide/global-lmic-reports/master/AFG/projections.csv
https://raw.githubusercontent.com/mrc-ide/global-lmic-reports/master/AFG/projections.csv
https://raw.githubusercontent.com/mrc-ide/global-lmic-reports/master/AFG/projections.csv
https://raw.githubusercontent.com/mrc-ide/global-lmic-reports/master/AFG/projections.csv
https://raw.githubusercontent.com/mrc-ide/global-lmic-reports/master/AFG/projections.csv
https://raw.githubusercontent.com/mrc-ide/global-lmic-reports/master/AFG/projections.csv
https://raw.githubusercontent.com/mrc-ide/global-lmic-reports/master/AFG/projections.csv
https://raw.githubusercontent.com/mrc-ide/global-lmic-reports/master/AFG/projections.csv
https://raw.githubusercontent.com/mrc-ide/global-lmic-reports/master/AFG/projections.csv
https://raw.githubusercontent.com/mrc-ide/global-lmic-reports/master/AFG/projections.csv
https://raw.githubusercontent.com/mrc-ide/global-lmic-reports/master/AFG/projections.csv
https://raw.githubusercontent.com/mrc-ide/global-lmic-reports/master/AFG/projections.csv
https://raw.githubusercontent.com/mrc-ide/global-lmic-reports/master/AFG/projections.csv
https://raw.githubusercontent.com/mrc-ide/global-lmic-reports/master/AFG/projections.csv
https://raw.githubusercontent.com/mrc-ide/global-lmic-reports/master/AFG/projections.csv
https://raw.githubusercontent.com/mrc-ide/global-lmic-reports/master/AFG/projections.csv
https://raw.githubusercontent.com/mrc-ide/global-lmic-reports/master/AFG/projections.csv
https://raw.githubusercontent.com/mrc-ide/global-lmic-reports/master/AFG/projections.csv
https://raw.githubusercontent.com/mrc-ide/global-lmic-reports/master/AFG/projections.csv
https://raw.githubusercontent.com/mrc-ide/global-lmic-reports/master/AFG/projections.csv
https://raw.githubusercontent.com/mrc-ide/global-lmic-reports/master/AFG/projections.csv
https://raw.githubusercontent.com/mrc-ide/global-lmic-reports/master/AFG/projections.csv
https://raw.githubusercontent.com/mrc-ide/global-lmic-reports/master/AFG/projections.csv
https://raw.githubusercontent.com/mrc-ide/global-lmic-reports/master/AFG/projections.csv
https://raw.githubusercontent.com/mrc-ide/global-lmic-reports/master/AFG/projections.csv
https://raw.githubusercontent.com/mrc-ide/global-lmic-reports/master/AFG/projections.csv
https://raw.githubusercontent.com/mrc-ide/global-lmic-reports/master/AFG/projections.csv
https://raw.githubusercontent.com/mrc-ide/global-lmic-reports/master/AFG/projections.csv
https://raw.githubusercontent.com/mrc-ide/global-lmic-reports/master/AFG/projections.csv
https://raw.githubusercontent.com/mrc-ide/global-lmic-reports/master/AFG/projections.csv
https://raw.githubusercontent.com/mrc-ide/global-lmic-reports/master/AFG/projections.csv
https://raw.githubusercontent.com/mrc-ide/global-lmic-reports/master/AFG/projections.csv
https://raw.githubusercontent.com/mrc-ide/global-lmic-reports/master/AFG/projections.csv
https://raw.githubusercontent.com/mrc-ide/global-lmic-reports/master/AFG/projections.csv
https://raw.githubusercontent.com/mrc-ide/global-lmic-reports/master/AFG/projections.csv
https://raw.githubusercontent.com/mrc-ide/global-lmic-reports/master/AFG/projections.csv
https://raw.githubusercontent.com/mrc-ide/global-lmic-reports/master/AFG/projections.csv
https://raw.githubusercontent.com/mrc-ide/global-lmic-reports/master/AFG/projections.csv
https://raw.githubusercontent.com/mrc-ide/global-lmic-reports/master/AFG/projections.csv
https://raw.githubusercontent.com/mrc-ide/global-lmic-reports/master/AFG/projections.csv
https://raw.githubusercontent.com/mrc-ide/global-lmic-reports/master/AFG/projections.csv
https://raw.githubusercontent.com/mrc-ide/global-lmic-reports/master/AFG/projections.csv
https://raw.githubusercontent.com/mrc-ide/global-lmic-reports/master/AFG/projections.csv
https://raw.githubusercontent.com/mrc-ide/global-lmic-reports/master/AFG/projections.csv
https://raw.githubusercontent.com/mrc-ide/global-lmic-reports/master/AFG/projections.csv
https://raw.githubusercontent.com/mrc-ide/global-lmic-reports/master/AFG/projections.csv
https://raw.githubusercontent.com/mrc-ide/global-lmic-reports/master/AFG/projections.csv
https://raw.githubusercontent.com/mrc-ide/global-lmic-reports/master/AFG/projections.csv
https://raw.githubusercontent.com/mrc-ide/global-lmic-reports/master/AFG/projections.csv
https://raw.githubusercontent.com/mrc-ide/global-lmic-reports/master/AFG/projections.csv
https://raw.githubusercontent.com/mrc-ide/global-lmic-reports/master/AFG/projections.csv
https://raw.githubusercontent.com/mrc-ide/global-lmic-reports/master/AFG/projections.csv
https://raw.githubusercontent.com/mrc-ide/global-lmic-reports/master/AFG/projections.csv
https://raw.githubusercontent.com/mrc-ide/global-lmic-reports/master/AFG/projections.csv
https://raw.githubusercontent.com/mrc-ide/global-lmic-reports/master/AFG/projections.csv
https://raw.githubusercontent.com/mrc-ide/global-lmic-reports/master/AFG/projections.csv
https://raw.githubusercontent.com/mrc-ide/global-lmic-reports/master/AFG/projections.csv
https://raw.githubusercontent.com/mrc-ide/global-lmic-reports/master/AFG/projections.csv
https://raw.githubusercontent.com/mrc-ide/global-lmic-reports/master/AFG/projections.csv
https://raw.githubusercontent.com/mrc-ide/global-lmic-reports/master/AFG/projections.csv
https://raw.githubusercontent.com/mrc-ide/global-lmic-reports/master/AFG/projections.csv
https://raw.githubusercontent.com/mrc-ide/global-lmic-reports/master/AFG/projections.csv
https://raw.githubusercontent.com/mrc-ide/global-lmic-reports/master/AFG/projections.csv
https://raw.githubusercontent.com/mrc-ide/global-lmic-reports/master/AFG/projections.csv
https://raw.githubusercontent.com/mrc-ide/global-lmic-reports/master/AFG/projections.csv
https://raw.githubusercontent.com/mrc-ide/global-lmic-reports/master/AFG/projections.csv
https://raw.githubusercontent.com/mrc-ide/global-lmic-reports/master/AFG/projections.csv
https://raw.githubusercontent.com/mrc-ide/global-lmic-reports/master/AFG/projections.csv
https://raw.githubusercontent.com/mrc-ide/global-lmic-reports/master/AFG/projections.csv
https://raw.githubusercontent.com/mrc-ide/global-lmic-reports/master/AFG/projections.csv
https://raw.githubusercontent.com/mrc-ide/global-lmic-reports/master/AFG/projections.csv
https://raw.githubusercontent.com/mrc-ide/global-lmic-reports/master/AFG/projections.csv
https://raw.githubusercontent.com/mrc-ide/global-lmic-reports/master/AFG/projections.csv
https://raw.githubusercontent.com/mrc-ide/global-lmic-reports/master/AFG/projections.csv
https://raw.githubusercontent.com/mrc-ide/global-lmic-reports/master/AFG/projections.csv
https://raw.githubusercontent.com/mrc-ide/global-lmic-reports/master/AFG/projections.csv
https://raw.githubusercontent.com/mrc-ide/global-lmic-reports/master/AFG/projections.csv
https://raw.githubusercontent.com/mrc-ide/global-lmic-reports/master/AFG/projections.csv
https://raw.githubusercontent.com/mrc-ide/global-lmic-reports/master/AFG/projections.csv
https://raw.githubusercontent.com/mrc-ide/global-lmic-reports/master/AFG/projections.csv
https://raw.githubusercontent.com/mrc-ide/global-lmic-reports/master/AFG/projections.csv
https://raw.githubusercontent.com/mrc-ide/global-lmic-reports/master/AFG/projections.csv
https://raw.githubusercontent.com/mrc-ide/global-lmic-reports/master/AFG/projections.csv
https://raw.githubusercontent.com/mrc-ide/global-lmic-reports/master/AFG/projections.csv
https://raw.githubusercontent.com/mrc-ide/global-lmic-reports/master/AFG/projections.csv
https://raw.githubusercontent.com/mrc-ide/global-lmic-reports/master/AFG/projections.csv
https://raw.githubusercontent.com/mrc-ide/global-lmic-reports/master/AFG/projections.csv
https://raw.githubusercontent.com/mrc-ide/global-lmic-reports/master/AFG/projections.csv
https://raw.githubusercontent.com/mrc-ide/global-lmic-reports/master/AFG/projections.csv
https://raw.githubusercontent.com/mrc-ide/global-lmic-reports/master/AFG/projections.csv
https://raw.githubusercontent.com/mrc-ide/global-lmic-reports/master/AFG/projections.csv
https://raw.githubusercontent.com/mrc-ide/global-lmic-reports/master/AFG/projections.csv
https://raw.githubusercontent.com/mrc-ide/global-lmic-reports/master/AFG/projections.csv
https://raw.githubusercontent.com/mrc-ide/global-lmic-reports/master/AFG/projections.csv
https://raw.githubusercontent.com/mrc-ide/global-lmic-reports/master/AFG/projections.csv
https://raw.githubusercontent.com/mrc-ide/global-lmic-reports/master/AFG/projections.csv
https://raw.githubusercontent.com/mrc-ide/global-lmic-reports/master/AFG/projections.csv
https://raw.githubusercontent.com/mrc-ide/global-lmic-reports/master/AFG/projections.csv
https://raw.githubusercontent.com/mrc-ide/global-lmic-reports/master/AFG/projections.csv
https://raw.githubusercontent.com/mrc-ide/global-lmic-reports/master/AFG/projections.csv
https://raw.githubusercontent.com/mrc-ide/global-lmic-reports/master/AFG/projections.csv
https://raw.githubusercontent.com/mrc-ide/global-lmic-reports/master/AFG/projections.csv
https://raw.githubusercontent.com/mrc-ide/global-lmic-reports/master/AFG/projections.csv
https://raw.githubusercontent.com/mrc-ide/global-lmic-reports/master/AFG/projections.csv
https://raw.githubusercontent.com/mrc-ide/global-lmic-reports/master/AFG/projections.csv
https://raw.githubusercontent.com/mrc-ide/global-lmic-reports/master/AFG/projections.csv
https://raw.githubusercontent.com/mrc-ide/global-lmic-reports/master/AFG/projections.csv
https://raw.githubusercontent.com/mrc-ide/global-lmic-reports/master/AFG/projections.csv
https://raw.githubusercontent.com/mrc-ide/global-lmic-reports/master/AFG/projections.csv
https://raw.githubusercontent.com/mrc-ide/global-lmic-reports/master/AFG/projections.csv
https://raw.githubusercontent.com/mrc-ide/global-lmic-reports/master/AFG/projections.csv
https://raw.githubusercontent.com/mrc-ide/global-lmic-reports/master/AFG/projections.csv
https://raw.githubusercontent.com/mrc-ide/global-lmic-reports/master/AFG/projections.csv
https://raw.githubusercontent.com/mrc-ide/global-lmic-reports/master/AFG/projections.csv
https://raw.githubusercontent.com/mrc-ide/global-lmic-reports/master/AFG/projections.csv
https://raw.githubusercontent.com/mrc-ide/global-lmic-reports/master/AFG/projections.csv
https://raw.githubusercontent.com/mrc-ide/global-lmic-reports/master/AFG/projections.csv
https://raw.githubusercontent.com/mrc-ide/global-lmic-reports/master/AFG/projections.csv
https://raw.githubusercontent.com/mrc-ide/global-lmic-reports/master/AFG/projections.csv
https://raw.githubusercontent.com/mrc-ide/global-lmic-reports/master/AFG/projections.csv
https://raw.githubusercontent.com/mrc-ide/global-lmic-reports/master/AFG/projections.csv
https://raw.githubusercontent.com/mrc-ide/global-lmic-reports/master/AFG/projections.csv
https://raw.githubusercontent.com/mrc-ide/global-lmic-reports/master/AFG/projections.csv
https://raw.githubusercontent.com/mrc-ide/global-lmic-reports/master/AFG/projections.csv
https://raw.githubusercontent.com/mrc-ide/global-lmic-reports/master/AFG/projections.csv
https://raw.githubusercontent.com/mrc-ide/global-lmic-reports/master/AFG/projections.csv
https://raw.githubusercontent.com/mrc-ide/global-lmic-reports/master/AFG/projections.csv
https://raw.githubusercontent.com/mrc-ide/global-lmic-reports/master/AFG/projections.csv
https://raw.githubusercontent.com/mrc-ide/global-lmic-reports/master/AFG/projections.csv
https://raw.githubusercontent.com/mrc-ide/global-lmic-reports/master/AFG/projections.csv
https://raw.githubusercontent.com/mrc-ide/global-lmic-reports/master/AFG/projections.csv
https://raw.githubusercontent.com/mrc-ide/global-lmic-reports/master/AFG/projections.csv
https://raw.githubusercontent.com/mrc-ide/global-lmic-reports/master/AFG/projections.csv
https://raw.githubusercontent.com/mrc-ide/global-lmic-reports/master/AFG/projections.csv
https://raw.githubusercontent.com/mrc-ide/global-lmic-reports/master/AFG/projections.csv
https://raw.githubusercontent.com/mrc-ide/global-lmic-reports/master/AFG/projections.csv
https://raw.githubusercontent.com/mrc-ide/global-lmic-reports/master/AFG/projections.csv
https://raw.githubusercontent.com/mrc-ide/global-lmic-reports/master/AFG/projections.csv
https://raw.githubusercontent.com/mrc-ide/global-lmic-reports/master/AFG/projections.csv
https://raw.githubusercontent.com/mrc-ide/global-lmic-reports/master/AFG/projections.csv
https://raw.githubusercontent.com/mrc-ide/global-lmic-reports/master/AFG/projections.csv
https://raw.githubusercontent.com/mrc-ide/global-lmic-reports/master/AFG/projections.csv
https://raw.githubusercontent.com/mrc-ide/global-lmic-reports/master/AFG/projections.csv
https://raw.githubusercontent.com/mrc-ide/global-lmic-reports/master/AFG/projections.csv
https://raw.githubusercontent.com/mrc-ide/global-lmic-reports/master/AFG/projections.csv
https://raw.githubusercontent.com/mrc-ide/global-lmic-reports/master/AFG/projections.csv
https://raw.githubusercontent.com/mrc-ide/global-lmic-reports/master/AFG/projections.csv
https://raw.githubusercontent.com/mrc-ide/global-lmic-reports/master/AFG/projections.csv
https://raw.githubusercontent.com/mrc-ide/global-lmic-reports/master/AFG/projections.csv
https://raw.githubusercontent.com/mrc-ide/global-lmic-reports/master/AFG/projections.csv
https://raw.githubusercontent.com/mrc-ide/global-lmic-reports/master/AFG/projections.csv
https://raw.githubusercontent.com/mrc-ide/global-lmic-reports/master/AFG/projections.csv
https://raw.githubusercontent.com/mrc-ide/global-lmic-reports/master/AFG/projections.csv
https://raw.githubusercontent.com/mrc-ide/global-lmic-reports/master/AFG/projections.csv
https://raw.githubusercontent.com/mrc-ide/global-lmic-reports/master/AFG/projections.csv
https://raw.githubusercontent.com/mrc-ide/global-lmic-reports/master/AFG/projections.csv
https://raw.githubusercontent.com/mrc-ide/global-lmic-reports/master/AFG/projections.csv
https://raw.githubusercontent.com/mrc-ide/global-lmic-reports/master/AFG/projections.csv
https://raw.githubusercontent.com/mrc-ide/global-lmic-reports/master/AFG/projections.csv
https://raw.githubusercontent.com/mrc-ide/global-lmic-reports/master/AFG/projections.csv
https://raw.githubusercontent.com/mrc-ide/global-lmic-reports/master/AFG/projections.csv
https://raw.githubusercontent.com/mrc-ide/global-lmic-reports/master/AFG/projections.csv
https://raw.githubusercontent.com/mrc-ide/global-lmic-reports/master/AFG/projections.csv
https://raw.githubusercontent.com/mrc-ide/global-lmic-reports/master/AFG/projections.csv
https://raw.githubusercontent.com/mrc-ide/global-lmic-reports/master/AFG/projections.csv
https://raw.githubusercontent.com/mrc-ide/global-lmic-reports/master/AFG/projections.csv
https://raw.githubusercontent.com/mrc-ide/global-lmic-reports/master/AFG/projections.csv
https://raw.githubusercontent.com/mrc-ide/global-lmic-reports/master/AFG/projections.csv
https://raw.githubusercontent.com/mrc-ide/global-lmic-reports/master/AFG/projections.csv
https://raw.githubusercontent.com/mrc-ide/global-lmic-reports/master/AFG/projections.csv
https://raw.githubusercontent.com/mrc-ide/global-lmic-reports/master/AFG/projections.csv
https://raw.githubusercontent.com/mrc-ide/global-lmic-reports/master/AFG/projections.csv
https://raw.githubusercontent.com/mrc-ide/global-lmic-reports/master/AFG/projections.csv
https://raw.githubusercontent.com/mrc-ide/global-lmic-reports/master/AFG/projections.csv
https://raw.githubusercontent.com/mrc-ide/global-lmic-reports/master/AFG/projections.csv
https://raw.githubusercontent.com/mrc-ide/global-lmic-reports/master/AFG/projections.csv
https://raw.githubusercontent.com/mrc-ide/global-lmic-reports/master/AFG/projections.csv
https://raw.githubusercontent.com/mrc-ide/global-lmic-reports/master/AFG/projections.csv
https://raw.githubusercontent.com/mrc-ide/global-lmic-reports/master/AFG/projections.csv
https://raw.githubusercontent.com/mrc-ide/global-lmic-reports/master/AFG/projections.csv
https://raw.githubusercontent.com/mrc-ide/global-lmic-reports/master/AFG/projections.csv
https://raw.githubusercontent.com/mrc-ide/global-lmic-reports/master/AFG/projections.csv
https://raw.githubusercontent.com/mrc-ide/global-lmic-reports/master/AFG/projections.csv
https://raw.githubusercontent.com/mrc-ide/global-lmic-reports/master/AFG/projections.csv
https://raw.githubusercontent.com/mrc-ide/global-lmic-reports/master/AFG/projections.csv
https://raw.githubusercontent.com/mrc-ide/global-lmic-reports/master/AFG/projections.csv
https://raw.githubusercontent.com/mrc-ide/global-lmic-reports/master/AFG/projections.csv
https://raw.githubusercontent.com/mrc-ide/global-lmic-reports/master/AFG/projections.csv
https://raw.githubusercontent.com/mrc-ide/global-lmic-reports/master/AFG/projections.csv
https://raw.githubusercontent.com/mrc-ide/global-lmic-reports/master/AFG/projections.csv
https://raw.githubusercontent.com/mrc-ide/global-lmic-reports/master/AFG/projections.csv
https://raw.githubusercontent.com/mrc-ide/global-lmic-reports/master/AFG/projections.csv
https://raw.githubusercontent.com/mrc-ide/global-lmic-reports/master/AFG/projections.csv
https://raw.githubusercontent.com/mrc-ide/global-lmic-reports/master/AFG/projections.csv
https://raw.githubusercontent.com/mrc-ide/global-lmic-reports/master/AFG/projections.csv
https://raw.githubusercontent.com/mrc-ide/global-lmic-reports/master/AFG/projections.csv
https://raw.githubusercontent.com/mrc-ide/global-lmic-reports/master/AFG/projections.csv
https://raw.githubusercontent.com/mrc-ide/global-lmic-reports/master/AFG/projections.csv
https://raw.githubusercontent.com/mrc-ide/global-lmic-reports/master/AFG/projections.csv
https://raw.githubusercontent.com/mrc-ide/global-lmic-reports/master/AFG/projections.csv
https://raw.githubusercontent.com/mrc-ide/global-lmic-reports/master/AFG/projections.csv
https://raw.githubusercontent.com/mrc-ide/global-lmic-reports/master/AFG/projections.csv
https://raw.githubusercontent.com/mrc-ide/global-lmic-reports/master/AFG/projections.csv
https://raw.githubusercontent.com/mrc-ide/global-lmic-reports/master/AFG/projections.csv
https://raw.githubusercontent.com/mrc-ide/global-lmic-reports/master/AFG/projections.csv
https://raw.githubusercontent.com/mrc-ide/global-lmic-reports/master/AFG/projections.csv
https://raw.githubusercontent.com/mrc-ide/global-lmic-reports/master/AFG/projections.csv
https://raw.githubusercontent.com/mrc-ide/global-lmic-reports/master/AFG/projections.csv
https://raw.githubusercontent.com/mrc-ide/global-lmic-reports/master/AFG/projections.csv
https://raw.githubusercontent.com/mrc-ide/global-lmic-reports/master/AFG/projections.csv
https://raw.githubusercontent.com/mrc-ide/global-lmic-reports/master/AFG/projections.csv
https://raw.githubusercontent.com/mrc-ide/global-lmic-reports/master/AFG/projections.csv
https://raw.githubusercontent.com/mrc-ide/global-lmic-reports/master/AFG/projections.csv
https://raw.githubusercontent.com/mrc-ide/global-lmic-reports/master/AFG/projections.csv
https://raw.githubusercontent.com/mrc-ide/global-lmic-reports/master/AFG/projections.csv
https://raw.githubusercontent.com/mrc-ide/global-lmic-reports/master/AFG/projections.csv
https://raw.githubusercontent.com/mrc-ide/global-lmic-reports/master/AFG/projections.csv
https://raw.githubusercontent.com/mrc-ide/global-lmic-reports/master/AFG/projections.csv
https://raw.githubusercontent.com/mrc-ide/global-lmic-reports/master/AFG/projections.csv
https://raw.githubusercontent.com/mrc-ide/global-lmic-reports/master/AFG/projections.csv
https://raw.githubusercontent.com/mrc-ide/global-lmic-reports/master/AFG/projections.csv
https://raw.githubusercontent.com/mrc-ide/global-lmic-reports/master/AFG/projections.csv
https://raw.githubusercontent.com/mrc-ide/global-lmic-reports/master/AFG/projections.csv
https://raw.githubusercontent.com/mrc-ide/global-lmic-reports/master/AFG/projections.csv
https://raw.githubusercontent.com/mrc-ide/global-lmic-reports/master/AFG/projections.csv
https://raw.githubusercontent.com/mrc-ide/global-lmic-reports/master/AFG/projections.csv
https://raw.githubusercontent.com/mrc-ide/global-lmic-reports/master/AFG/projections.csv
https://raw.githubusercontent.com/mrc-ide/global-lmic-reports/master/AFG/projections.csv
https://raw.githubusercontent.com/mrc-ide/global-lmic-reports/master/AFG/projections.csv
https://raw.githubusercontent.com/mrc-ide/global-lmic-reports/master/AFG/projections.csv
https://raw.githubusercontent.com/mrc-ide/global-lmic-reports/master/AFG/projections.csv
https://raw.githubusercontent.com/mrc-ide/global-lmic-reports/master/AFG/projections.csv
https://raw.githubusercontent.com/mrc-ide/global-lmic-reports/master/AFG/projections.csv
https://raw.githubusercontent.com/mrc-ide/global-lmic-reports/master/AFG/projections.csv
https://raw.githubusercontent.com/mrc-ide/global-lmic-reports/master/AFG/projections.csv
https://raw.githubusercontent.com/mrc-ide/global-lmic-reports/master/AFG/projections.csv
https://raw.githubusercontent.com/mrc-ide/global-lmic-reports/master/AFG/projections.csv
https://raw.githubusercontent.com/mrc-ide/global-lmic-reports/master/AFG/projections.csv
https://raw.githubusercontent.com/mrc-ide/global-lmic-reports/master/AFG/projections.csv
https://raw.githubusercontent.com/mrc-ide/global-lmic-reports/master/AFG/projections.csv
https://raw.githubusercontent.com/mrc-ide/global-lmic-reports/master/AFG/projections.csv
https://raw.githubusercontent.com/mrc-ide/global-lmic-reports/master/AFG/projections.csv
https://raw.githubusercontent.com/mrc-ide/global-lmic-reports/master/AFG/projections.csv
https://raw.githubusercontent.com/mrc-ide/global-lmic-reports/master/AFG/projections.csv
https://raw.githubusercontent.com/mrc-ide/global-lmic-reports/master/AFG/projections.csv
https://raw.githubusercontent.com/mrc-ide/global-lmic-reports/master/AFG/projections.csv
https://raw.githubusercontent.com/mrc-ide/global-lmic-reports/master/AFG/projections.csv
https://raw.githubusercontent.com/mrc-ide/global-lmic-reports/master/AFG/projections.csv
https://raw.githubusercontent.com/mrc-ide/global-lmic-reports/master/AFG/projections.csv
https://raw.githubusercontent.com/mrc-ide/global-lmic-reports/master/AFG/projections.csv
https://raw.githubusercontent.com/mrc-ide/global-lmic-reports/master/AFG/projections.csv
https://raw.githubusercontent.com/mrc-ide/global-lmic-reports/master/AFG/projections.csv
https://raw.githubusercontent.com/mrc-ide/global-lmic-reports/master/AFG/projections.csv
https://raw.githubusercontent.com/mrc-ide/global-lmic-reports/master/AFG/projections.csv
https://raw.githubusercontent.com/mrc-ide/global-lmic-reports/master/AFG/projections.csv
https://raw.githubusercontent.com/mrc-ide/global-lmic-reports/master/AFG/projections.csv
https://raw.githubusercontent.com/mrc-ide/global-lmic-reports/master/AFG/projections.csv
https://raw.githubusercontent.com/mrc-ide/global-lmic-reports/master/AFG/projections.csv
https://raw.githubusercontent.com/mrc-ide/global-lmic-reports/master/AFG/projections.csv
https://raw.githubusercontent.com/mrc-ide/global-lmic-reports/master/AFG/projections.csv
https://raw.githubusercontent.com/mrc-ide/global-lmic-reports/master/AFG/projections.csv
https://raw.githubusercontent.com/mrc-ide/global-lmic-reports/master/AFG/projections.csv
https://raw.githubusercontent.com/mrc-ide/global-lmic-reports/master/AFG/projections.csv
https://raw.githubusercontent.com/mrc-ide/global-lmic-reports/master/AFG/projections.csv
https://raw.githubusercontent.com/mrc-ide/global-lmic-reports/master/AFG/projections.csv
https://raw.githubusercontent.com/mrc-ide/global-lmic-reports/master/AFG/projections.csv
https://raw.githubusercontent.com/mrc-ide/global-lmic-reports/master/AFG/projections.csv
https://raw.githubusercontent.com/mrc-ide/global-lmic-reports/master/AFG/projections.csv
https://raw.githubusercontent.com/mrc-ide/global-lmic-reports/master/AFG/projections.csv
https://raw.githubusercontent.com/mrc-ide/global-lmic-reports/master/AFG/projections.csv
https://raw.githubusercontent.com/mrc-ide/global-lmic-reports/master/AFG/projections.csv
https://raw.githubusercontent.com/mrc-ide/global-lmic-reports/master/AFG/projections.csv
https://raw.githubusercontent.com/mrc-ide/global-lmic-reports/master/AFG/projections.csv
https://raw.githubusercontent.com/mrc-ide/global-lmic-reports/master/AFG/projections.csv
https://raw.githubusercontent.com/mrc-ide/global-lmic-reports/master/AFG/projections.csv
https://raw.githubusercontent.com/mrc-ide/global-lmic-reports/master/AFG/projections.csv
https://raw.githubusercontent.com/mrc-ide/global-lmic-reports/master/AFG/projections.csv
https://raw.githubusercontent.com/mrc-ide/global-lmic-reports/master/AFG/projections.csv
https://raw.githubusercontent.com/mrc-ide/global-lmic-reports/master/AFG/projections.csv
https://raw.githubusercontent.com/mrc-ide/global-lmic-reports/master/AFG/projections.csv
https://raw.githubusercontent.com/mrc-ide/global-lmic-reports/master/AFG/projections.csv
https://raw.githubusercontent.com/mrc-ide/global-lmic-reports/master/AFG/projections.csv
https://raw.githubusercontent.com/mrc-ide/global-lmic-reports/master/AFG/projections.csv
https://raw.githubusercontent.com/mrc-ide/global-lmic-reports/master/AFG/projections.csv
https://raw.githubusercontent.com/mrc-ide/global-lmic-reports/master/AFG/projections.csv
https://raw.githubusercontent.com/mrc-ide/global-lmic-reports/master/AFG/projections.csv
https://raw.githubusercontent.com/mrc-ide/global-lmic-reports/master/AFG/projections.csv
https://raw.githubusercontent.com/mrc-ide/global-lmic-reports/master/AFG/projections.csv
https://raw.githubusercontent.com/mrc-ide/global-lmic-reports/master/AFG/projections.csv
https://raw.githubusercontent.com/mrc-ide/global-lmic-reports/master/AFG/projections.csv
https://raw.githubusercontent.com/mrc-ide/global-lmic-reports/master/AFG/projections.csv
https://raw.githubusercontent.com/mrc-ide/global-lmic-reports/master/AFG/projections.csv
https://raw.githubusercontent.com/mrc-ide/global-lmic-reports/master/AFG/projections.csv
https://raw.githubusercontent.com/mrc-ide/global-lmic-reports/master/AFG/projections.csv
https://raw.githubusercontent.com/mrc-ide/global-lmic-reports/master/AFG/projections.csv
https://raw.githubusercontent.com/mrc-ide/global-lmic-reports/master/AFG/projections.csv
https://raw.githubusercontent.com/mrc-ide/global-lmic-reports/master/AFG/projections.csv
https://raw.githubusercontent.com/mrc-ide/global-lmic-reports/master/AFG/projections.csv
https://raw.githubusercontent.com/mrc-ide/global-lmic-reports/master/AFG/projections.csv
https://raw.githubusercontent.com/mrc-ide/global-lmic-reports/master/AFG/projections.csv
https://raw.githubusercontent.com/mrc-ide/global-lmic-reports/master/AFG/projections.csv
https://raw.githubusercontent.com/mrc-ide/global-lmic-reports/master/AFG/projections.csv
https://raw.githubusercontent.com/mrc-ide/global-lmic-reports/master/AFG/projections.csv
https://raw.githubusercontent.com/mrc-ide/global-lmic-reports/master/AFG/projections.csv
https://raw.githubusercontent.com/mrc-ide/global-lmic-reports/master/AFG/projections.csv
https://raw.githubusercontent.com/mrc-ide/global-lmic-reports/master/AFG/projections.csv
https://raw.githubusercontent.com/mrc-ide/global-lmic-reports/master/AFG/projections.csv
https://raw.githubusercontent.com/mrc-ide/global-lmic-reports/master/AFG/projections.csv
https://raw.githubusercontent.com/mrc-ide/global-lmic-reports/master/AFG/projections.csv
https://raw.githubusercontent.com/mrc-ide/global-lmic-reports/master/AFG/projections.csv
https://raw.githubusercontent.com/mrc-ide/global-lmic-reports/master/AFG/projections.csv
https://raw.githubusercontent.com/mrc-ide/global-lmic-reports/master/AFG/projections.csv
https://raw.githubusercontent.com/mrc-ide/global-lmic-reports/master/AFG/projections.csv
https://raw.githubusercontent.com/mrc-ide/global-lmic-reports/master/AFG/projections.csv
https://raw.githubusercontent.com/mrc-ide/global-lmic-reports/master/AFG/projections.csv
https://raw.githubusercontent.com/mrc-ide/global-lmic-reports/master/AFG/projections.csv
https://raw.githubusercontent.com/mrc-ide/global-lmic-reports/master/AFG/projections.csv
https://raw.githubusercontent.com/mrc-ide/global-lmic-reports/master/AFG/projections.csv
https://raw.githubusercontent.com/mrc-ide/global-lmic-reports/master/AFG/projections.csv
https://raw.githubusercontent.com/mrc-ide/global-lmic-reports/master/AFG/projections.csv
https://raw.githubusercontent.com/mrc-ide/global-lmic-reports/master/AFG/projections.csv
https://raw.githubusercontent.com/mrc-ide/global-lmic-reports/master/AFG/projections.csv
https://raw.githubusercontent.com/mrc-ide/global-lmic-reports/master/AFG/projections.csv
https://raw.githubusercontent.com/mrc-ide/global-lmic-reports/master/AFG/projections.csv
https://raw.githubusercontent.com/mrc-ide/global-lmic-reports/master/AFG/projections.csv
https://raw.githubusercontent.com/mrc-ide/global-lmic-reports/master/AFG/projections.csv
https://raw.githubusercontent.com/mrc-ide/global-lmic-reports/master/AFG/projections.csv
https://raw.githubusercontent.com/mrc-ide/global-lmic-reports/master/AFG/projections.csv
https://raw.githubusercontent.com/mrc-ide/global-lmic-reports/master/AFG/projections.csv
https://raw.githubusercontent.com/mrc-ide/global-lmic-reports/master/AFG/projections.csv
https://raw.githubusercontent.com/mrc-ide/global-lmic-reports/master/AFG/projections.csv
https://raw.githubusercontent.com/mrc-ide/global-lmic-reports/master/AFG/projections.csv
https://raw.githubusercontent.com/mrc-ide/global-lmic-reports/master/AFG/projections.csv
https://raw.githubusercontent.com/mrc-ide/global-lmic-reports/master/AFG/projections.csv
https://raw.githubusercontent.com/mrc-ide/global-lmic-reports/master/AFG/projections.csv
https://raw.githubusercontent.com/mrc-ide/global-lmic-reports/master/AFG/projections.csv
https://raw.githubusercontent.com/mrc-ide/global-lmic-reports/master/AFG/projections.csv
https://raw.githubusercontent.com/mrc-ide/global-lmic-reports/master/AFG/projections.csv
https://raw.githubusercontent.com/mrc-ide/global-lmic-reports/master/AFG/projections.csv
https://raw.githubusercontent.com/mrc-ide/global-lmic-reports/master/AFG/projections.csv
https://raw.githubusercontent.com/mrc-ide/global-lmic-reports/master/AFG/projections.csv
https://raw.githubusercontent.com/mrc-ide/global-lmic-reports/master/AFG/projections.csv
https://raw.githubusercontent.com/mrc-ide/global-lmic-reports/master/AFG/projections.csv
https://raw.githubusercontent.com/mrc-ide/global-lmic-reports/master/AFG/projections.csv
https://raw.githubusercontent.com/mrc-ide/global-lmic-reports/master/AFG/projections.csv
https://raw.githubusercontent.com/mrc-ide/global-lmic-reports/master/AFG/projections.csv
https://raw.githubusercontent.com/mrc-ide/global-lmic-reports/master/AFG/projections.csv
https://raw.githubusercontent.com/mrc-ide/global-lmic-reports/master/AFG/projections.csv
https://raw.githubusercontent.com/mrc-ide/global-lmic-reports/master/AFG/projections.csv
https://raw.githubusercontent.com/mrc-ide/global-lmic-reports/master/AFG/projections.csv
https://raw.githubusercontent.com/mrc-ide/global-lmic-reports/master/AFG/projections.csv
https://raw.githubusercontent.com/mrc-ide/global-lmic-reports/master/AFG/projections.csv
https://raw.githubusercontent.com/mrc-ide/global-lmic-reports/master/AFG/projections.csv
https://raw.githubusercontent.com/mrc-ide/global-lmic-reports/master/AFG/projections.csv
https://raw.githubusercontent.com/mrc-ide/global-lmic-reports/master/AFG/projections.csv
https://raw.githubusercontent.com/mrc-ide/global-lmic-reports/master/AFG/projections.csv
https://raw.githubusercontent.com/mrc-ide/global-lmic-reports/master/AFG/projections.csv
https://raw.githubusercontent.com/mrc-ide/global-lmic-reports/master/AFG/projections.csv
https://raw.githubusercontent.com/mrc-ide/global-lmic-reports/master/AFG/projections.csv
https://raw.githubusercontent.com/mrc-ide/global-lmic-reports/master/AFG/projections.csv
https://raw.githubusercontent.com/mrc-ide/global-lmic-reports/master/AFG/projections.csv
https://raw.githubusercontent.com/mrc-ide/global-lmic-reports/master/AFG/projections.csv
https://raw.githubusercontent.com/mrc-ide/global-lmic-reports/master/AFG/projections.csv
https://raw.githubusercontent.com/mrc-ide/global-lmic-reports/master/AFG/projections.csv
https://raw.githubusercontent.com/mrc-ide/global-lmic-reports/master/AFG/projections.csv
https://raw.githubusercontent.com/mrc-ide/global-lmic-reports/master/AFG/projections.csv
https://raw.githubusercontent.com/mrc-ide/global-lmic-reports/master/AFG/projections.csv
https://raw.githubusercontent.com/mrc-ide/global-lmic-reports/master/AFG/projections.csv
https://raw.githubusercontent.com/mrc-ide/global-lmic-reports/master/AFG/projections.csv
https://raw.githubusercontent.com/mrc-ide/global-lmic-reports/master/AFG/projections.csv
https://raw.githubusercontent.com/mrc-ide/global-lmic-reports/master/AFG/projections.csv
https://raw.githubusercontent.com/mrc-ide/global-lmic-reports/master/AFG/projections.csv
https://raw.githubusercontent.com/mrc-ide/global-lmic-reports/master/AFG/projections.csv
https://raw.githubusercontent.com/mrc-ide/global-lmic-reports/master/AFG/projections.csv
https://raw.githubusercontent.com/mrc-ide/global-lmic-reports/master/AFG/projections.csv
https://raw.githubusercontent.com/mrc-ide/global-lmic-reports/master/AFG/projections.csv
https://raw.githubusercontent.com/mrc-ide/global-lmic-reports/master/AFG/projections.csv
https://raw.githubusercontent.com/mrc-ide/global-lmic-reports/master/AFG/projections.csv
https://raw.githubusercontent.com/mrc-ide/global-lmic-reports/master/AFG/projections.csv
https://raw.githubusercontent.com/mrc-ide/global-lmic-reports/master/AFG/projections.csv
https://raw.githubusercontent.com/mrc-ide/global-lmic-reports/master/AFG/projections.csv
https://raw.githubusercontent.com/mrc-ide/global-lmic-reports/master/AFG/projections.csv
https://raw.githubusercontent.com/mrc-ide/global-lmic-reports/master/AFG/projections.csv
https://raw.githubusercontent.com/mrc-ide/global-lmic-reports/master/AFG/projections.csv
https://raw.githubusercontent.com/mrc-ide/global-lmic-reports/master/AFG/projections.csv
https://raw.githubusercontent.com/mrc-ide/global-lmic-reports/master/AFG/projections.csv
https://raw.githubusercontent.com/mrc-ide/global-lmic-reports/master/AFG/projections.csv
https://raw.githubusercontent.com/mrc-ide/global-lmic-reports/master/AFG/projections.csv
https://raw.githubusercontent.com/mrc-ide/global-lmic-reports/master/AFG/projections.csv
https://raw.githubusercontent.com/mrc-ide/global-lmic-reports/master/AFG/projections.csv
https://raw.githubusercontent.com/mrc-ide/global-lmic-reports/master/AFG/projections.csv
https://raw.githubusercontent.com/mrc-ide/global-lmic-reports/master/AFG/projections.csv
https://raw.githubusercontent.com/mrc-ide/global-lmic-reports/master/AFG/projections.csv
https://raw.githubusercontent.com/mrc-ide/global-lmic-reports/master/AFG/projections.csv
https://raw.githubusercontent.com/mrc-ide/global-lmic-reports/master/AFG/projections.csv
https://raw.githubusercontent.com/mrc-ide/global-lmic-reports/master/AFG/projections.csv
https://raw.githubusercontent.com/mrc-ide/global-lmic-reports/master/AFG/projections.csv
https://raw.githubusercontent.com/mrc-ide/global-lmic-reports/master/AFG/projections.csv
https://raw.githubusercontent.com/mrc-ide/global-lmic-reports/master/AFG/projections.csv
https://raw.githubusercontent.com/mrc-ide/global-lmic-reports/master/AFG/projections.csv
https://raw.githubusercontent.com/mrc-ide/global-lmic-reports/master/AFG/projections.csv
https://raw.githubusercontent.com/mrc-ide/global-lmic-reports/master/AFG/projections.csv
https://raw.githubusercontent.com/mrc-ide/global-lmic-reports/master/AFG/projections.csv
https://raw.githubusercontent.com/mrc-ide/global-lmic-reports/master/AFG/projections.csv
https://raw.githubusercontent.com/mrc-ide/global-lmic-reports/master/AFG/projections.csv
https://raw.githubusercontent.com/mrc-ide/global-lmic-reports/master/AFG/projections.csv
https://raw.githubusercontent.com/mrc-ide/global-lmic-reports/master/AFG/projections.csv
https://raw.githubusercontent.com/mrc-ide/global-lmic-reports/master/AFG/projections.csv
https://raw.githubusercontent.com/mrc-ide/global-lmic-reports/master/AFG/projections.csv
https://raw.githubusercontent.com/mrc-ide/global-lmic-reports/master/AFG/projections.csv
https://raw.githubusercontent.com/mrc-ide/global-lmic-reports/master/AFG/projections.csv
https://raw.githubusercontent.com/mrc-ide/global-lmic-reports/master/AFG/projections.csv
https://raw.githubusercontent.com/mrc-ide/global-lmic-reports/master/AFG/projections.csv
https://raw.githubusercontent.com/mrc-ide/global-lmic-reports/master/AFG/projections.csv
https://raw.githubusercontent.com/mrc-ide/global-lmic-reports/master/AFG/projections.csv
https://raw.githubusercontent.com/mrc-ide/global-lmic-reports/master/AFG/projections.csv
https://raw.githubusercontent.com/mrc-ide/global-lmic-reports/master/AFG/projections.csv
https://raw.githubusercontent.com/mrc-ide/global-lmic-reports/master/AFG/projections.csv
https://raw.githubusercontent.com/mrc-ide/global-lmic-reports/master/AFG/projections.csv
https://raw.githubusercontent.com/mrc-ide/global-lmic-reports/master/AFG/projections.csv
https://raw.githubusercontent.com/mrc-ide/global-lmic-reports/master/AFG/projections.csv
https://raw.githubusercontent.com/mrc-ide/global-lmic-reports/master/AFG/projections.csv
https://raw.githubusercontent.com/mrc-ide/global-lmic-reports/master/AFG/projections.csv
https://raw.githubusercontent.com/mrc-ide/global-lmic-reports/master/AFG/projections.csv
https://raw.githubusercontent.com/mrc-ide/global-lmic-reports/master/AFG/projections.csv
https://raw.githubusercontent.com/mrc-ide/global-lmic-reports/master/AFG/projections.csv
https://raw.githubusercontent.com/mrc-ide/global-lmic-reports/master/AFG/projections.csv
https://raw.githubusercontent.com/mrc-ide/global-lmic-reports/master/AFG/projections.csv
https://raw.githubusercontent.com/mrc-ide/global-lmic-reports/master/AFG/projections.csv
https://raw.githubusercontent.com/mrc-ide/global-lmic-reports/master/AFG/projections.csv
https://raw.githubusercontent.com/mrc-ide/global-lmic-reports/master/AFG/projections.csv
https://raw.githubusercontent.com/mrc-ide/global-lmic-reports/master/AFG/projections.csv
https://raw.githubusercontent.com/mrc-ide/global-lmic-reports/master/AFG/projections.csv
https://raw.githubusercontent.com/mrc-ide/global-lmic-reports/master/AFG/projections.csv
https://raw.githubusercontent.com/mrc-ide/global-lmic-reports/master/AFG/projections.csv
https://raw.githubusercontent.com/mrc-ide/global-lmic-reports/master/AFG/projections.csv
https://raw.githubusercontent.com/mrc-ide/global-lmic-reports/master/AFG/projections.csv
https://raw.githubusercontent.com/mrc-ide/global-lmic-reports/master/AFG/projections.csv
https://raw.githubusercontent.com/mrc-ide/global-lmic-reports/master/AFG/projections.csv
https://raw.githubusercontent.com/mrc-ide/global-lmic-reports/master/AFG/projections.csv
https://raw.githubusercontent.com/mrc-ide/global-lmic-reports/master/AFG/projections.csv
https://raw.githubusercontent.com/mrc-ide/global-lmic-reports/master/AFG/projections.csv
https://raw.githubusercontent.com/mrc-ide/global-lmic-reports/master/AFG/projections.csv
https://raw.githubusercontent.com/mrc-ide/global-lmic-reports/master/AFG/projections.csv
https://raw.githubusercontent.com/mrc-ide/global-lmic-reports/master/AFG/projections.csv
https://raw.githubusercontent.com/mrc-ide/global-lmic-reports/master/AFG/projections.csv
https://raw.githubusercontent.com/mrc-ide/global-lmic-reports/master/AFG/projections.csv
https://raw.githubusercontent.com/mrc-ide/global-lmic-reports/master/AFG/projections.csv
https://raw.githubusercontent.com/mrc-ide/global-lmic-reports/master/AFG/projections.csv
https://raw.githubusercontent.com/mrc-ide/global-lmic-reports/master/AFG/projections.csv
https://raw.githubusercontent.com/mrc-ide/global-lmic-reports/master/AFG/projections.csv
https://raw.githubusercontent.com/mrc-ide/global-lmic-reports/master/AFG/projections.csv
https://raw.githubusercontent.com/mrc-ide/global-lmic-reports/master/AFG/projections.csv
https://raw.githubusercontent.com/mrc-ide/global-lmic-reports/master/AFG/projections.csv
https://raw.githubusercontent.com/mrc-ide/global-lmic-reports/master/AFG/projections.csv
https://raw.githubusercontent.com/mrc-ide/global-lmic-reports/master/AFG/projections.csv
https://raw.githubusercontent.com/mrc-ide/global-lmic-reports/master/AFG/projections.csv
https://raw.githubusercontent.com/mrc-ide/global-lmic-reports/master/AFG/projections.csv
https://raw.githubusercontent.com/mrc-ide/global-lmic-reports/master/AFG/projections.csv
https://raw.githubusercontent.com/mrc-ide/global-lmic-reports/master/AFG/projections.csv
https://raw.githubusercontent.com/mrc-ide/global-lmic-reports/master/AFG/projections.csv
https://raw.githubusercontent.com/mrc-ide/global-lmic-reports/master/AFG/projections.csv
https://raw.githubusercontent.com/mrc-ide/global-lmic-reports/master/AFG/projections.csv
https://raw.githubusercontent.com/mrc-ide/global-lmic-reports/master/AFG/projections.csv
https://raw.githubusercontent.com/mrc-ide/global-lmic-reports/master/AFG/projections.csv
https://raw.githubusercontent.com/mrc-ide/global-lmic-reports/master/AFG/projections.csv
https://raw.githubusercontent.com/mrc-ide/global-lmic-reports/master/AFG/projections.csv
https://raw.githubusercontent.com/mrc-ide/global-lmic-reports/master/AFG/projections.csv
https://raw.githubusercontent.com/mrc-ide/global-lmic-reports/master/AFG/projections.csv
https://raw.githubusercontent.com/mrc-ide/global-lmic-reports/master/AFG/projections.csv
https://raw.githubusercontent.com/mrc-ide/global-lmic-reports/master/AFG/projections.csv
https://raw.githubusercontent.com/mrc-ide/global-lmic-reports/master/AFG/projections.csv
https://raw.githubusercontent.com/mrc-ide/global-lmic-reports/master/AFG/projections.csv
https://raw.githubusercontent.com/mrc-ide/global-lmic-reports/master/AFG/projections.csv
https://raw.githubusercontent.com/mrc-ide/global-lmic-reports/master/AFG/projections.csv
https://raw.githubusercontent.com/mrc-ide/global-lmic-reports/master/AFG/projections.csv
https://raw.githubusercontent.com/mrc-ide/global-lmic-reports/master/AFG/projections.csv
https://raw.githubusercontent.com/mrc-ide/global-lmic-reports/master/AFG/projections.csv
https://raw.githubusercontent.com/mrc-ide/global-lmic-reports/master/AFG/projections.csv
https://raw.githubusercontent.com/mrc-ide/global-lmic-reports/master/AFG/projections.csv
https://raw.githubusercontent.com/mrc-ide/global-lmic-reports/master/AFG/projections.csv
https://raw.githubusercontent.com/mrc-ide/global-lmic-reports/master/AFG/projections.csv
https://raw.githubusercontent.com/mrc-ide/global-lmic-reports/master/AFG/projections.csv
https://raw.githubusercontent.com/mrc-ide/global-lmic-reports/master/AFG/projections.csv
https://raw.githubusercontent.com/mrc-ide/global-lmic-reports/master/AFG/projections.csv
https://raw.githubusercontent.com/mrc-ide/global-lmic-reports/master/AFG/projections.csv
https://raw.githubusercontent.com/mrc-ide/global-lmic-reports/master/AFG/projections.csv
https://raw.githubusercontent.com/mrc-ide/global-lmic-reports/master/AFG/projections.csv
https://raw.githubusercontent.com/mrc-ide/global-lmic-reports/master/AFG/projections.csv
https://raw.githubusercontent.com/mrc-ide/global-lmic-reports/master/AFG/projections.csv
https://raw.githubusercontent.com/mrc-ide/global-lmic-reports/master/AFG/projections.csv
https://raw.githubusercontent.com/mrc-ide/global-lmic-reports/master/AFG/projections.csv
https://raw.githubusercontent.com/mrc-ide/global-lmic-reports/master/AFG/projections.csv
https://raw.githubusercontent.com/mrc-ide/global-lmic-reports/master/AFG/projections.csv
https://raw.githubusercontent.com/mrc-ide/global-lmic-reports/master/AFG/projections.csv
https://raw.githubusercontent.com/mrc-ide/global-lmic-reports/master/AFG/projections.csv
https://raw.githubusercontent.com/mrc-ide/global-lmic-reports/master/AFG/projections.csv
https://raw.githubusercontent.com/mrc-ide/global-lmic-reports/master/AFG/projections.csv
https://raw.githubusercontent.com/mrc-ide/global-lmic-reports/master/AFG/projections.csv
https://raw.githubusercontent.com/mrc-ide/global-lmic-reports/master/AFG/projections.csv
https://raw.githubusercontent.com/mrc-ide/global-lmic-reports/master/AFG/projections.csv
https://raw.githubusercontent.com/mrc-ide/global-lmic-reports/master/AFG/projections.csv
https://raw.githubusercontent.com/mrc-ide/global-lmic-reports/master/AFG/projections.csv
https://raw.githubusercontent.com/mrc-ide/global-lmic-reports/master/AFG/projections.csv
https://raw.githubusercontent.com/mrc-ide/global-lmic-reports/master/AFG/projections.csv
https://raw.githubusercontent.com/mrc-ide/global-lmic-reports/master/AFG/projections.csv
https://raw.githubusercontent.com/mrc-ide/global-lmic-reports/master/AFG/projections.csv
https://raw.githubusercontent.com/mrc-ide/global-lmic-reports/master/AFG/projections.csv
https://raw.githubusercontent.com/mrc-ide/global-lmic-reports/master/AFG/projections.csv
https://raw.githubusercontent.com/mrc-ide/global-lmic-reports/master/AFG/projections.csv
https://raw.githubusercontent.com/mrc-ide/global-lmic-reports/master/AFG/projections.csv
https://raw.githubusercontent.com/mrc-ide/global-lmic-reports/master/AFG/projections.csv
https://raw.githubusercontent.com/mrc-ide/global-lmic-reports/master/AFG/projections.csv
https://raw.githubusercontent.com/mrc-ide/global-lmic-reports/master/AFG/projections.csv
https://raw.githubusercontent.com/mrc-ide/global-lmic-reports/master/AFG/projections.csv
https://raw.githubusercontent.com/mrc-ide/global-lmic-reports/master/AFG/projections.csv
https://raw.githubusercontent.com/mrc-ide/global-lmic-reports/master/AFG/projections.csv
https://raw.githubusercontent.com/mrc-ide/global-lmic-reports/master/AFG/projections.csv
https://raw.githubusercontent.com/mrc-ide/global-lmic-reports/master/AFG/projections.csv
https://raw.githubusercontent.com/mrc-ide/global-lmic-reports/master/AFG/projections.csv
https://raw.githubusercontent.com/mrc-ide/global-lmic-reports/master/AFG/projections.csv
https://raw.githubusercontent.com/mrc-ide/global-lmic-reports/master/AFG/projections.csv
https://raw.githubusercontent.com/mrc-ide/global-lmic-reports/master/AFG/projections.csv
https://raw.githubusercontent.com/mrc-ide/global-lmic-reports/master/AFG/projections.csv
https://raw.githubusercontent.com/mrc-ide/global-lmic-reports/master/AFG/projections.csv
https://raw.githubusercontent.com/mrc-ide/global-lmic-reports/master/AFG/projections.csv
https://raw.githubusercontent.com/mrc-ide/global-lmic-reports/master/AFG/projections.csv
https://raw.githubusercontent.com/mrc-ide/global-lmic-reports/master/AFG/projections.csv
https://raw.githubusercontent.com/mrc-ide/global-lmic-reports/master/AFG/projections.csv
https://raw.githubusercontent.com/mrc-ide/global-lmic-reports/master/AFG/projections.csv
https://raw.githubusercontent.com/mrc-ide/global-lmic-reports/master/AFG/projections.csv
https://raw.githubusercontent.com/mrc-ide/global-lmic-reports/master/AFG/projections.csv
https://raw.githubusercontent.com/mrc-ide/global-lmic-reports/master/AFG/projections.csv
https://raw.githubusercontent.com/mrc-ide/global-lmic-reports/master/AFG/projections.csv
https://raw.githubusercontent.com/mrc-ide/global-lmic-reports/master/AFG/projections.csv
https://raw.githubusercontent.com/mrc-ide/global-lmic-reports/master/AFG/projections.csv
https://raw.githubusercontent.com/mrc-ide/global-lmic-reports/master/AFG/projections.csv
https://raw.githubusercontent.com/mrc-ide/global-lmic-reports/master/AFG/projections.csv
https://raw.githubusercontent.com/mrc-ide/global-lmic-reports/master/AFG/projections.csv
https://raw.githubusercontent.com/mrc-ide/global-lmic-reports/master/AFG/projections.csv
https://raw.githubusercontent.com/mrc-ide/global-lmic-reports/master/AFG/projections.csv
https://raw.githubusercontent.com/mrc-ide/global-lmic-reports/master/AFG/projections.csv
https://raw.githubusercontent.com/mrc-ide/global-lmic-reports/master/AFG/projections.csv
https://raw.githubusercontent.com/mrc-ide/global-lmic-reports/master/AFG/projections.csv
https://raw.githubusercontent.com/mrc-ide/global-lmic-reports/master/AFG/projections.csv
https://raw.githubusercontent.com/mrc-ide/global-lmic-reports/master/AFG/projections.csv
https://raw.githubusercontent.com/mrc-ide/global-lmic-reports/master/AFG/projections.csv
https://raw.githubusercontent.com/mrc-ide/global-lmic-reports/master/AFG/projections.csv
https://raw.githubusercontent.com/mrc-ide/global-lmic-reports/master/AFG/projections.csv
https://raw.githubusercontent.com/mrc-ide/global-lmic-reports/master/AFG/projections.csv
https://raw.githubusercontent.com/mrc-ide/global-lmic-reports/master/AFG/projections.csv
https://raw.githubusercontent.com/mrc-ide/global-lmic-reports/master/AFG/projections.csv
https://raw.githubusercontent.com/mrc-ide/global-lmic-reports/master/AFG/projections.csv
https://raw.githubusercontent.com/mrc-ide/global-lmic-reports/master/AFG/projections.csv
https://raw.githubusercontent.com/mrc-ide/global-lmic-reports/master/AFG/projections.csv
https://raw.githubusercontent.com/mrc-ide/global-lmic-reports/master/AFG/projections.csv
https://raw.githubusercontent.com/mrc-ide/global-lmic-reports/master/AFG/projections.csv
https://raw.githubusercontent.com/mrc-ide/global-lmic-reports/master/AFG/projections.csv
https://raw.githubusercontent.com/mrc-ide/global-lmic-reports/master/AFG/projections.csv
https://raw.githubusercontent.com/mrc-ide/global-lmic-reports/master/AFG/projections.csv
https://raw.githubusercontent.com/mrc-ide/global-lmic-reports/master/AFG/projections.csv
https://raw.githubusercontent.com/mrc-ide/global-lmic-reports/master/AFG/projections.csv
https://raw.githubusercontent.com/mrc-ide/global-lmic-reports/master/AFG/projections.csv
https://raw.githubusercontent.com/mrc-ide/global-lmic-reports/master/AFG/projections.csv
https://raw.githubusercontent.com/mrc-ide/global-lmic-reports/master/AFG/projections.csv
https://raw.githubusercontent.com/mrc-ide/global-lmic-reports/master/AFG/projections.csv
https://raw.githubusercontent.com/mrc-ide/global-lmic-reports/master/AFG/projections.csv
https://raw.githubusercontent.com/mrc-ide/global-lmic-reports/master/AFG/projections.csv
https://raw.githubusercontent.com/mrc-ide/global-lmic-reports/master/AFG/projections.csv
https://raw.githubusercontent.com/mrc-ide/global-lmic-reports/master/AFG/projections.csv
https://raw.githubusercontent.com/mrc-ide/global-lmic-reports/master/AFG/projections.csv
https://raw.githubusercontent.com/mrc-ide/global-lmic-reports/master/AFG/projections.csv
https://raw.githubusercontent.com/mrc-ide/global-lmic-reports/master/AFG/projections.csv
https://raw.githubusercontent.com/mrc-ide/global-lmic-reports/master/AFG/projections.csv
https://raw.githubusercontent.com/mrc-ide/global-lmic-reports/master/AFG/projections.csv
https://raw.githubusercontent.com/mrc-ide/global-lmic-reports/master/AFG/projections.csv
https://raw.githubusercontent.com/mrc-ide/global-lmic-reports/master/AFG/projections.csv
https://raw.githubusercontent.com/mrc-ide/global-lmic-reports/master/AFG/projections.csv
https://raw.githubusercontent.com/mrc-ide/global-lmic-reports/master/AFG/projections.csv
https://raw.githubusercontent.com/mrc-ide/global-lmic-reports/master/AFG/projections.csv
https://raw.githubusercontent.com/mrc-ide/global-lmic-reports/master/AFG/projections.csv
https://raw.githubusercontent.com/mrc-ide/global-lmic-reports/master/AFG/projections.csv
https://raw.githubusercontent.com/mrc-ide/global-lmic-reports/master/AFG/projections.csv
https://raw.githubusercontent.com/mrc-ide/global-lmic-reports/master/AFG/projections.csv
https://raw.githubusercontent.com/mrc-ide/global-lmic-reports/master/AFG/projections.csv
https://raw.githubusercontent.com/mrc-ide/global-lmic-reports/master/AFG/projections.csv
https://raw.githubusercontent.com/mrc-ide/global-lmic-reports/master/AFG/projections.csv
https://raw.githubusercontent.com/mrc-ide/global-lmic-reports/master/AFG/projections.csv
https://raw.githubusercontent.com/mrc-ide/global-lmic-reports/master/AFG/projections.csv
https://raw.githubusercontent.com/mrc-ide/global-lmic-reports/master/AFG/projections.csv
https://raw.githubusercontent.com/mrc-ide/global-lmic-reports/master/AFG/projections.csv
https://raw.githubusercontent.com/mrc-ide/global-lmic-reports/master/AFG/projections.csv
https://raw.githubusercontent.com/mrc-ide/global-lmic-reports/master/AFG/projections.csv
https://raw.githubusercontent.com/mrc-ide/global-lmic-reports/master/AFG/projections.csv
https://raw.githubusercontent.com/mrc-ide/global-lmic-reports/master/AFG/projections.csv
https://raw.githubusercontent.com/mrc-ide/global-lmic-reports/master/AFG/projections.csv
https://raw.githubusercontent.com/mrc-ide/global-lmic-reports/master/AFG/projections.csv
https://raw.githubusercontent.com/mrc-ide/global-lmic-reports/master/AFG/projections.csv
https://raw.githubusercontent.com/mrc-ide/global-lmic-reports/master/AFG/projections.csv
https://raw.githubusercontent.com/mrc-ide/global-lmic-reports/master/AFG/projections.csv
https://raw.githubusercontent.com/mrc-ide/global-lmic-reports/master/AFG/projections.csv
https://raw.githubusercontent.com/mrc-ide/global-lmic-reports/master/AFG/projections.csv
https://raw.githubusercontent.com/mrc-ide/global-lmic-reports/master/AFG/projections.csv
https://raw.githubusercontent.com/mrc-ide/global-lmic-reports/master/AFG/projections.csv
https://raw.githubusercontent.com/mrc-ide/global-lmic-reports/master/AFG/projections.csv
https://raw.githubusercontent.com/mrc-ide/global-lmic-reports/master/AFG/projections.csv
https://raw.githubusercontent.com/mrc-ide/global-lmic-reports/master/AFG/projections.csv
https://raw.githubusercontent.com/mrc-ide/global-lmic-reports/master/AFG/projections.csv
https://raw.githubusercontent.com/mrc-ide/global-lmic-reports/master/AFG/projections.csv
https://raw.githubusercontent.com/mrc-ide/global-lmic-reports/master/AFG/projections.csv
https://raw.githubusercontent.com/mrc-ide/global-lmic-reports/master/AFG/projections.csv
https://raw.githubusercontent.com/mrc-ide/global-lmic-reports/master/AFG/projections.csv
https://raw.githubusercontent.com/mrc-ide/global-lmic-reports/master/AFG/projections.csv
https://raw.githubusercontent.com/mrc-ide/global-lmic-reports/master/AFG/projections.csv
https://raw.githubusercontent.com/mrc-ide/global-lmic-reports/master/AFG/projections.csv
https://raw.githubusercontent.com/mrc-ide/global-lmic-reports/master/AFG/projections.csv
https://raw.githubusercontent.com/mrc-ide/global-lmic-reports/master/AFG/projections.csv
https://raw.githubusercontent.com/mrc-ide/global-lmic-reports/master/AFG/projections.csv
https://raw.githubusercontent.com/mrc-ide/global-lmic-reports/master/AFG/projections.csv
https://raw.githubusercontent.com/mrc-ide/global-lmic-reports/master/AFG/projections.csv
https://raw.githubusercontent.com/mrc-ide/global-lmic-reports/master/AFG/projections.csv
https://raw.githubusercontent.com/mrc-ide/global-lmic-reports/master/AFG/projections.csv
https://raw.githubusercontent.com/mrc-ide/global-lmic-reports/master/AFG/projections.csv
https://raw.githubusercontent.com/mrc-ide/global-lmic-reports/master/AFG/projections.csv
https://raw.githubusercontent.com/mrc-ide/global-lmic-reports/master/AFG/projections.csv
https://raw.githubusercontent.com/mrc-ide/global-lmic-reports/master/AFG/projections.csv
https://raw.githubusercontent.com/mrc-ide/global-lmic-reports/master/AFG/projections.csv
https://raw.githubusercontent.com/mrc-ide/global-lmic-reports/master/AFG/projections.csv
https://raw.githubusercontent.com/mrc-ide/global-lmic-reports/master/AFG/projections.csv
https://raw.githubusercontent.com/mrc-ide/global-lmic-reports/master/AFG/projections.csv
https://raw.githubusercontent.com/mrc-ide/global-lmic-reports/master/AFG/projections.csv
https://raw.githubusercontent.com/mrc-ide/global-lmic-reports/master/AFG/projections.csv
https://raw.githubusercontent.com/mrc-ide/global-lmic-reports/master/AFG/projections.csv
https://raw.githubusercontent.com/mrc-ide/global-lmic-reports/master/AFG/projections.csv
https://raw.githubusercontent.com/mrc-ide/global-lmic-reports/master/AFG/projections.csv
https://raw.githubusercontent.com/mrc-ide/global-lmic-reports/master/AFG/projections.csv
https://raw.githubusercontent.com/mrc-ide/global-lmic-reports/master/AFG/projections.csv
https://raw.githubusercontent.com/mrc-ide/global-lmic-reports/master/AFG/projections.csv
https://raw.githubusercontent.com/mrc-ide/global-lmic-reports/master/AFG/projections.csv
https://raw.githubusercontent.com/mrc-ide/global-lmic-reports/master/AFG/projections.csv
https://raw.githubusercontent.com/mrc-ide/global-lmic-reports/master/AFG/projections.csv
https://raw.githubusercontent.com/mrc-ide/global-lmic-reports/master/AFG/projections.csv
https://raw.githubusercontent.com/mrc-ide/global-lmic-reports/master/AFG/projections.csv
https://raw.githubusercontent.com/mrc-ide/global-lmic-reports/master/AFG/projections.csv
https://raw.githubusercontent.com/mrc-ide/global-lmic-reports/master/AFG/projections.csv
https://raw.githubusercontent.com/mrc-ide/global-lmic-reports/master/AFG/projections.csv
https://raw.githubusercontent.com/mrc-ide/global-lmic-reports/master/AFG/projections.csv
https://raw.githubusercontent.com/mrc-ide/global-lmic-reports/master/AFG/projections.csv
https://raw.githubusercontent.com/mrc-ide/global-lmic-reports/master/AFG/projections.csv
https://raw.githubusercontent.com/mrc-ide/global-lmic-reports/master/AFG/projections.csv
https://raw.githubusercontent.com/mrc-ide/global-lmic-reports/master/AFG/projections.csv
https://raw.githubusercontent.com/mrc-ide/global-lmic-reports/master/AFG/projections.csv
https://raw.githubusercontent.com/mrc-ide/global-lmic-reports/master/AFG/projections.csv
https://raw.githubusercontent.com/mrc-ide/global-lmic-reports/master/AFG/projections.csv
https://raw.githubusercontent.com/mrc-ide/global-lmic-reports/master/AFG/projections.csv
https://raw.githubusercontent.com/mrc-ide/global-lmic-reports/master/AFG/projections.csv
https://raw.githubusercontent.com/mrc-ide/global-lmic-reports/master/AFG/projections.csv
https://raw.githubusercontent.com/mrc-ide/global-lmic-reports/master/AFG/projections.csv
https://raw.githubusercontent.com/mrc-ide/global-lmic-reports/master/AFG/projections.csv
https://raw.githubusercontent.com/mrc-ide/global-lmic-reports/master/AFG/projections.csv
https://raw.githubusercontent.com/mrc-ide/global-lmic-reports/master/AFG/projections.csv
https://raw.githubusercontent.com/mrc-ide/global-lmic-reports/master/AFG/projections.csv
https://raw.githubusercontent.com/mrc-ide/global-lmic-reports/master/AFG/projections.csv
https://raw.githubusercontent.com/mrc-ide/global-lmic-reports/master/AFG/projections.csv
https://raw.githubusercontent.com/mrc-ide/global-lmic-reports/master/AFG/projections.csv
https://raw.githubusercontent.com/mrc-ide/global-lmic-reports/master/AFG/projections.csv
https://raw.githubusercontent.com/mrc-ide/global-lmic-reports/master/AFG/projections.csv
https://raw.githubusercontent.com/mrc-ide/global-lmic-reports/master/AFG/projections.csv
https://raw.githubusercontent.com/mrc-ide/global-lmic-reports/master/AFG/projections.csv
https://raw.githubusercontent.com/mrc-ide/global-lmic-reports/master/AFG/projections.csv
https://raw.githubusercontent.com/mrc-ide/global-lmic-reports/master/AFG/projections.csv
https://raw.githubusercontent.com/mrc-ide/global-lmic-reports/master/AFG/projections.csv
https://raw.githubusercontent.com/mrc-ide/global-lmic-reports/master/AFG/projections.csv
https://raw.githubusercontent.com/mrc-ide/global-lmic-reports/master/AFG/projections.csv
https://raw.githubusercontent.com/mrc-ide/global-lmic-reports/master/AFG/projections.csv
https://raw.githubusercontent.com/mrc-ide/global-lmic-reports/master/AFG/projections.csv
https://raw.githubusercontent.com/mrc-ide/global-lmic-reports/master/AFG/projections.csv
https://raw.githubusercontent.com/mrc-ide/global-lmic-reports/master/AFG/projections.csv
https://raw.githubusercontent.com/mrc-ide/global-lmic-reports/master/AFG/projections.csv
https://raw.githubusercontent.com/mrc-ide/global-lmic-reports/master/AFG/projections.csv
https://raw.githubusercontent.com/mrc-ide/global-lmic-reports/master/AFG/projections.csv
https://raw.githubusercontent.com/mrc-ide/global-lmic-reports/master/AFG/projections.csv
https://raw.githubusercontent.com/mrc-ide/global-lmic-reports/master/AFG/projections.csv
https://raw.githubusercontent.com/mrc-ide/global-lmic-reports/master/AFG/projections.csv
https://raw.githubusercontent.com/mrc-ide/global-lmic-reports/master/AFG/projections.csv
https://raw.githubusercontent.com/mrc-ide/global-lmic-reports/master/AFG/projections.csv
https://raw.githubusercontent.com/mrc-ide/global-lmic-reports/master/AFG/projections.csv
https://raw.githubusercontent.com/mrc-ide/global-lmic-reports/master/AFG/projections.csv
https://raw.githubusercontent.com/mrc-ide/global-lmic-reports/master/AFG/projections.csv
https://raw.githubusercontent.com/mrc-ide/global-lmic-reports/master/AFG/projections.csv
https://raw.githubusercontent.com/mrc-ide/global-lmic-reports/master/AFG/projections.csv
https://raw.githubusercontent.com/mrc-ide/global-lmic-reports/master/AFG/projections.csv
https://raw.githubusercontent.com/mrc-ide/global-lmic-reports/master/AFG/projections.csv
https://raw.githubusercontent.com/mrc-ide/global-lmic-reports/master/AFG/projections.csv
https://raw.githubusercontent.com/mrc-ide/global-lmic-reports/master/AFG/projections.csv
https://raw.githubusercontent.com/mrc-ide/global-lmic-reports/master/AFG/projections.csv
https://raw.githubusercontent.com/mrc-ide/global-lmic-reports/master/AFG/projections.csv
https://raw.githubusercontent.com/mrc-ide/global-lmic-reports/master/AFG/projections.csv
https://raw.githubusercontent.com/mrc-ide/global-lmic-reports/master/AFG/projections.csv
https://raw.githubusercontent.com/mrc-ide/global-lmic-reports/master/AFG/projections.csv
https://raw.githubusercontent.com/mrc-ide/global-lmic-reports/master/AFG/projections.csv
https://raw.githubusercontent.com/mrc-ide/global-lmic-reports/master/AFG/projections.csv
https://raw.githubusercontent.com/mrc-ide/global-lmic-reports/master/AFG/projections.csv
https://raw.githubusercontent.com/mrc-ide/global-lmic-reports/master/AFG/projections.csv
https://raw.githubusercontent.com/mrc-ide/global-lmic-reports/master/AFG/projections.csv
https://raw.githubusercontent.com/mrc-ide/global-lmic-reports/master/AFG/projections.csv
https://raw.githubusercontent.com/mrc-ide/global-lmic-reports/master/AFG/projections.csv
https://raw.githubusercontent.com/mrc-ide/global-lmic-reports/master/AFG/projections.csv
https://raw.githubusercontent.com/mrc-ide/global-lmic-reports/master/AFG/projections.csv
https://raw.githubusercontent.com/mrc-ide/global-lmic-reports/master/AFG/projections.csv
https://raw.githubusercontent.com/mrc-ide/global-lmic-reports/master/AFG/projections.csv
https://raw.githubusercontent.com/mrc-ide/global-lmic-reports/master/AFG/projections.csv
https://raw.githubusercontent.com/mrc-ide/global-lmic-reports/master/AFG/projections.csv
https://raw.githubusercontent.com/mrc-ide/global-lmic-reports/master/AFG/projections.csv
https://raw.githubusercontent.com/mrc-ide/global-lmic-reports/master/AFG/projections.csv
https://raw.githubusercontent.com/mrc-ide/global-lmic-reports/master/AFG/projections.csv
https://raw.githubusercontent.com/mrc-ide/global-lmic-reports/master/AFG/projections.csv
https://raw.githubusercontent.com/mrc-ide/global-lmic-reports/master/AFG/projections.csv
https://raw.githubusercontent.com/mrc-ide/global-lmic-reports/master/AFG/projections.csv
https://raw.githubusercontent.com/mrc-ide/global-lmic-reports/master/AFG/projections.csv
https://raw.githubusercontent.com/mrc-ide/global-lmic-reports/master/AFG/projections.csv
https://raw.githubusercontent.com/mrc-ide/global-lmic-reports/master/AFG/projections.csv
https://raw.githubusercontent.com/mrc-ide/global-lmic-reports/master/AFG/projections.csv
https://raw.githubusercontent.com/mrc-ide/global-lmic-reports/master/AFG/projections.csv
https://raw.githubusercontent.com/mrc-ide/global-lmic-reports/master/AFG/projections.csv
https://raw.githubusercontent.com/mrc-ide/global-lmic-reports/master/AFG/projections.csv
https://raw.githubusercontent.com/mrc-ide/global-lmic-reports/master/AFG/projections.csv
https://raw.githubusercontent.com/mrc-ide/global-lmic-reports/master/AFG/projections.csv
https://raw.githubusercontent.com/mrc-ide/global-lmic-reports/master/AFG/projections.csv
https://raw.githubusercontent.com/mrc-ide/global-lmic-reports/master/AFG/projections.csv
https://raw.githubusercontent.com/mrc-ide/global-lmic-reports/master/AFG/projections.csv
https://raw.githubusercontent.com/mrc-ide/global-lmic-reports/master/AFG/projections.csv
https://raw.githubusercontent.com/mrc-ide/global-lmic-reports/master/AFG/projections.csv
https://raw.githubusercontent.com/mrc-ide/global-lmic-reports/master/AFG/projections.csv
https://raw.githubusercontent.com/mrc-ide/global-lmic-reports/master/AFG/projections.csv
https://raw.githubusercontent.com/mrc-ide/global-lmic-reports/master/AFG/projections.csv
https://raw.githubusercontent.com/mrc-ide/global-lmic-reports/master/AFG/projections.csv
https://raw.githubusercontent.com/mrc-ide/global-lmic-reports/master/AFG/projections.csv
https://raw.githubusercontent.com/mrc-ide/global-lmic-reports/master/AFG/projections.csv
https://raw.githubusercontent.com/mrc-ide/global-lmic-reports/master/AFG/projections.csv
https://raw.githubusercontent.com/mrc-ide/global-lmic-reports/master/AFG/projections.csv
https://raw.githubusercontent.com/mrc-ide/global-lmic-reports/master/AFG/projections.csv
https://raw.githubusercontent.com/mrc-ide/global-lmic-reports/master/AFG/projections.csv
https://raw.githubusercontent.com/mrc-ide/global-lmic-reports/master/AFG/projections.csv
https://raw.githubusercontent.com/mrc-ide/global-lmic-reports/master/AFG/projections.csv
https://raw.githubusercontent.com/mrc-ide/global-lmic-reports/master/AFG/projections.csv
https://raw.githubusercontent.com/mrc-ide/global-lmic-reports/master/AFG/projections.csv
https://raw.githubusercontent.com/mrc-ide/global-lmic-reports/master/AFG/projections.csv
https://raw.githubusercontent.com/mrc-ide/global-lmic-reports/master/AFG/projections.csv
https://raw.githubusercontent.com/mrc-ide/global-lmic-reports/master/AFG/projections.csv
https://raw.githubusercontent.com/mrc-ide/global-lmic-reports/master/AFG/projections.csv
https://raw.githubusercontent.com/mrc-ide/global-lmic-reports/master/AFG/projections.csv
https://raw.githubusercontent.com/mrc-ide/global-lmic-reports/master/AFG/projections.csv
https://raw.githubusercontent.com/mrc-ide/global-lmic-reports/master/AFG/projections.csv
https://raw.githubusercontent.com/mrc-ide/global-lmic-reports/master/AFG/projections.csv
https://raw.githubusercontent.com/mrc-ide/global-lmic-reports/master/AFG/projections.csv
https://raw.githubusercontent.com/mrc-ide/global-lmic-reports/master/AFG/projections.csv
https://raw.githubusercontent.com/mrc-ide/global-lmic-reports/master/AFG/projections.csv
https://raw.githubusercontent.com/mrc-ide/global-lmic-reports/master/AFG/projections.csv
https://raw.githubusercontent.com/mrc-ide/global-lmic-reports/master/AFG/projections.csv
https://raw.githubusercontent.com/mrc-ide/global-lmic-reports/master/AFG/projections.csv
https://raw.githubusercontent.com/mrc-ide/global-lmic-reports/master/AFG/projections.csv
https://raw.githubusercontent.com/mrc-ide/global-lmic-reports/master/AFG/projections.csv
https://raw.githubusercontent.com/mrc-ide/global-lmic-reports/master/AFG/projections.csv
https://raw.githubusercontent.com/mrc-ide/global-lmic-reports/master/AFG/projections.csv
https://raw.githubusercontent.com/mrc-ide/global-lmic-reports/master/AFG/projections.csv
https://raw.githubusercontent.com/mrc-ide/global-lmic-reports/master/AFG/projections.csv
https://raw.githubusercontent.com/mrc-ide/global-lmic-reports/master/AFG/projections.csv
https://raw.githubusercontent.com/mrc-ide/global-lmic-reports/master/AFG/projections.csv
https://raw.githubusercontent.com/mrc-ide/global-lmic-reports/master/AFG/projections.csv
https://raw.githubusercontent.com/mrc-ide/global-lmic-reports/master/AFG/projections.csv
https://raw.githubusercontent.com/mrc-ide/global-lmic-reports/master/AFG/projections.csv
https://raw.githubusercontent.com/mrc-ide/global-lmic-reports/master/AFG/projections.csv
https://raw.githubusercontent.com/mrc-ide/global-lmic-reports/master/AFG/projections.csv
https://raw.githubusercontent.com/mrc-ide/global-lmic-reports/master/AFG/projections.csv
https://raw.githubusercontent.com/mrc-ide/global-lmic-reports/master/AFG/projections.csv
https://raw.githubusercontent.com/mrc-ide/global-lmic-reports/master/AFG/projections.csv
https://raw.githubusercontent.com/mrc-ide/global-lmic-reports/master/AFG/projections.csv
https://raw.githubusercontent.com/mrc-ide/global-lmic-reports/master/AFG/projections.csv
https://raw.githubusercontent.com/mrc-ide/global-lmic-reports/master/AFG/projections.csv
https://raw.githubusercontent.com/mrc-ide/global-lmic-reports/master/AFG/projections.csv
https://raw.githubusercontent.com/mrc-ide/global-lmic-reports/master/AFG/projections.csv
https://raw.githubusercontent.com/mrc-ide/global-lmic-reports/master/AFG/projections.csv
https://raw.githubusercontent.com/mrc-ide/global-lmic-reports/master/AFG/projections.csv
https://raw.githubusercontent.com/mrc-ide/global-lmic-reports/master/AFG/projections.csv
https://raw.githubusercontent.com/mrc-ide/global-lmic-reports/master/AFG/projections.csv
https://raw.githubusercontent.com/mrc-ide/global-lmic-reports/master/AFG/projections.csv
https://raw.githubusercontent.com/mrc-ide/global-lmic-reports/master/AFG/projections.csv
https://raw.githubusercontent.com/mrc-ide/global-lmic-reports/master/AFG/projections.csv
https://raw.githubusercontent.com/mrc-ide/global-lmic-reports/master/AFG/projections.csv
https://raw.githubusercontent.com/mrc-ide/global-lmic-reports/master/AFG/projections.csv
https://raw.githubusercontent.com/mrc-ide/global-lmic-reports/master/AFG/projections.csv
https://raw.githubusercontent.com/mrc-ide/global-lmic-reports/master/AFG/projections.csv
https://raw.githubusercontent.com/mrc-ide/global-lmic-reports/master/AFG/projections.csv
https://raw.githubusercontent.com/mrc-ide/global-lmic-reports/master/AFG/projections.csv
https://raw.githubusercontent.com/mrc-ide/global-lmic-reports/master/AFG/projections.csv
https://raw.githubusercontent.com/mrc-ide/global-lmic-reports/master/AFG/projections.csv
https://raw.githubusercontent.com/mrc-ide/global-lmic-reports/master/AFG/projections.csv
https://raw.githubusercontent.com/mrc-ide/global-lmic-reports/master/AFG/projections.csv
https://raw.githubusercontent.com/mrc-ide/global-lmic-reports/master/AFG/projections.csv
https://raw.githubusercontent.com/mrc-ide/global-lmic-reports/master/AFG/projections.csv
https://raw.githubusercontent.com/mrc-ide/global-lmic-reports/master/AFG/projections.csv
https://raw.githubusercontent.com/mrc-ide/global-lmic-reports/master/AFG/projections.csv
https://raw.githubusercontent.com/mrc-ide/global-lmic-reports/master/AFG/projections.csv
https://raw.githubusercontent.com/mrc-ide/global-lmic-reports/master/AFG/projections.csv
https://raw.githubusercontent.com/mrc-ide/global-lmic-reports/master/AFG/projections.csv
https://raw.githubusercontent.com/mrc-ide/global-lmic-reports/master/AFG/projections.csv
https://raw.githubusercontent.com/mrc-ide/global-lmic-reports/master/AFG/projections.csv
https://raw.githubusercontent.com/mrc-ide/global-lmic-reports/master/AFG/projections.csv
https://raw.githubusercontent.com/mrc-ide/global-lmic-reports/master/AFG/projections.csv
https://raw.githubusercontent.com/mrc-ide/global-lmic-reports/master/AFG/projections.csv
https://raw.githubusercontent.com/mrc-ide/global-lmic-reports/master/AFG/projections.csv
https://raw.githubusercontent.com/mrc-ide/global-lmic-reports/master/AFG/projections.csv
https://raw.githubusercontent.com/mrc-ide/global-lmic-reports/master/AFG/projections.csv
https://raw.githubusercontent.com/mrc-ide/global-lmic-reports/master/AFG/projections.csv
https://raw.githubusercontent.com/mrc-ide/global-lmic-reports/master/AFG/projections.csv
https://raw.githubusercontent.com/mrc-ide/global-lmic-reports/master/AFG/projections.csv
https://raw.githubusercontent.com/mrc-ide/global-lmic-reports/master/AFG/projections.csv
https://raw.githubusercontent.com/mrc-ide/global-lmic-reports/master/AFG/projections.csv
https://raw.githubusercontent.com/mrc-ide/global-lmic-reports/master/AFG/projections.csv
https://raw.githubusercontent.com/mrc-ide/global-lmic-reports/master/AFG/projections.csv
https://raw.githubusercontent.com/mrc-ide/global-lmic-reports/master/AFG/projections.csv
https://raw.githubusercontent.com/mrc-ide/global-lmic-reports/master/AFG/projections.csv
https://raw.githubusercontent.com/mrc-ide/global-lmic-reports/master/AFG/projections.csv
https://raw.githubusercontent.com/mrc-ide/global-lmic-reports/master/AFG/projections.csv
https://raw.githubusercontent.com/mrc-ide/global-lmic-reports/master/AFG/projections.csv
https://raw.githubusercontent.com/mrc-ide/global-lmic-reports/master/AFG/projections.csv
https://raw.githubusercontent.com/mrc-ide/global-lmic-reports/master/AFG/projections.csv
https://raw.githubusercontent.com/mrc-ide/global-lmic-reports/master/AFG/projections.csv
https://raw.githubusercontent.com/mrc-ide/global-lmic-reports/master/AFG/projections.csv
https://raw.githubusercontent.com/mrc-ide/global-lmic-reports/master/AFG/projections.csv
https://raw.githubusercontent.com/mrc-ide/global-lmic-reports/master/AFG/projections.csv
https://raw.githubusercontent.com/mrc-ide/global-lmic-reports/master/AFG/projections.csv
https://raw.githubusercontent.com/mrc-ide/global-lmic-reports/master/AFG/projections.csv
https://raw.githubusercontent.com/mrc-ide/global-lmic-reports/master/AFG/projections.csv
https://raw.githubusercontent.com/mrc-ide/global-lmic-reports/master/AFG/projections.csv
https://raw.githubusercontent.com/mrc-ide/global-lmic-reports/master/AFG/projections.csv
https://raw.githubusercontent.com/mrc-ide/global-lmic-reports/master/AFG/projections.csv
https://raw.githubusercontent.com/mrc-ide/global-lmic-reports/master/AFG/projections.csv
https://raw.githubusercontent.com/mrc-ide/global-lmic-reports/master/AFG/projections.csv
https://raw.githubusercontent.com/mrc-ide/global-lmic-reports/master/AFG/projections.csv
https://raw.githubusercontent.com/mrc-ide/global-lmic-reports/master/AFG/projections.csv
https://raw.githubusercontent.com/mrc-ide/global-lmic-reports/master/AFG/projections.csv
https://raw.githubusercontent.com/mrc-ide/global-lmic-reports/master/AFG/projections.csv
https://raw.githubusercontent.com/mrc-ide/global-lmic-reports/master/AFG/projections.csv
https://raw.githubusercontent.com/mrc-ide/global-lmic-reports/master/AFG/projections.csv
https://raw.githubusercontent.com/mrc-ide/global-lmic-reports/master/AFG/projections.csv
https://raw.githubusercontent.com/mrc-ide/global-lmic-reports/master/AFG/projections.csv
https://raw.githubusercontent.com/mrc-ide/global-lmic-reports/master/AFG/projections.csv
https://raw.githubusercontent.com/mrc-ide/global-lmic-reports/master/AFG/projections.csv
https://raw.githubusercontent.com/mrc-ide/global-lmic-reports/master/AFG/projections.csv
https://raw.githubusercontent.com/mrc-ide/global-lmic-reports/master/AFG/projections.csv
https://raw.githubusercontent.com/mrc-ide/global-lmic-reports/master/AFG/projections.csv
https://raw.githubusercontent.com/mrc-ide/global-lmic-reports/master/AFG/projections.csv
https://raw.githubusercontent.com/mrc-ide/global-lmic-reports/master/AFG/projections.csv
https://raw.githubusercontent.com/mrc-ide/global-lmic-reports/master/AFG/projections.csv
https://raw.githubusercontent.com/mrc-ide/global-lmic-reports/master/AFG/projections.csv
https://raw.githubusercontent.com/mrc-ide/global-lmic-reports/master/AFG/projections.csv
https://raw.githubusercontent.com/mrc-ide/global-lmic-reports/master/AFG/projections.csv
https://raw.githubusercontent.com/mrc-ide/global-lmic-reports/master/AFG/projections.csv
https://raw.githubusercontent.com/mrc-ide/global-lmic-reports/master/AFG/projections.csv
https://raw.githubusercontent.com/mrc-ide/global-lmic-reports/master/AFG/projections.csv
https://raw.githubusercontent.com/mrc-ide/global-lmic-reports/master/AFG/projections.csv
https://raw.githubusercontent.com/mrc-ide/global-lmic-reports/master/AFG/projections.csv
https://raw.githubusercontent.com/mrc-ide/global-lmic-reports/master/AFG/projections.csv
https://raw.githubusercontent.com/mrc-ide/global-lmic-reports/master/AFG/projections.csv
https://raw.githubusercontent.com/mrc-ide/global-lmic-reports/master/AFG/projections.csv
https://raw.githubusercontent.com/mrc-ide/global-lmic-reports/master/AFG/projections.csv
https://raw.githubusercontent.com/mrc-ide/global-lmic-reports/master/AFG/projections.csv
https://raw.githubusercontent.com/mrc-ide/global-lmic-reports/master/AFG/projections.csv
https://raw.githubusercontent.com/mrc-ide/global-lmic-reports/master/AFG/projections.csv
https://raw.githubusercontent.com/mrc-ide/global-lmic-reports/master/AFG/projections.csv
https://raw.githubusercontent.com/mrc-ide/global-lmic-reports/master/AFG/projections.csv
https://raw.githubusercontent.com/mrc-ide/global-lmic-reports/master/AFG/projections.csv
https://raw.githubusercontent.com/mrc-ide/global-lmic-reports/master/AFG/projections.csv
https://raw.githubusercontent.com/mrc-ide/global-lmic-reports/master/AFG/projections.csv
https://raw.githubusercontent.com/mrc-ide/global-lmic-reports/master/AFG/projections.csv
https://raw.githubusercontent.com/mrc-ide/global-lmic-reports/master/AFG/projections.csv
https://raw.githubusercontent.com/mrc-ide/global-lmic-reports/master/AFG/projections.csv
https://raw.githubusercontent.com/mrc-ide/global-lmic-reports/master/AFG/projections.csv
https://raw.githubusercontent.com/mrc-ide/global-lmic-reports/master/AFG/projections.csv
https://raw.githubusercontent.com/mrc-ide/global-lmic-reports/master/AFG/projections.csv
https://raw.githubusercontent.com/mrc-ide/global-lmic-reports/master/AFG/projections.csv
https://raw.githubusercontent.com/mrc-ide/global-lmic-reports/master/AFG/projections.csv
https://raw.githubusercontent.com/mrc-ide/global-lmic-reports/master/AFG/projections.csv
https://raw.githubusercontent.com/mrc-ide/global-lmic-reports/master/AFG/projections.csv
https://raw.githubusercontent.com/mrc-ide/global-lmic-reports/master/AFG/projections.csv
https://raw.githubusercontent.com/mrc-ide/global-lmic-reports/master/AFG/projections.csv
https://raw.githubusercontent.com/mrc-ide/global-lmic-reports/master/AFG/projections.csv
https://raw.githubusercontent.com/mrc-ide/global-lmic-reports/master/AFG/projections.csv
https://raw.githubusercontent.com/mrc-ide/global-lmic-reports/master/AFG/projections.csv
https://raw.githubusercontent.com/mrc-ide/global-lmic-reports/master/AFG/projections.csv
https://raw.githubusercontent.com/mrc-ide/global-lmic-reports/master/AFG/projections.csv
https://raw.githubusercontent.com/mrc-ide/global-lmic-reports/master/AFG/projections.csv
https://raw.githubusercontent.com/mrc-ide/global-lmic-reports/master/AFG/projections.csv
https://raw.githubusercontent.com/mrc-ide/global-lmic-reports/master/AFG/projections.csv
https://raw.githubusercontent.com/mrc-ide/global-lmic-reports/master/AFG/projections.csv
https://raw.githubusercontent.com/mrc-ide/global-lmic-reports/master/AFG/projections.csv
https://raw.githubusercontent.com/mrc-ide/global-lmic-reports/master/AFG/projections.csv
https://raw.githubusercontent.com/mrc-ide/global-lmic-reports/master/AFG/projections.csv
https://raw.githubusercontent.com/mrc-ide/global-lmic-reports/master/AFG/projections.csv
https://raw.githubusercontent.com/mrc-ide/global-lmic-reports/master/AFG/projections.csv
https://raw.githubusercontent.com/mrc-ide/global-lmic-reports/master/AFG/projections.csv
https://raw.githubusercontent.com/mrc-ide/global-lmic-reports/master/AFG/projections.csv
https://raw.githubusercontent.com/mrc-ide/global-lmic-reports/master/AFG/projections.csv
https://raw.githubusercontent.com/mrc-ide/global-lmic-reports/master/AFG/projections.csv
https://raw.githubusercontent.com/mrc-ide/global-lmic-reports/master/AFG/projections.csv
https://raw.githubusercontent.com/mrc-ide/global-lmic-reports/master/AFG/projections.csv
https://raw.githubusercontent.com/mrc-ide/global-lmic-reports/master/AFG/projections.csv
https://raw.githubusercontent.com/mrc-ide/global-lmic-reports/master/AFG/projections.csv
https://raw.githubusercontent.com/mrc-ide/global-lmic-reports/master/AFG/projections.csv
https://raw.githubusercontent.com/mrc-ide/global-lmic-reports/master/AFG/projections.csv
https://raw.githubusercontent.com/mrc-ide/global-lmic-reports/master/AFG/projections.csv
https://raw.githubusercontent.com/mrc-ide/global-lmic-reports/master/AFG/projections.csv
https://raw.githubusercontent.com/mrc-ide/global-lmic-reports/master/AFG/projections.csv
https://raw.githubusercontent.com/mrc-ide/global-lmic-reports/master/AFG/projections.csv
https://raw.githubusercontent.com/mrc-ide/global-lmic-reports/master/AFG/projections.csv
https://raw.githubusercontent.com/mrc-ide/global-lmic-reports/master/AFG/projections.csv
https://raw.githubusercontent.com/mrc-ide/global-lmic-reports/master/AFG/projections.csv
https://raw.githubusercontent.com/mrc-ide/global-lmic-reports/master/AFG/projections.csv
https://raw.githubusercontent.com/mrc-ide/global-lmic-reports/master/AFG/projections.csv
https://raw.githubusercontent.com/mrc-ide/global-lmic-reports/master/AFG/projections.csv
https://raw.githubusercontent.com/mrc-ide/global-lmic-reports/master/AFG/projections.csv
https://raw.githubusercontent.com/mrc-ide/global-lmic-reports/master/AFG/projections.csv
https://raw.githubusercontent.com/mrc-ide/global-lmic-reports/master/AFG/projections.csv
https://raw.githubusercontent.com/mrc-ide/global-lmic-reports/master/AFG/projections.csv
https://raw.githubusercontent.com/mrc-ide/global-lmic-reports/master/AFG/projections.csv
https://raw.githubusercontent.com/mrc-ide/global-lmic-reports/master/AFG/projections.csv
https://raw.githubusercontent.com/mrc-ide/global-lmic-reports/master/AFG/projections.csv
https://raw.githubusercontent.com/mrc-ide/global-lmic-reports/master/AFG/projections.csv
https://raw.githubusercontent.com/mrc-ide/global-lmic-reports/master/AFG/projections.csv
https://raw.githubusercontent.com/mrc-ide/global-lmic-reports/master/AFG/projections.csv
https://raw.githubusercontent.com/mrc-ide/global-lmic-reports/master/AFG/projections.csv
https://raw.githubusercontent.com/mrc-ide/global-lmic-reports/master/AFG/projections.csv
https://raw.githubusercontent.com/mrc-ide/global-lmic-reports/master/AFG/projections.csv
https://raw.githubusercontent.com/mrc-ide/global-lmic-reports/master/AFG/projections.csv
https://raw.githubusercontent.com/mrc-ide/global-lmic-reports/master/AFG/projections.csv
https://raw.githubusercontent.com/mrc-ide/global-lmic-reports/master/AFG/projections.csv
https://raw.githubusercontent.com/mrc-ide/global-lmic-reports/master/AFG/projections.csv
https://raw.githubusercontent.com/mrc-ide/global-lmic-reports/master/AFG/projections.csv
https://raw.githubusercontent.com/mrc-ide/global-lmic-reports/master/AFG/projections.csv
https://raw.githubusercontent.com/mrc-ide/global-lmic-reports/master/AFG/projections.csv
https://raw.githubusercontent.com/mrc-ide/global-lmic-reports/master/AFG/projections.csv
https://raw.githubusercontent.com/mrc-ide/global-lmic-reports/master/AFG/projections.csv
https://raw.githubusercontent.com/mrc-ide/global-lmic-reports/master/AFG/projections.csv
https://raw.githubusercontent.com/mrc-ide/global-lmic-reports/master/AFG/projections.csv
https://raw.githubusercontent.com/mrc-ide/global-lmic-reports/master/AFG/projections.csv
https://raw.githubusercontent.com/mrc-ide/global-lmic-reports/master/AFG/projections.csv
https://raw.githubusercontent.com/mrc-ide/global-lmic-reports/master/AFG/projections.csv
https://raw.githubusercontent.com/mrc-ide/global-lmic-reports/master/AFG/projections.csv
https://raw.githubusercontent.com/mrc-ide/global-lmic-reports/master/AFG/projections.csv
https://raw.githubusercontent.com/mrc-ide/global-lmic-reports/master/AFG/projections.csv
https://raw.githubusercontent.com/mrc-ide/global-lmic-reports/master/AFG/projections.csv
https://raw.githubusercontent.com/mrc-ide/global-lmic-reports/master/AFG/projections.csv
https://raw.githubusercontent.com/mrc-ide/global-lmic-reports/master/AFG/projections.csv
https://raw.githubusercontent.com/mrc-ide/global-lmic-reports/master/AFG/projections.csv
https://raw.githubusercontent.com/mrc-ide/global-lmic-reports/master/AFG/projections.csv
https://raw.githubusercontent.com/mrc-ide/global-lmic-reports/master/AFG/projections.csv
https://raw.githubusercontent.com/mrc-ide/global-lmic-reports/master/AFG/projections.csv
https://raw.githubusercontent.com/mrc-ide/global-lmic-reports/master/AFG/projections.csv
https://raw.githubusercontent.com/mrc-ide/global-lmic-reports/master/AFG/projections.csv
https://raw.githubusercontent.com/mrc-ide/global-lmic-reports/master/AFG/projections.csv
https://raw.githubusercontent.com/mrc-ide/global-lmic-reports/master/AFG/projections.csv
https://raw.githubusercontent.com/mrc-ide/global-lmic-reports/master/AFG/projections.csv
https://raw.githubusercontent.com/mrc-ide/global-lmic-reports/master/AFG/projections.csv
https://raw.githubusercontent.com/mrc-ide/global-lmic-reports/master/AFG/projections.csv
https://raw.githubusercontent.com/mrc-ide/global-lmic-reports/master/AFG/projections.csv
https://raw.githubusercontent.com/mrc-ide/global-lmic-reports/master/AFG/projections.csv
https://raw.githubusercontent.com/mrc-ide/global-lmic-reports/master/AFG/projections.csv
https://raw.githubusercontent.com/mrc-ide/global-lmic-reports/master/AFG/projections.csv
https://raw.githubusercontent.com/mrc-ide/global-lmic-reports/master/AFG/projections.csv
https://raw.githubusercontent.com/mrc-ide/global-lmic-reports/master/AFG/projections.csv
https://raw.githubusercontent.com/mrc-ide/global-lmic-reports/master/AFG/projections.csv
https://raw.githubusercontent.com/mrc-ide/global-lmic-reports/master/AFG/projections.csv
https://raw.githubusercontent.com/mrc-ide/global-lmic-reports/master/AFG/projections.csv
https://raw.githubusercontent.com/mrc-ide/global-lmic-reports/master/AFG/projections.csv
https://raw.githubusercontent.com/mrc-ide/global-lmic-reports/master/AFG/projections.csv
https://raw.githubusercontent.com/mrc-ide/global-lmic-reports/master/AFG/projections.csv
https://raw.githubusercontent.com/mrc-ide/global-lmic-reports/master/AFG/projections.csv
https://raw.githubusercontent.com/mrc-ide/global-lmic-reports/master/AFG/projections.csv
https://raw.githubusercontent.com/mrc-ide/global-lmic-reports/master/AFG/projections.csv
https://raw.githubusercontent.com/mrc-ide/global-lmic-reports/master/AFG/projections.csv
https://raw.githubusercontent.com/mrc-ide/global-lmic-reports/master/AFG/projections.csv
https://raw.githubusercontent.com/mrc-ide/global-lmic-reports/master/AFG/projections.csv
https://raw.githubusercontent.com/mrc-ide/global-lmic-reports/master/AFG/projections.csv
https://raw.githubusercontent.com/mrc-ide/global-lmic-reports/master/AFG/projections.csv
https://raw.githubusercontent.com/mrc-ide/global-lmic-reports/master/AFG/projections.csv
https://raw.githubusercontent.com/mrc-ide/global-lmic-reports/master/AFG/projections.csv
https://raw.githubusercontent.com/mrc-ide/global-lmic-reports/master/AFG/projections.csv
https://raw.githubusercontent.com/mrc-ide/global-lmic-reports/master/AFG/projections.csv
https://raw.githubusercontent.com/mrc-ide/global-lmic-reports/master/AFG/projections.csv
https://raw.githubusercontent.com/mrc-ide/global-lmic-reports/master/AFG/projections.csv
https://raw.githubusercontent.com/mrc-ide/global-lmic-reports/master/AFG/projections.csv
https://raw.githubusercontent.com/mrc-ide/global-lmic-reports/master/AFG/projections.csv
https://raw.githubusercontent.com/mrc-ide/global-lmic-reports/master/AFG/projections.csv
https://raw.githubusercontent.com/mrc-ide/global-lmic-reports/master/AFG/projections.csv
https://raw.githubusercontent.com/mrc-ide/global-lmic-reports/master/AFG/projections.csv
https://raw.githubusercontent.com/mrc-ide/global-lmic-reports/master/AFG/projections.csv
https://raw.githubusercontent.com/mrc-ide/global-lmic-reports/master/AFG/projections.csv
https://raw.githubusercontent.com/mrc-ide/global-lmic-reports/master/AFG/projections.csv
https://raw.githubusercontent.com/mrc-ide/global-lmic-reports/master/AFG/projections.csv
https://raw.githubusercontent.com/mrc-ide/global-lmic-reports/master/AFG/projections.csv
https://raw.githubusercontent.com/mrc-ide/global-lmic-reports/master/AFG/projections.csv
https://raw.githubusercontent.com/mrc-ide/global-lmic-reports/master/AFG/projections.csv
https://raw.githubusercontent.com/mrc-ide/global-lmic-reports/master/AFG/projections.csv
https://raw.githubusercontent.com/mrc-ide/global-lmic-reports/master/AFG/projections.csv
https://raw.githubusercontent.com/mrc-ide/global-lmic-reports/master/AFG/projections.csv
https://raw.githubusercontent.com/mrc-ide/global-lmic-reports/master/AFG/projections.csv
https://raw.githubusercontent.com/mrc-ide/global-lmic-reports/master/AFG/projections.csv
https://raw.githubusercontent.com/mrc-ide/global-lmic-reports/master/AFG/projections.csv
https://raw.githubusercontent.com/mrc-ide/global-lmic-reports/master/AFG/projections.csv
https://raw.githubusercontent.com/mrc-ide/global-lmic-reports/master/AFG/projections.csv
https://raw.githubusercontent.com/mrc-ide/global-lmic-reports/master/AFG/projections.csv
https://raw.githubusercontent.com/mrc-ide/global-lmic-reports/master/AFG/projections.csv
https://raw.githubusercontent.com/mrc-ide/global-lmic-reports/master/AFG/projections.csv
https://raw.githubusercontent.com/mrc-ide/global-lmic-reports/master/AFG/projections.csv
https://raw.githubusercontent.com/mrc-ide/global-lmic-reports/master/AFG/projections.csv
https://raw.githubusercontent.com/mrc-ide/global-lmic-reports/master/AFG/projections.csv
https://raw.githubusercontent.com/mrc-ide/global-lmic-reports/master/AFG/projections.csv
https://raw.githubusercontent.com/mrc-ide/global-lmic-reports/master/AFG/projections.csv
https://raw.githubusercontent.com/mrc-ide/global-lmic-reports/master/AFG/projections.csv
https://raw.githubusercontent.com/mrc-ide/global-lmic-reports/master/AFG/projections.csv
https://raw.githubusercontent.com/mrc-ide/global-lmic-reports/master/AFG/projections.csv
https://raw.githubusercontent.com/mrc-ide/global-lmic-reports/master/AFG/projections.csv
https://raw.githubusercontent.com/mrc-ide/global-lmic-reports/master/AFG/projections.csv
https://raw.githubusercontent.com/mrc-ide/global-lmic-reports/master/AFG/projections.csv
https://raw.githubusercontent.com/mrc-ide/global-lmic-reports/master/AFG/projections.csv
https://raw.githubusercontent.com/mrc-ide/global-lmic-reports/master/AFG/projections.csv
https://raw.githubusercontent.com/mrc-ide/global-lmic-reports/master/AFG/projections.csv
https://raw.githubusercontent.com/mrc-ide/global-lmic-reports/master/AFG/projections.csv
https://raw.githubusercontent.com/mrc-ide/global-lmic-reports/master/AFG/projections.csv
https://raw.githubusercontent.com/mrc-ide/global-lmic-reports/master/AFG/projections.csv
https://raw.githubusercontent.com/mrc-ide/global-lmic-reports/master/AFG/projections.csv
https://raw.githubusercontent.com/mrc-ide/global-lmic-reports/master/AFG/projections.csv
https://raw.githubusercontent.com/mrc-ide/global-lmic-reports/master/AFG/projections.csv
https://raw.githubusercontent.com/mrc-ide/global-lmic-reports/master/AFG/projections.csv
https://raw.githubusercontent.com/mrc-ide/global-lmic-reports/master/AFG/projections.csv
https://raw.githubusercontent.com/mrc-ide/global-lmic-reports/master/AFG/projections.csv
https://raw.githubusercontent.com/mrc-ide/global-lmic-reports/master/AFG/projections.csv
https://raw.githubusercontent.com/mrc-ide/global-lmic-reports/master/AFG/projections.csv
https://raw.githubusercontent.com/mrc-ide/global-lmic-reports/master/AFG/projections.csv
https://raw.githubusercontent.com/mrc-ide/global-lmic-reports/master/AFG/projections.csv
https://raw.githubusercontent.com/mrc-ide/global-lmic-reports/master/AFG/projections.csv
https://raw.githubusercontent.com/mrc-ide/global-lmic-reports/master/AFG/projections.csv
https://raw.githubusercontent.com/mrc-ide/global-lmic-reports/master/AFG/projections.csv
https://raw.githubusercontent.com/mrc-ide/global-lmic-reports/master/AFG/projections.csv
https://raw.githubusercontent.com/mrc-ide/global-lmic-reports/master/AFG/projections.csv
https://raw.githubusercontent.com/mrc-ide/global-lmic-reports/master/AFG/projections.csv
https://raw.githubusercontent.com/mrc-ide/global-lmic-reports/master/AFG/projections.csv
https://raw.githubusercontent.com/mrc-ide/global-lmic-reports/master/AFG/projections.csv
https://raw.githubusercontent.com/mrc-ide/global-lmic-reports/master/AFG/projections.csv
https://raw.githubusercontent.com/mrc-ide/global-lmic-reports/master/AFG/projections.csv
https://raw.githubusercontent.com/mrc-ide/global-lmic-reports/master/AFG/projections.csv
https://raw.githubusercontent.com/mrc-ide/global-lmic-reports/master/AFG/projections.csv
https://raw.githubusercontent.com/mrc-ide/global-lmic-reports/master/AFG/projections.csv
https://raw.githubusercontent.com/mrc-ide/global-lmic-reports/master/AFG/projections.csv
https://raw.githubusercontent.com/mrc-ide/global-lmic-reports/master/AFG/projections.csv
https://raw.githubusercontent.com/mrc-ide/global-lmic-reports/master/AFG/projections.csv
https://raw.githubusercontent.com/mrc-ide/global-lmic-reports/master/AFG/projections.csv
https://raw.githubusercontent.com/mrc-ide/global-lmic-reports/master/AFG/projections.csv
https://raw.githubusercontent.com/mrc-ide/global-lmic-reports/master/AFG/projections.csv
https://raw.githubusercontent.com/mrc-ide/global-lmic-reports/master/AFG/projections.csv
https://raw.githubusercontent.com/mrc-ide/global-lmic-reports/master/AFG/projections.csv
https://raw.githubusercontent.com/mrc-ide/global-lmic-reports/master/AFG/projections.csv
https://raw.githubusercontent.com/mrc-ide/global-lmic-reports/master/AFG/projections.csv
https://raw.githubusercontent.com/mrc-ide/global-lmic-reports/master/AFG/projections.csv
https://raw.githubusercontent.com/mrc-ide/global-lmic-reports/master/AFG/projections.csv
https://raw.githubusercontent.com/mrc-ide/global-lmic-reports/master/AFG/projections.csv
https://raw.githubusercontent.com/mrc-ide/global-lmic-reports/master/AFG/projections.csv
https://raw.githubusercontent.com/mrc-ide/global-lmic-reports/master/AFG/projections.csv
https://raw.githubusercontent.com/mrc-ide/global-lmic-reports/master/AFG/projections.csv
https://raw.githubusercontent.com/mrc-ide/global-lmic-reports/master/AFG/projections.csv
https://raw.githubusercontent.com/mrc-ide/global-lmic-reports/master/AFG/projections.csv
https://raw.githubusercontent.com/mrc-ide/global-lmic-reports/master/AFG/projections.csv
https://raw.githubusercontent.com/mrc-ide/global-lmic-reports/master/AFG/projections.csv
https://raw.githubusercontent.com/mrc-ide/global-lmic-reports/master/AFG/projections.csv
https://raw.githubusercontent.com/mrc-ide/global-lmic-reports/master/AFG/projections.csv
https://raw.githubusercontent.com/mrc-ide/global-lmic-reports/master/AFG/projections.csv
https://raw.githubusercontent.com/mrc-ide/global-lmic-reports/master/AFG/projections.csv
https://raw.githubusercontent.com/mrc-ide/global-lmic-reports/master/AFG/projections.csv
https://raw.githubusercontent.com/mrc-ide/global-lmic-reports/master/AFG/projections.csv
https://raw.githubusercontent.com/mrc-ide/global-lmic-reports/master/AFG/projections.csv
https://raw.githubusercontent.com/mrc-ide/global-lmic-reports/master/AFG/projections.csv
https://raw.githubusercontent.com/mrc-ide/global-lmic-reports/master/AFG/projections.csv
https://raw.githubusercontent.com/mrc-ide/global-lmic-reports/master/AFG/projections.csv
https://raw.githubusercontent.com/mrc-ide/global-lmic-reports/master/AFG/projections.csv
https://raw.githubusercontent.com/mrc-ide/global-lmic-reports/master/AFG/projections.csv
https://raw.githubusercontent.com/mrc-ide/global-lmic-reports/master/AFG/projections.csv
https://raw.githubusercontent.com/mrc-ide/global-lmic-reports/master/AFG/projections.csv
https://raw.githubusercontent.com/mrc-ide/global-lmic-reports/master/AFG/projections.csv
https://raw.githubusercontent.com/mrc-ide/global-lmic-reports/master/AFG/projections.csv
https://raw.githubusercontent.com/mrc-ide/global-lmic-reports/master/AFG/projections.csv
https://raw.githubusercontent.com/mrc-ide/global-lmic-reports/master/AFG/projections.csv
https://raw.githubusercontent.com/mrc-ide/global-lmic-reports/master/AFG/projections.csv
https://raw.githubusercontent.com/mrc-ide/global-lmic-reports/master/AFG/projections.csv
https://raw.githubusercontent.com/mrc-ide/global-lmic-reports/master/AFG/projections.csv
https://raw.githubusercontent.com/mrc-ide/global-lmic-reports/master/AFG/projections.csv
https://raw.githubusercontent.com/mrc-ide/global-lmic-reports/master/AFG/projections.csv
https://raw.githubusercontent.com/mrc-ide/global-lmic-reports/master/AFG/projections.csv
https://raw.githubusercontent.com/mrc-ide/global-lmic-reports/master/AFG/projections.csv
https://raw.githubusercontent.com/mrc-ide/global-lmic-reports/master/AFG/projections.csv
https://raw.githubusercontent.com/mrc-ide/global-lmic-reports/master/AFG/projections.csv
https://raw.githubusercontent.com/mrc-ide/global-lmic-reports/master/AFG/projections.csv
https://raw.githubusercontent.com/mrc-ide/global-lmic-reports/master/AFG/projections.csv
https://raw.githubusercontent.com/mrc-ide/global-lmic-reports/master/AFG/projections.csv
https://raw.githubusercontent.com/mrc-ide/global-lmic-reports/master/AFG/projections.csv
https://raw.githubusercontent.com/mrc-ide/global-lmic-reports/master/AFG/projections.csv
https://raw.githubusercontent.com/mrc-ide/global-lmic-reports/master/AFG/projections.csv
https://raw.githubusercontent.com/mrc-ide/global-lmic-reports/master/AFG/projections.csv
https://raw.githubusercontent.com/mrc-ide/global-lmic-reports/master/AFG/projections.csv
https://raw.githubusercontent.com/mrc-ide/global-lmic-reports/master/AFG/projections.csv
https://raw.githubusercontent.com/mrc-ide/global-lmic-reports/master/AFG/projections.csv
https://raw.githubusercontent.com/mrc-ide/global-lmic-reports/master/AFG/projections.csv
https://raw.githubusercontent.com/mrc-ide/global-lmic-reports/master/AFG/projections.csv
https://raw.githubusercontent.com/mrc-ide/global-lmic-reports/master/AFG/projections.csv
https://raw.githubusercontent.com/mrc-ide/global-lmic-reports/master/AFG/projections.csv
https://raw.githubusercontent.com/mrc-ide/global-lmic-reports/master/AFG/projections.csv
https://raw.githubusercontent.com/mrc-ide/global-lmic-reports/master/AFG/projections.csv
https://raw.githubusercontent.com/mrc-ide/global-lmic-reports/master/AFG/projections.csv
https://raw.githubusercontent.com/mrc-ide/global-lmic-reports/master/AFG/projections.csv
https://raw.githubusercontent.com/mrc-ide/global-lmic-reports/master/AFG/projections.csv
https://raw.githubusercontent.com/mrc-ide/global-lmic-reports/master/AFG/projections.csv
https://raw.githubusercontent.com/mrc-ide/global-lmic-reports/master/AFG/projections.csv
https://raw.githubusercontent.com/mrc-ide/global-lmic-reports/master/AFG/projections.csv
https://raw.githubusercontent.com/mrc-ide/global-lmic-reports/master/AFG/projections.csv
https://raw.githubusercontent.com/mrc-ide/global-lmic-reports/master/AFG/projections.csv
https://raw.githubusercontent.com/mrc-ide/global-lmic-reports/master/AFG/projections.csv
https://raw.githubusercontent.com/mrc-ide/global-lmic-reports/master/AFG/projections.csv
https://raw.githubusercontent.com/mrc-ide/global-lmic-reports/master/AFG/projections.csv
https://raw.githubusercontent.com/mrc-ide/global-lmic-reports/master/AFG/projections.csv
https://raw.githubusercontent.com/mrc-ide/global-lmic-reports/master/AFG/projections.csv
https://raw.githubusercontent.com/mrc-ide/global-lmic-reports/master/AFG/projections.csv
https://raw.githubusercontent.com/mrc-ide/global-lmic-reports/master/AFG/projections.csv
https://raw.githubusercontent.com/mrc-ide/global-lmic-reports/master/AFG/projections.csv
https://raw.githubusercontent.com/mrc-ide/global-lmic-reports/master/AFG/projections.csv
https://raw.githubusercontent.com/mrc-ide/global-lmic-reports/master/AFG/projections.csv
https://raw.githubusercontent.com/mrc-ide/global-lmic-reports/master/AFG/projections.csv
https://raw.githubusercontent.com/mrc-ide/global-lmic-reports/master/AFG/projections.csv
https://raw.githubusercontent.com/mrc-ide/global-lmic-reports/master/AFG/projections.csv
https://raw.githubusercontent.com/mrc-ide/global-lmic-reports/master/AFG/projections.csv
https://raw.githubusercontent.com/mrc-ide/global-lmic-reports/master/AFG/projections.csv
https://raw.githubusercontent.com/mrc-ide/global-lmic-reports/master/AFG/projections.csv
https://raw.githubusercontent.com/mrc-ide/global-lmic-reports/master/AFG/projections.csv
https://raw.githubusercontent.com/mrc-ide/global-lmic-reports/master/AFG/projections.csv
https://raw.githubusercontent.com/mrc-ide/global-lmic-reports/master/AFG/projections.csv
https://raw.githubusercontent.com/mrc-ide/global-lmic-reports/master/AFG/projections.csv
https://raw.githubusercontent.com/mrc-ide/global-lmic-reports/master/AFG/projections.csv
https://raw.githubusercontent.com/mrc-ide/global-lmic-reports/master/AFG/projections.csv
https://raw.githubusercontent.com/mrc-ide/global-lmic-reports/master/AFG/projections.csv
https://raw.githubusercontent.com/mrc-ide/global-lmic-reports/master/AFG/projections.csv
https://raw.githubusercontent.com/mrc-ide/global-lmic-reports/master/AFG/projections.csv
https://raw.githubusercontent.com/mrc-ide/global-lmic-reports/master/AFG/projections.csv
https://raw.githubusercontent.com/mrc-ide/global-lmic-reports/master/AFG/projections.csv
https://raw.githubusercontent.com/mrc-ide/global-lmic-reports/master/AFG/projections.csv
https://raw.githubusercontent.com/mrc-ide/global-lmic-reports/master/AFG/projections.csv
https://raw.githubusercontent.com/mrc-ide/global-lmic-reports/master/AFG/projections.csv
https://raw.githubusercontent.com/mrc-ide/global-lmic-reports/master/AFG/projections.csv
https://raw.githubusercontent.com/mrc-ide/global-lmic-reports/master/AFG/projections.csv
https://raw.githubusercontent.com/mrc-ide/global-lmic-reports/master/AFG/projections.csv
https://raw.githubusercontent.com/mrc-ide/global-lmic-reports/master/AFG/projections.csv
https://raw.githubusercontent.com/mrc-ide/global-lmic-reports/master/AFG/projections.csv
https://raw.githubusercontent.com/mrc-ide/global-lmic-reports/master/AFG/projections.csv
https://raw.githubusercontent.com/mrc-ide/global-lmic-reports/master/AFG/projections.csv
https://raw.githubusercontent.com/mrc-ide/global-lmic-reports/master/AFG/projections.csv
https://raw.githubusercontent.com/mrc-ide/global-lmic-reports/master/AFG/projections.csv
https://raw.githubusercontent.com/mrc-ide/global-lmic-reports/master/AFG/projections.csv
https://raw.githubusercontent.com/mrc-ide/global-lmic-reports/master/AFG/projections.csv
https://raw.githubusercontent.com/mrc-ide/global-lmic-reports/master/AFG/projections.csv
https://raw.githubusercontent.com/mrc-ide/global-lmic-reports/master/AFG/projections.csv
https://raw.githubusercontent.com/mrc-ide/global-lmic-reports/master/AFG/projections.csv
https://raw.githubusercontent.com/mrc-ide/global-lmic-reports/master/AFG/projections.csv
https://raw.githubusercontent.com/mrc-ide/global-lmic-reports/master/AFG/projections.csv
https://raw.githubusercontent.com/mrc-ide/global-lmic-reports/master/AFG/projections.csv
https://raw.githubusercontent.com/mrc-ide/global-lmic-reports/master/AFG/projections.csv
https://raw.githubusercontent.com/mrc-ide/global-lmic-reports/master/AFG/projections.csv
https://raw.githubusercontent.com/mrc-ide/global-lmic-reports/master/AFG/projections.csv
https://raw.githubusercontent.com/mrc-ide/global-lmic-reports/master/AFG/projections.csv
https://raw.githubusercontent.com/mrc-ide/global-lmic-reports/master/AFG/projections.csv
https://raw.githubusercontent.com/mrc-ide/global-lmic-reports/master/AFG/projections.csv
https://raw.githubusercontent.com/mrc-ide/global-lmic-reports/master/AFG/projections.csv
https://raw.githubusercontent.com/mrc-ide/global-lmic-reports/master/AFG/projections.csv
https://raw.githubusercontent.com/mrc-ide/global-lmic-reports/master/AFG/projections.csv
https://raw.githubusercontent.com/mrc-ide/global-lmic-reports/master/AFG/projections.csv
https://raw.githubusercontent.com/mrc-ide/global-lmic-reports/master/AFG/projections.csv
https://raw.githubusercontent.com/mrc-ide/global-lmic-reports/master/AFG/projections.csv
https://raw.githubusercontent.com/mrc-ide/global-lmic-reports/master/AFG/projections.csv
https://raw.githubusercontent.com/mrc-ide/global-lmic-reports/master/AFG/projections.csv
https://raw.githubusercontent.com/mrc-ide/global-lmic-reports/master/AFG/projections.csv
https://raw.githubusercontent.com/mrc-ide/global-lmic-reports/master/AFG/projections.csv
https://raw.githubusercontent.com/mrc-ide/global-lmic-reports/master/AFG/projections.csv
https://raw.githubusercontent.com/mrc-ide/global-lmic-reports/master/AFG/projections.csv
https://raw.githubusercontent.com/mrc-ide/global-lmic-reports/master/AFG/projections.csv
https://raw.githubusercontent.com/mrc-ide/global-lmic-reports/master/AFG/projections.csv
https://raw.githubusercontent.com/mrc-ide/global-lmic-reports/master/AFG/projections.csv
https://raw.githubusercontent.com/mrc-ide/global-lmic-reports/master/AFG/projections.csv
https://raw.githubusercontent.com/mrc-ide/global-lmic-reports/master/AFG/projections.csv
https://raw.githubusercontent.com/mrc-ide/global-lmic-reports/master/AFG/projections.csv
https://raw.githubusercontent.com/mrc-ide/global-lmic-reports/master/AFG/projections.csv
https://raw.githubusercontent.com/mrc-ide/global-lmic-reports/master/AFG/projections.csv
https://raw.githubusercontent.com/mrc-ide/global-lmic-reports/master/AFG/projections.csv
https://raw.githubusercontent.com/mrc-ide/global-lmic-reports/master/AFG/projections.csv
https://raw.githubusercontent.com/mrc-ide/global-lmic-reports/master/AFG/projections.csv
https://raw.githubusercontent.com/mrc-ide/global-lmic-reports/master/AFG/projections.csv
https://raw.githubusercontent.com/mrc-ide/global-lmic-reports/master/AFG/projections.csv
https://raw.githubusercontent.com/mrc-ide/global-lmic-reports/master/AFG/projections.csv
https://raw.githubusercontent.com/mrc-ide/global-lmic-reports/master/AFG/projections.csv
https://raw.githubusercontent.com/mrc-ide/global-lmic-reports/master/AFG/projections.csv
https://raw.githubusercontent.com/mrc-ide/global-lmic-reports/master/AFG/projections.csv
https://raw.githubusercontent.com/mrc-ide/global-lmic-reports/master/AFG/projections.csv
https://raw.githubusercontent.com/mrc-ide/global-lmic-reports/master/AFG/projections.csv
https://raw.githubusercontent.com/mrc-ide/global-lmic-reports/master/AFG/projections.csv
https://raw.githubusercontent.com/mrc-ide/global-lmic-reports/master/AFG/projections.csv
https://raw.githubusercontent.com/mrc-ide/global-lmic-reports/master/AFG/projections.csv
https://raw.githubusercontent.com/mrc-ide/global-lmic-reports/master/AFG/projections.csv
https://raw.githubusercontent.com/mrc-ide/global-lmic-reports/master/AFG/projections.csv
https://raw.githubusercontent.com/mrc-ide/global-lmic-reports/master/AFG/projections.csv
https://raw.githubusercontent.com/mrc-ide/global-lmic-reports/master/AFG/projections.csv
https://raw.githubusercontent.com/mrc-ide/global-lmic-reports/master/AFG/projections.csv
https://raw.githubusercontent.com/mrc-ide/global-lmic-reports/master/AFG/projections.csv
https://raw.githubusercontent.com/mrc-ide/global-lmic-reports/master/AFG/projections.csv
https://raw.githubusercontent.com/mrc-ide/global-lmic-reports/master/AFG/projections.csv
https://raw.githubusercontent.com/mrc-ide/global-lmic-reports/master/AFG/projections.csv
https://raw.githubusercontent.com/mrc-ide/global-lmic-reports/master/AFG/projections.csv
https://raw.githubusercontent.com/mrc-ide/global-lmic-reports/master/AFG/projections.csv
https://raw.githubusercontent.com/mrc-ide/global-lmic-reports/master/AFG/projections.csv
https://raw.githubusercontent.com/mrc-ide/global-lmic-reports/master/AFG/projections.csv
https://raw.githubusercontent.com/mrc-ide/global-lmic-reports/master/AFG/projections.csv
https://raw.githubusercontent.com/mrc-ide/global-lmic-reports/master/AFG/projections.csv
https://raw.githubusercontent.com/mrc-ide/global-lmic-reports/master/AFG/projections.csv
https://raw.githubusercontent.com/mrc-ide/global-lmic-reports/master/AFG/projections.csv
https://raw.githubusercontent.com/mrc-ide/global-lmic-reports/master/AFG/projections.csv
https://raw.githubusercontent.com/mrc-ide/global-lmic-reports/master/AFG/projections.csv
https://raw.githubusercontent.com/mrc-ide/global-lmic-reports/master/AFG/projections.csv
https://raw.githubusercontent.com/mrc-ide/global-lmic-reports/master/AFG/projections.csv
https://raw.githubusercontent.com/mrc-ide/global-lmic-reports/master/AFG/projections.csv
https://raw.githubusercontent.com/mrc-ide/global-lmic-reports/master/AFG/projections.csv
https://raw.githubusercontent.com/mrc-ide/global-lmic-reports/master/AFG/projections.csv
https://raw.githubusercontent.com/mrc-ide/global-lmic-reports/master/AFG/projections.csv
https://raw.githubusercontent.com/mrc-ide/global-lmic-reports/master/AFG/projections.csv
https://raw.githubusercontent.com/mrc-ide/global-lmic-reports/master/AFG/projections.csv
https://raw.githubusercontent.com/mrc-ide/global-lmic-reports/master/AFG/projections.csv
https://raw.githubusercontent.com/mrc-ide/global-lmic-reports/master/AFG/projections.csv
https://raw.githubusercontent.com/mrc-ide/global-lmic-reports/master/AFG/projections.csv
https://raw.githubusercontent.com/mrc-ide/global-lmic-reports/master/AFG/projections.csv
https://raw.githubusercontent.com/mrc-ide/global-lmic-reports/master/AFG/projections.csv
https://raw.githubusercontent.com/mrc-ide/global-lmic-reports/master/AFG/projections.csv
https://raw.githubusercontent.com/mrc-ide/global-lmic-reports/master/AFG/projections.csv
https://raw.githubusercontent.com/mrc-ide/global-lmic-reports/master/AFG/projections.csv
https://raw.githubusercontent.com/mrc-ide/global-lmic-reports/master/AFG/projections.csv
https://raw.githubusercontent.com/mrc-ide/global-lmic-reports/master/AFG/projections.csv
https://raw.githubusercontent.com/mrc-ide/global-lmic-reports/master/AFG/projections.csv
https://raw.githubusercontent.com/mrc-ide/global-lmic-reports/master/AFG/projections.csv
https://raw.githubusercontent.com/mrc-ide/global-lmic-reports/master/AFG/projections.csv
https://raw.githubusercontent.com/mrc-ide/global-lmic-reports/master/AFG/projections.csv
https://raw.githubusercontent.com/mrc-ide/global-lmic-reports/master/AFG/projections.csv
https://raw.githubusercontent.com/mrc-ide/global-lmic-reports/master/AFG/projections.csv
https://raw.githubusercontent.com/mrc-ide/global-lmic-reports/master/AFG/projections.csv
https://raw.githubusercontent.com/mrc-ide/global-lmic-reports/master/AFG/projections.csv
https://raw.githubusercontent.com/mrc-ide/global-lmic-reports/master/AFG/projections.csv
https://raw.githubusercontent.com/mrc-ide/global-lmic-reports/master/AFG/projections.csv
https://raw.githubusercontent.com/mrc-ide/global-lmic-reports/master/AFG/projections.csv
https://raw.githubusercontent.com/mrc-ide/global-lmic-reports/master/AFG/projections.csv
https://raw.githubusercontent.com/mrc-ide/global-lmic-reports/master/AFG/projections.csv
https://raw.githubusercontent.com/mrc-ide/global-lmic-reports/master/AFG/projections.csv
https://raw.githubusercontent.com/mrc-ide/global-lmic-reports/master/AFG/projections.csv
https://raw.githubusercontent.com/mrc-ide/global-lmic-reports/master/AFG/projections.csv
https://raw.githubusercontent.com/mrc-ide/global-lmic-reports/master/AFG/projections.csv
https://raw.githubusercontent.com/mrc-ide/global-lmic-reports/master/AFG/projections.csv
https://raw.githubusercontent.com/mrc-ide/global-lmic-reports/master/AFG/projections.csv
https://raw.githubusercontent.com/mrc-ide/global-lmic-reports/master/AFG/projections.csv
https://raw.githubusercontent.com/mrc-ide/global-lmic-reports/master/AFG/projections.csv
https://raw.githubusercontent.com/mrc-ide/global-lmic-reports/master/AFG/projections.csv
https://raw.githubusercontent.com/mrc-ide/global-lmic-reports/master/AFG/projections.csv
https://raw.githubusercontent.com/mrc-ide/global-lmic-reports/master/AFG/projections.csv
https://raw.githubusercontent.com/mrc-ide/global-lmic-reports/master/AFG/projections.csv
https://raw.githubusercontent.com/mrc-ide/global-lmic-reports/master/AFG/projections.csv
https://raw.githubusercontent.com/mrc-ide/global-lmic-reports/master/AFG/projections.csv
https://raw.githubusercontent.com/mrc-ide/global-lmic-reports/master/AFG/projections.csv
https://raw.githubusercontent.com/mrc-ide/global-lmic-reports/master/AFG/projections.csv
https://raw.githubusercontent.com/mrc-ide/global-lmic-reports/master/AFG/projections.csv
https://raw.githubusercontent.com/mrc-ide/global-lmic-reports/master/AFG/projections.csv
https://raw.githubusercontent.com/mrc-ide/global-lmic-reports/master/AFG/projections.csv
https://raw.githubusercontent.com/mrc-ide/global-lmic-reports/master/AFG/projections.csv
https://raw.githubusercontent.com/mrc-ide/global-lmic-reports/master/AFG/projections.csv
https://raw.githubusercontent.com/mrc-ide/global-lmic-reports/master/AFG/projections.csv
https://raw.githubusercontent.com/mrc-ide/global-lmic-reports/master/AFG/projections.csv
https://raw.githubusercontent.com/mrc-ide/global-lmic-reports/master/AFG/projections.csv
https://raw.githubusercontent.com/mrc-ide/global-lmic-reports/master/AFG/projections.csv
https://raw.githubusercontent.com/mrc-ide/global-lmic-reports/master/AFG/projections.csv
https://raw.githubusercontent.com/mrc-ide/global-lmic-reports/master/AFG/projections.csv
https://raw.githubusercontent.com/mrc-ide/global-lmic-reports/master/AFG/projections.csv
https://raw.githubusercontent.com/mrc-ide/global-lmic-reports/master/AFG/projections.csv
https://raw.githubusercontent.com/mrc-ide/global-lmic-reports/master/AFG/projections.csv
https://raw.githubusercontent.com/mrc-ide/global-lmic-reports/master/AFG/projections.csv
https://raw.githubusercontent.com/mrc-ide/global-lmic-reports/master/AFG/projections.csv
https://raw.githubusercontent.com/mrc-ide/global-lmic-reports/master/AFG/projections.csv
https://raw.githubusercontent.com/mrc-ide/global-lmic-reports/master/AFG/projections.csv
https://raw.githubusercontent.com/mrc-ide/global-lmic-reports/master/AFG/projections.csv